Other | Compact Fluorescent |  | Twist | 1 | 11 | 770081 | Bathroom | 0.00072358
Floor lamp | Compact Fluorescent |  | Twist | 1 | 11 | 770081 | Bathroom | 0.00072358
Table | Compact Fluorescent |  | Twist | 1 | 7 | 770081 | Bathroom | 0.00072358
Floor lamp | Compact Fluorescent |  | Twist | 1 | 14 | 770081 | Bathroom | 0.00072358
Table | Compact Fluorescent |  | Twist | 1 | 11 | 770081 | Bathroom | 0.00072358
Ceiling Fan | Compact Fluorescent |  | Twist | 2 | 15 | 770081 | Bathroom | 0.00072358
Ceiling Fixture | Compact Fluorescent |  | Twist | 1 | 13 | 770081 | Bathroom | 0.00072358
Ceiling Fan | Incandescent |  | Standard A Lamp | 2 | 40 | 770082 | Bedroom | 0.00072358
Table | Incandescent |  | Standard A Lamp | 1 | 75 | 770082 | Bedroom | 0.00072358
Table | Compact Fluorescent |  | Twist | 1 | 23 | 770082 | Bedroom | 0.00072358
Table | Halogen |  | Quartz Tube | 1 | 50 | 770082 | Bedroom | 0.00072358
Track | Incandescent |  | Reflector | 4 | 45 | 770082 | Bedroom | 0.00072358
Track | Incandescent |  | Reflector | 3 | 45 | 770082 | Bedroom | 0.00072358
Track | Incandescent |  | Mini base | 3 | 40 | 770082 | Bedroom | 0.00072358
Track | Incandescent |  | Reflector | 3 | 30 | 770082 | Bedroom | 0.00072358
Table | Incandescent |  | Standard A Lamp | 1 | 40 | 770082 | Bedroom | 0.00072358
Floor lamp | Incandescent |  | Standard A Lamp | 1 | 75 | 770082 | Bedroom | 0.00072358
Floor lamp | Compact Fluorescent |  | Pin base | 1 | 18 | 770082 | Bedroom | 0.00072358
Table | Incandescent |  | Standard A Lamp | 1 | 75 | 770082 | Bedroom | 0.00072358
Wall Mount | Incandescent |  | Globe | 6 | 25 | 770082 | Bedroom | 0.00072358
Wall Mount | Linear Fluorescent | 3 | T-4 | 1 | 25 | 770091 | Bathroom | 0.00072358
Recessed - other | Incandescent |  | Heat Lamp | 1 | 250 | 770091 | Bathroom | 0.00072358
Torchiere | Incandescent |  | Standard A Lamp | 1 | 40 | 770091 | Bathroom | 0.00072358
Torchiere | Compact Fluorescent |  | Twist | 1 | 23 | 770091 | Bathroom | 0.00072358
Ceiling Fixture | Compact Fluorescent |  | Twist | 2 | 13 | 770091 | Bathroom | 0.00072358
Recessed Can | Compact Fluorescent |  | Pin base | 1 | 13 | 770091 | Bathroom | 0.00072358
Ceiling Fixture | Compact Fluorescent |  | Pin base | 2 | 25 | 770091 | Bathroom | 0.00072358
Other | Incandescent |  | Standard A Lamp | 1 | 60 | 770091 | Bathroom | 0.00072358
Chandelier (Hanging) | Incandescent |  | Standard A Lamp | 3 | 40 | 770091 | Bathroom | 0.00072358
Floor lamp | Incandescent |  | Other | 1 | 25 | 770091 | Bathroom | 0.00072358
Table | Incandescent |  | Reflector | 1 | 50 | 770091 | Bathroom | 0.00072358
Other | Incandescent |  | Decorative | 1 | 60 | 770092 | Bathroom | 0.00072358
Recessed - other | Incandescent |  | Heat Lamp | 1 | 250 | 770092 | Bathroom | 0.00072358
Wall Mount | Linear Fluorescent | 3 | T-4 | 1 | 25 | 770092 | Bathroom | 0.00072358
Ceiling Fixture | Compact Fluorescent |  | Pin base | 2 | 13 | 770092 | Bathroom | 0.00072358
Table | Incandescent |  | Standard A Lamp | 1 | 100 | 770092 | Bathroom | 0.00072358
Floor lamp | Incandescent |  | Standard A Lamp | 1 | 100 | 770092 | Bathroom | 0.00072358
Table | Incandescent |  | Standard A Lamp | 1 | 60 | 770092 | Bathroom | 0.00072358
Ceiling Fixture | Compact Fluorescent |  | Pin base | 2 | 13 | 770092 | Bathroom | 0.00072358
Ceiling Fixture | Compact Fluorescent |  | Pin base | 2 | 13 | 770092 | Bathroom | 0.00072358
Recessed Can | Compact Fluorescent |  | Pin base | 1 | 13 | 770092 | Bathroom | 0.00072358
Ceiling Fixture | Compact Fluorescent |  | Pin base | 2 | 25 | 770092 | Bathroom | 0.00072358
Other | Incandescent |  | Standard A Lamp | 1 | 60 | 770092 | Bathroom | 0.00072358
Ceiling Fixture | Compact Fluorescent |  | Pin base | 2 | 13 | 770092 | Bathroom | 0.00072358
Table | Incandescent |  | Standard A Lamp | 2 | 60 | 770092 | Bathroom | 0.00072358
Table | Incandescent |  | Standard A Lamp | 1 | 100 | 770092 | Bathroom | 0.00072358
Floor lamp | Incandescent |  | Standard A Lamp | 1 | 100 | 770092 | Bathroom | 0.00072358
Ceiling Fan | Incandescent |  | Standard A Lamp | 3 | 60 | 770092 | Bathroom | 0.00072358
Wall Mount | Halogen |  | Quartz Tube | 2 | 150 | 770101 | Bathroom | 0.00072358
Ceiling Fixture | Incandescent |  | Heat Lamp | 1 | 150 | 770101 | Bathroom | 0.00072358
Ceiling Fixture | Compact Fluorescent |  | Pin base | 1 | 11 | 770101 | Bathroom | 0.00072358
Ceiling Fixture | Compact Fluorescent |  | Pin base | 2 | 13 | 770101 | Bathroom | 0.00072358
Other | Incandescent |  | Other | 2 | 40 | 770101 | Bathroom | 0.00072358
Other | Compact Fluorescent |  | Twist | 2 | 25 | 770101 | Bathroom | 0.00072358
Track | Halogen |  | MR | 3 | 50 | 770101 | Bathroom | 0.00072358
Floor lamp | Incandescent |  | Standard A Lamp | 1 | 40 | 770101 | Bathroom | 0.00072358
Table | Linear Fluorescent | 2 | T-5 | 2 | 24 | 770101 | Bathroom | 0.00072358
Ceiling Fixture | Compact Fluorescent |  | Pin base | 2 | 13 | 770101 | Bathroom | 0.00072358
Other | Linear Fluorescent | 4 | T-8 | 2 | 32 | 770101 | Bathroom | 0.00072358
Wall Mount | Halogen |  | Quartz Tube | 2 | 150 | 770102 | Bathroom | 0.00072358
Ceiling Fixture | Incandescent |  | Heat Lamp | 1 | 150 | 770102 | Bathroom | 0.00072358
Ceiling Fixture | Compact Fluorescent |  | Pin base | 1 | 11 | 770102 | Bathroom | 0.00072358
Chandelier (Hanging) | Compact Fluorescent |  | Pin base | 1 | 11 | 770102 | Bathroom | 0.00072358
Torchiere | Compact Fluorescent |  | Pin base | 1 | 11 | 770102 | Bathroom | 0.00072358
Ceiling Fixture | Compact Fluorescent |  | Pin base | 2 | 13 | 770102 | Bathroom | 0.00072358
Track | Halogen |  | MR | 3 | 25 | 770102 | Bathroom | 0.00072358
Other | Incandescent |  | Other | 2 | 40 | 770102 | Bathroom | 0.00072358
Ceiling Fixture | Compact Fluorescent |  | Pin base | 2 | 13 | 770102 | Bathroom | 0.00072358
Table | Incandescent |  | Clear | 1 | 40 | 770102 | Bathroom | 0.00072358
Wall Mount | Incandescent |  | Globe | 5 | 60 | 770111 | Bathroom | 0.00072358
Wall Mount | Incandescent |  | Globe | 4 | 40 | 770111 | Bathroom | 0.00072358
Wall Mount | Incandescent |  | Standard A Lamp | 3 | 60 | 770111 | Bathroom | 0.00072358
Table | Compact Fluorescent |  | Twist | 1 | 13 | 770111 | Bathroom | 0.00072358
Ceiling Fixture | Compact Fluorescent |  | Circline (Screw Base) | 1 | 36 | 770111 | Bathroom | 0.00072358
Ceiling Fixture | Compact Fluorescent |  | Circline (Screw Base) | 1 | 22 | 770111 | Bathroom | 0.00072358
Ceiling Fixture | Compact Fluorescent |  | Circline (Screw Base) | 1 | 22 | 770111 | Bathroom | 0.00072358
Ceiling Fixture | Linear Fluorescent | 4 | T-12 | 4 | 40 | 770111 | Bathroom | 0.00072358
Other | Linear Fluorescent | 1.5 | T-8 | 1 | 15 | 770111 | Bathroom | 0.00072358
Other | Incandescent |  | Standard A Lamp | 1 | 40 | 770111 | Bathroom | 0.00072358
Table | Compact Fluorescent |  | Twist | 1 | 23 | 770111 | Bathroom | 0.00072358
Wall Mount | Incandescent |  | Globe | 4 | 60 | 770112 | Bathroom | 0.00072358
Floor lamp | Incandescent |  | Standard A Lamp | 1 | 100 | 770112 | Bathroom | 0.00072358
Table | Incandescent |  | Standard A Lamp | 1 | 60 | 770112 | Bathroom | 0.00072358
Ceiling Fixture | Compact Fluorescent |  | Circline (Screw Base) | 1 | 22 | 770112 | Bathroom | 0.00072358
Ceiling Fixture | Compact Fluorescent |  | Circline (Screw Base) | 1 | 36 | 770112 | Bathroom | 0.00072358
Floor lamp | Incandescent |  | Standard A Lamp | 1 | 100 | 770112 | Bathroom | 0.00072358
Table | Incandescent |  | Standard A Lamp | 1 | 60 | 770112 | Bathroom | 0.00072358
Floor lamp | Halogen |  | Quartz Tube | 1 | 50 | 770112 | Bathroom | 0.00072358
Wall Mount | Incandescent |  | Standard A Lamp | 3 | 75 | 780011 | Bathroom | 0.00072358
Recessed - other | Incandescent |  | Standard A Lamp | 1 | 60 | 780011 | Bathroom | 0.00072358
Floor lamp | Incandescent |  | Standard A Lamp | 2 | 125 | 780011 | Bathroom | 0.00072358
Chandelier (Hanging) | Incandescent |  | Decorative | 6 | 60 | 780011 | Bathroom | 0.00072358
Ceiling Fixture | Incandescent |  | Standard A Lamp | 2 | 75 | 780011 | Bathroom | 0.00072358
Table | Incandescent |  | Standard A Lamp | 1 | 75 | 780011 | Bathroom | 0.00072358
Recessed Can | Halogen |  | PAR | 1 | 50 | 780011 | Bathroom | 0.00072358
Other | Halogen |  | MR | 2 | 20 | 780011 | Bathroom | 0.00072358
Floor lamp | Incandescent |  | Standard A Lamp | 2 | 60 | 780011 | Bathroom | 0.00072358
Torchiere | Incandescent |  | Standard A Lamp | 2 | 75 | 780011 | Bathroom | 0.00072358
Table | Incandescent |  | Standard A Lamp | 2 | 60 | 780011 | Bathroom | 0.00072358
Wall Mount | Incandescent |  | Standard A Lamp | 4 | 75 | 780011 | Bathroom | 0.00072358
Recessed Can | Incandescent |  | Standard A Lamp | 1 | 60 | 780011 | Bathroom | 0.00072358
Recessed Can | Halogen |  | PAR | 1 | 50 | 780011 | Bathroom | 0.00072358
Table | Incandescent |  | Standard A Lamp | 1 | 75 | 780011 | Bathroom | 0.00072358
Table | Incandescent |  | Standard A Lamp | 1 | 100 | 780011 | Bathroom | 0.00072358
Wall Mount | Linear Fluorescent | 2 | T-5 | 2 | 13 | 780011 | Bathroom | 0.00072358
Wall Mount | Incandescent |  | Standard A Lamp | 3 | 75 | 780012 | Bathroom | 0.00072358
Recessed - other | Incandescent |  | Standard A Lamp | 1 | 60 | 780012 | Bathroom | 0.00072358
Table | Compact Fluorescent |  | Pin base | 1 | 26 | 780012 | Bathroom | 0.00072358
Table | Incandescent |  | Standard A Lamp | 1 | 75 | 780012 | Bathroom | 0.00072358
Ceiling Fixture | Halogen |  | PAR | 2 | 50 | 780012 | Bathroom | 0.00072358
Ceiling Fixture | Halogen |  | PAR | 1 | 50 | 780012 | Bathroom | 0.00072358
Other | Halogen |  | MR | 2 | 50 | 780012 | Bathroom | 0.00072358
Table | Compact Fluorescent |  | Pin base | 1 | 26 | 780012 | Bathroom | 0.00072358
Ceiling Fixture | Compact Fluorescent |  | Twist | 2 | 19 | 780012 | Bathroom | 0.00072358
Ceiling Fixture | Compact Fluorescent |  | Twist | 2 | 18 | 780012 | Bathroom | 0.00072358
Recessed Can | Halogen |  | PAR | 1 | 50 | 780012 | Bathroom | 0.00072358
Recessed Can | Halogen |  | PAR | 1 | 50 | 780012 | Bathroom | 0.00072358
Ceiling Fixture | Halogen |  | PAR | 1 | 50 | 780012 | Bathroom | 0.00072358
Other | Halogen |  | MR | 2 | 20 | 780012 | Bathroom | 0.00072358
Floor lamp | Incandescent |  | 3-Way Incandescent | 1 | 150 | 780012 | Bathroom | 0.00072358
Floor lamp | Compact Fluorescent |  | Pin base | 1 | 13 | 780012 | Bathroom | 0.00072358
Ceiling Fixture | Incandescent |  | Standard A Lamp | 1 | 60 | 780012 | Bathroom | 0.00072358
Wall Mount | Incandescent |  | Standard A Lamp | 4 | 75 | 780012 | Bathroom | 0.00072358
Recessed Can | Incandescent |  | Standard A Lamp | 1 | 60 | 780012 | Bathroom | 0.00072358
Table | Incandescent |  | 3-Way Incandescent | 1 | 100 | 780012 | Bathroom | 0.00072358
Recessed Can | Halogen |  | PAR | 1 | 50 | 780012 | Bathroom | 0.00072358
Wall Mount | Linear Fluorescent | 2 | T-5 | 2 | 13 | 780012 | Bathroom | 0.00072358
Wall Mount | Incandescent |  | Globe | 6 | 40 | 780021 | Bathroom | 0.00072358
Wall Mount | Incandescent |  | Globe | 6 | 40 | 780021 | Bathroom | 0.00072358
Floor lamp | Incandescent |  | Standard A Lamp | 1 | 25 | 780021 | Bathroom | 0.00072358
Floor lamp | Compact Fluorescent |  | Twist | 1 | 26 | 780021 | Bathroom | 0.00072358
Table | Incandescent |  | Standard A Lamp | 1 | 25 | 780021 | Bathroom | 0.00072358
Table | Incandescent |  | Decorative | 1 | 25 | 780021 | Bathroom | 0.00072358
Recessed Can | Incandescent |  | Standard A Lamp | 1 | 60 | 780021 | Bathroom | 0.00072358
Recessed Can | Incandescent |  | Reflector | 1 | 65 | 780021 | Bathroom | 0.00072358
Recessed Can | Incandescent |  | Reflector | 1 | 65 | 780021 | Bathroom | 0.00072358
Other | Incandescent |  | Other | 1 | 40 | 780021 | Bathroom | 0.00072358
Floor lamp | Compact Fluorescent |  | Twist | 3 | 13 | 780021 | Bathroom | 0.00072358
Ceiling Fixture | Incandescent |  | Standard A Lamp | 3 | 60 | 780021 | Bathroom | 0.00072358
Wall Mount | Incandescent |  | Globe | 6 | 60 | 780022 | Bathroom | 0.00072358
Wall Mount | Incandescent |  | Globe | 6 | 40 | 780022 | Bathroom | 0.00072358
Torchiere | Incandescent |  | Standard A Lamp | 1 | 100 | 780022 | Bathroom | 0.00072358
Table | Incandescent |  | Standard A Lamp | 1 | 25 | 780022 | Bathroom | 0.00072358
Recessed Can | Incandescent |  | Reflector | 1 | 65 | 780022 | Bathroom | 0.00072358
Ceiling Fixture | Incandescent |  | Reflector | 1 | 65 | 780022 | Bathroom | 0.00072358
Recessed Can | Incandescent |  | Reflector | 1 | 65 | 780022 | Bathroom | 0.00072358
Other | Incandescent |  | Standard A Lamp | 2 | 40 | 780022 | Bathroom | 0.00072358
Table | Incandescent |  | 3-Way Incandescent | 1 | 150 | 780022 | Bathroom | 0.00072358
Floor lamp | Compact Fluorescent |  | Twist | 1 | 19 | 780022 | Bathroom | 0.00072358
Floor lamp | Halogen |  | Other | 1 | 50 | 780022 | Bathroom | 0.00072358
Floor lamp | Incandescent |  | Standard A Lamp | 1 | 100 | 780022 | Bathroom | 0.00072358
Chandelier (Hanging) | Incandescent |  | Globe | 1 | 40 | 780022 | Bathroom | 0.00072358
Wall Mount | Incandescent |  | Globe | 4 | 40 | 780031 | Bathroom | 0.00072358
Recessed - other | Incandescent |  | Heat Lamp | 1 | 250 | 780031 | Bathroom | 0.00072358
Ceiling Fixture | Compact Fluorescent |  | Twist | 2 | 13 | 780031 | Bathroom | 0.00072358
Table | Compact Fluorescent |  | Twist | 1 | 11 | 780031 | Bathroom | 0.00072358
Floor lamp | Compact Fluorescent |  | Twist | 1 | 13 | 780031 | Bathroom | 0.00072358
Track | Halogen |  | MR | 3 | 50 | 780031 | Bathroom | 0.00072358
Ceiling Fixture | Compact Fluorescent |  | Twist | 2 | 13 | 780031 | Bathroom | 0.00072358
Track | Halogen |  | MR | 3 | 50 | 780031 | Bathroom | 0.00072358
Other | Incandescent |  | Decorative | 2 | 30 | 780031 | Bathroom | 0.00072358
Floor lamp | Incandescent |  | Standard A Lamp | 3 | 75 | 780031 | Bathroom | 0.00072358
Wall Mount | Incandescent |  | Globe | 4 | 40 | 780031 | Bathroom | 0.00072358
Recessed - other | Incandescent |  | Heat Lamp | 1 | 250 | 780031 | Bathroom | 0.00072358
Ceiling Fixture | Compact Fluorescent |  | Twist | 2 | 13 | 780031 | Bathroom | 0.00072358
Table | Incandescent |  | Standard A Lamp | 1 | 75 | 780031 | Bathroom | 0.00072358
Recessed - other | Incandescent |  | Heat Lamp | 1 | 250 | 780032 | Bathroom | 0.00072358
Wall Mount | Incandescent |  | Globe | 6 | 60 | 780032 | Bathroom | 0.00072358
Ceiling Fixture | Incandescent |  | Standard A Lamp | 1 | 60 | 780032 | Bathroom | 0.00072358
Track | Halogen |  | MR | 2 | 50 | 780032 | Bathroom | 0.00072358
Other | Incandescent |  | Decorative | 2 | 30 | 780032 | Bathroom | 0.00072358
Ceiling Fixture | Incandescent |  | Standard A Lamp | 1 | 60 | 780032 | Bathroom | 0.00072358
Torchiere | Compact Fluorescent |  | Twist | 1 | 13 | 780032 | Bathroom | 0.00072358
Torchiere | Incandescent |  | Standard A Lamp | 1 | 60 | 780032 | Bathroom | 0.00072358
Table | Halogen |  | Quartz Tube | 1 | 100 | 780032 | Bathroom | 0.00072358
Track | Halogen |  | MR | 1 | 50 | 780032 | Bathroom | 0.00072358
Table | Compact Fluorescent |  | Pin base | 1 | 27 | 780032 | Bathroom | 0.00072358
Ceiling Fixture | Incandescent |  | Clear | 2 | 60 | 780041 | Hall | 0.00072358
Track | Halogen |  | MR | 3 | 40 | 780041 | Hall | 0.00072358
Recessed - other | Incandescent |  | Mini base | 2 | 40 | 780041 | Hall | 0.00072358
Floor lamp | Incandescent |  | Reflector | 1 | 40 | 780041 | Hall | 0.00072358
Floor lamp | Compact Fluorescent |  | Twist | 1 | 23 | 780041 | Hall | 0.00072358
Table | Compact Fluorescent |  | Twist | 1 | 23 | 780041 | Hall | 0.00072358
Ceiling Fixture | Incandescent |  | Clear | 2 | 60 | 780041 | Hall | 0.00072358
Wall Mount | Halogen |  | Quartz Tube | 2 | 100 | 780041 | Hall | 0.00072358
Recessed Can | Incandescent |  | Heat Lamp | 1 | 250 | 780041 | Hall | 0.00072358
Wall Mount | Halogen |  | Quartz Tube | 2 | 100 | 780042 | Bathroom | 0.00072358
Recessed Can | Incandescent |  | Heat Lamp | 1 | 250 | 780042 | Bathroom | 0.00072358
Ceiling Fixture | Compact Fluorescent |  | Twist | 2 | 13 | 780042 | Bathroom | 0.00072358
Track | Halogen |  | MR | 3 | 40 | 780042 | Bathroom | 0.00072358
Recessed - other | Incandescent |  | Mini base | 1 | 40 | 780042 | Bathroom | 0.00072358
Floor lamp | Compact Fluorescent |  | Twist | 1 | 13 | 780042 | Bathroom | 0.00072358
Table | Incandescent |  | Standard A Lamp | 1 | 52 | 780042 | Bathroom | 0.00072358
Wall Mount | Incandescent |  | Standard A Lamp | 3 | 75 | 780051 | Bathroom | 0.00072358
Recessed Can | Incandescent |  | Heat Lamp | 1 | 250 | 780051 | Bathroom | 0.00072358
Floor lamp | Halogen |  | Quartz Tube | 1 | 500 | 780051 | Bathroom | 0.00072358
Track | Halogen |  | Quartz Tube | 4 | 50 | 780051 | Bathroom | 0.00072358
Recessed Can | Incandescent |  | Reflector | 1 | 65 | 780051 | Bathroom | 0.00072358
Recessed Can | Incandescent |  | Reflector | 4 | 65 | 780051 | Bathroom | 0.00072358
Recessed - other | Incandescent |  | Mini base | 2 | 40 | 780051 | Bathroom | 0.00072358
Ceiling Fixture | Incandescent |  | Standard A Lamp | 2 | 75 | 780051 | Bathroom | 0.00072358
Floor lamp | Halogen |  | Quartz Tube | 1 | 75 | 780051 | Bathroom | 0.00072358
Table | Incandescent |  | Standard A Lamp | 1 | 100 | 780051 | Bathroom | 0.00072358
Table | Incandescent |  | Decorative | 1 | 25 | 780051 | Bathroom | 0.00072358
Wall Mount | Incandescent |  | Mini base | 6 | 40 | 780052 | Bathroom | 0.00072358
Ceiling Fixture | Incandescent |  | Standard A Lamp | 2 | 60 | 780052 | Bathroom | 0.00072358
Ceiling Fixture | Incandescent |  | Reflector | 1 | 65 | 780052 | Bathroom | 0.00072358
Recessed Can | Compact Fluorescent |  | Reflector | 1 | 23 | 780052 | Bathroom | 0.00072358
Recessed Can | Incandescent |  | Reflector | 1 | 65 | 780052 | Bathroom | 0.00072358
Recessed - other | Incandescent |  | Mini base | 2 | 4 | 780052 | Bathroom | 0.00072358
Track | Halogen |  | PAR | 3 | 50 | 780052 | Bathroom | 0.00072358
Ceiling Fixture | Compact Fluorescent |  | Circline (Screw Base) | 1 | 32 | 780061 | Bathroom | 0.00072358
Wall Mount | Linear Fluorescent | 2 | T-8 | 2 | 17 | 780061 | Bathroom | 0.00072358
Floor lamp | Compact Fluorescent |  | Twist | 1 | 23 | 780061 | Bathroom | 0.00072358
Table | Compact Fluorescent |  | Twist | 1 | 23 | 780061 | Bathroom | 0.00072358
Ceiling Fixture | Compact Fluorescent |  | Circline (Screw Base) | 1 | 32 | 780061 | Bathroom | 0.00072358
Ceiling Fixture | Compact Fluorescent |  | Circline (Screw Base) | 2 | 40 | 780061 | Bathroom | 0.00072358
Ceiling Fixture | Compact Fluorescent |  | Pin base | 1 | 26 | 780061 | Bathroom | 0.00072358
Other | Incandescent |  | Other | 1 | 40 | 780061 | Bathroom | 0.00072358
Table | Compact Fluorescent |  | Twist | 1 | 23 | 780061 | Bathroom | 0.00072358
Table | Compact Fluorescent |  | Twist | 1 | 9 | 780061 | Bathroom | 0.00072358
Table | Other |  | Other | 1 | 3 | 780061 | Bathroom | 0.00072358
Ceiling Fixture | Compact Fluorescent |  | Circline (Screw Base) | 1 | 32 | 780062 | Bathroom | 0.00072358
Wall Mount | Linear Fluorescent | 2 | T-8 | 2 | 17 | 780062 | Bathroom | 0.00072358
Table | Incandescent |  | Standard A Lamp | 1 | 75 | 780062 | Bathroom | 0.00072358
Ceiling Fixture | Compact Fluorescent |  | Circline (Screw Base) | 1 | 32 | 780062 | Bathroom | 0.00072358
Ceiling Fixture | Compact Fluorescent |  | Pin base | 1 | 26 | 780062 | Bathroom | 0.00072358
Ceiling Fixture | Compact Fluorescent |  | Circline (Screw Base) | 2 | 40 | 780062 | Bathroom | 0.00072358
Other | Incandescent |  | Other | 1 | 25 | 780062 | Bathroom | 0.00072358
Table | Incandescent |  | Standard A Lamp | 1 | 75 | 780062 | Bathroom | 0.00072358
Recessed - other | Incandescent |  | Reflector | 1 | 65 | 780071 | Bathroom | 0.00072358
Wall Mount | Incandescent |  | Globe | 6 | 60 | 780071 | Bathroom | 0.00072358
Ceiling Fixture | Compact Fluorescent |  | Twist | 2 | 13 | 780071 | Bathroom | 0.00072358
Ceiling Fixture | Compact Fluorescent |  | Twist | 2 | 13 | 780071 | Bathroom | 0.00072358
Ceiling Fixture | Linear Fluorescent | 4 | T-8 | 4 | 32 | 780071 | Bathroom | 0.00072358
Other | Incandescent |  | Standard A Lamp | 1 | 40 | 780071 | Bathroom | 0.00072358
Ceiling Fixture | Compact Fluorescent |  | Twist | 2 | 13 | 780071 | Bathroom | 0.00072358
Ceiling Fixture | Compact Fluorescent |  | Twist | 2 | 13 | 780071 | Bathroom | 0.00072358
Floor lamp | Incandescent |  | Standard A Lamp | 1 | 60 | 780071 | Bathroom | 0.00072358
Ceiling Fixture | Compact Fluorescent |  | Twist | 2 | 13 | 780071 | Bathroom | 0.00072358
Table | Incandescent |  | Standard A Lamp | 1 | 40 | 780071 | Bathroom | 0.00072358
Table | Incandescent |  | Standard A Lamp | 1 | 60 | 780071 | Bathroom | 0.00072358
Wall Mount | Incandescent |  | Globe | 6 | 60 | 780072 | Bathroom | 0.00072358
Recessed Can | Incandescent |  | Heat Lamp | 1 | 250 | 780072 | Bathroom | 0.00072358
Ceiling Fixture | Compact Fluorescent |  | Twist | 2 | 13 | 780072 | Bathroom | 0.00072358
Table | Incandescent |  | Standard A Lamp | 1 | 60 | 780072 | Bathroom | 0.00072358
Ceiling Fixture | Compact Fluorescent |  | Twist | 2 | 13 | 780072 | Bathroom | 0.00072358
Ceiling Fixture | Linear Fluorescent | 4 | T-8 | 4 | 32 | 780072 | Bathroom | 0.00072358
Other | Incandescent |  | Standard A Lamp | 1 | 40 | 780072 | Bathroom | 0.00072358
Ceiling Fixture | Compact Fluorescent |  | Twist | 2 | 13 | 780072 | Bathroom | 0.00072358
Floor lamp | Incandescent |  | Standard A Lamp | 2 | 75 | 780072 | Bathroom | 0.00072358
Wall Mount | Incandescent |  | Globe | 6 | 40 | 780081 | Bathroom | 0.00072358
Recessed Can | Incandescent |  | Heat Lamp | 1 | 250 | 780081 | Bathroom | 0.00072358
Ceiling Fixture | Compact Fluorescent |  | Pin base | 2 | 13 | 780081 | Bathroom | 0.00072358
Ceiling Fixture | Compact Fluorescent |  | Pin base | 2 | 13 | 780081 | Bathroom | 0.00072358
Ceiling Fixture | Compact Fluorescent |  | Pin base | 2 | 13 | 780081 | Bathroom | 0.00072358
Other | Incandescent |  | Standard A Lamp | 1 | 60 | 780081 | Bathroom | 0.00072358
Ceiling Fixture | Linear Fluorescent | 4 | T-8 | 4 | 32 | 780081 | Bathroom | 0.00072358
Table | Incandescent |  | 3-Way Incandescent | 1 | 150 | 780081 | Bathroom | 0.00072358
Ceiling Fixture | Compact Fluorescent |  | Circline (Screw Base) | 1 | 40 | 780081 | Bathroom | 0.00072358
Wall Mount | Incandescent |  | Clear | 6 | 60 | 780082 | Bathroom | 0.00072358
Recessed Can | Incandescent |  | Heat Lamp | 1 | 250 | 780082 | Bathroom | 0.00072358
Table | Incandescent |  | Reflector | 1 | 50 | 780082 | Bathroom | 0.00072358
Table | Incandescent |  | Globe | 1 | 40 | 780082 | Bathroom | 0.00072358
Ceiling Fixture | Compact Fluorescent |  | Pin base | 2 | 13 | 780082 | Bathroom | 0.00072358
Ceiling Fixture | Compact Fluorescent |  | Pin base | 2 | 13 | 780082 | Bathroom | 0.00072358
Table | Incandescent |  | Standard A Lamp | 1 | 100 | 780082 | Bathroom | 0.00072358
Ceiling Fixture | Compact Fluorescent |  | Pin base | 2 | 13 | 780082 | Bathroom | 0.00072358
Other | Incandescent |  | Standard A Lamp | 1 | 60 | 780082 | Bathroom | 0.00072358
Ceiling Fixture | Linear Fluorescent | 4 | T-8 | 4 | 32 | 780082 | Bathroom | 0.00072358
Ceiling Fixture | Compact Fluorescent |  | Circline (Screw Base) | 1 | 40 | 780082 | Bathroom | 0.00072358
Table | Incandescent |  | Standard A Lamp | 1 | 100 | 780082 | Bathroom | 0.00072358
Floor lamp | Halogen |  | MR | 2 | 35 | 780082 | Bathroom | 0.00072358
Wall Mount | Incandescent |  | Globe | 4 | 40 | 780091 | Bathroom | 0.00072358
Table | Incandescent |  | Decorative | 1 | 60 | 780091 | Bathroom | 0.00072358
Table | Compact Fluorescent |  | Pin base | 1 | 13 | 780091 | Bathroom | 0.00072358
Ceiling Fixture | Incandescent |  | Standard A Lamp | 1 | 60 | 780091 | Bathroom | 0.00072358
Ceiling Fixture | Incandescent |  | Standard A Lamp | 1 | 45 | 780091 | Bathroom | 0.00072358
Ceiling Fixture | Halogen |  | MR | 4 | 50 | 780091 | Bathroom | 0.00072358
Ceiling Fixture | Halogen |  | MR | 3 | 20 | 780091 | Bathroom | 0.00072358
Floor lamp | Incandescent |  | Other | 1 | 60 | 780091 | Bathroom | 0.00072358
Table | Halogen |  | MR | 1 | 75 | 780091 | Bathroom | 0.00072358
Recessed - other | Halogen |  | PAR | 2 | 30 | 780091 | Bathroom | 0.00072358
Ceiling Fixture | Incandescent |  | Standard A Lamp | 1 | 60 | 780091 | Bathroom | 0.00072358
Wall Mount | Incandescent |  | Decorative | 5 | 40 | 780092 | Bathroom | 0.00072358
Ceiling Fixture | Incandescent |  | Standard A Lamp | 1 | 60 | 780092 | Bathroom | 0.00072358
Wall Mount | Incandescent |  | Clear | 4 | 40 | 780092 | Bathroom | 0.00072358
Recessed - other | Compact Fluorescent |  | Pin base | 1 | 13 | 780092 | Bathroom | 0.00072358
Ceiling Fixture | Incandescent |  | Standard A Lamp | 1 | 60 | 780092 | Bathroom | 0.00072358
Floor lamp | Compact Fluorescent |  | Twist | 1 | 20 | 780092 | Bathroom | 0.00072358
Ceiling Fixture | Incandescent |  | Standard A Lamp | 1 | 60 | 780092 | Bathroom | 0.00072358
Ceiling Fixture | Incandescent |  | Standard A Lamp | 1 | 60 | 780092 | Bathroom | 0.00072358
Ceiling Fixture | Incandescent |  | Standard A Lamp | 1 | 60 | 780092 | Bathroom | 0.00072358
Track | Halogen |  | MR | 4 | 50 | 780092 | Bathroom | 0.00072358
Ceiling Fixture | Incandescent |  | Standard A Lamp | 1 | 60 | 780092 | Bathroom | 0.00072358
Track | Halogen |  | MR | 4 | 50 | 780092 | Bathroom | 0.00072358
Recessed Can | Halogen |  | PAR | 1 | 50 | 780092 | Bathroom | 0.00072358
Ceiling Fixture | Incandescent |  | Standard A Lamp | 1 | 60 | 780092 | Bathroom | 0.00072358
Table | Compact Fluorescent |  | Twist | 2 | 7 | 780092 | Bathroom | 0.00072358
Floor lamp | Compact Fluorescent |  | Twist | 1 | 7 | 780092 | Bathroom | 0.00072358
Ceiling Fixture | Incandescent |  | Standard A Lamp | 1 | 60 | 780092 | Bathroom | 0.00072358
Ceiling Fixture | Incandescent |  | Standard A Lamp | 1 | 60 | 780092 | Bathroom | 0.00072358
Wall Mount | Linear Fluorescent | 2 | T-8 | 2 | 17 | 780101 | Bathroom | 0.00072358
Table | Incandescent |  | Standard A Lamp | 1 | 100 | 780101 | Bathroom | 0.00072358
Table | Incandescent |  | Standard A Lamp | 1 | 150 | 780101 | Bathroom | 0.00072358
Ceiling Fan | Compact Fluorescent |  | Twist | 3 | 13 | 780101 | Bathroom | 0.00072358
Ceiling Fan | Compact Fluorescent |  | Twist | 1 | 13 | 780101 | Bathroom | 0.00072358
Table | Compact Fluorescent |  | Twist | 1 | 13 | 780101 | Bathroom | 0.00072358
Ceiling Fixture | Compact Fluorescent |  | Twist | 2 | 13 | 780101 | Bathroom | 0.00072358
Ceiling Fixture | Linear Fluorescent | 4 | T-8 | 2 | 32 | 780101 | Bathroom | 0.00072358
Recessed - other | Incandescent |  | Clear | 1 | 40 | 780101 | Bathroom | 0.00072358
Table | Incandescent |  | Standard A Lamp | 1 | 150 | 780101 | Bathroom | 0.00072358
Ceiling Fan | Compact Fluorescent |  | Twist | 4 | 13 | 780101 | Bathroom | 0.00072358
Table | Compact Fluorescent |  | Twist | 1 | 13 | 780101 | Bathroom | 0.00072358
Wall Mount | Linear Fluorescent | 2 | T-8 | 2 | 17 | 780102 | Bathroom | 0.00072358
Ceiling Fan | Compact Fluorescent |  | Twist | 3 | 13 | 780102 | Bathroom | 0.00072358
Table | Incandescent |  | Standard A Lamp | 1 | 60 | 780102 | Bathroom | 0.00072358
Table | Incandescent |  | Standard A Lamp | 1 | 60 | 780102 | Bathroom | 0.00072358
Ceiling Fixture | Compact Fluorescent |  | Twist | 2 | 13 | 780102 | Bathroom | 0.00072358
Ceiling Fixture | Linear Fluorescent | 4 | T-8 | 2 | 32 | 780102 | Bathroom | 0.00072358
Recessed - other | Incandescent |  | Clear | 1 | 40 | 780102 | Bathroom | 0.00072358
Ceiling Fan | Compact Fluorescent |  | Twist | 3 | 13 | 780102 | Bathroom | 0.00072358
Table | Incandescent |  | Standard A Lamp | 1 | 150 | 780102 | Bathroom | 0.00072358
Table | Incandescent |  | Standard A Lamp | 1 | 60 | 780102 | Bathroom | 0.00072358
Floor lamp | Incandescent |  | Standard A Lamp | 1 | 60 | 780102 | Bathroom | 0.00072358
Wall Mount | Compact Fluorescent |  | Twist | 2 | 13 | 780111 | Bathroom | 0.00072358
Ceiling Fixture | Compact Fluorescent |  | Twist | 1 | 26 | 780111 | Bathroom | 0.00072358
Floor lamp | Compact Fluorescent |  | Twist | 2 | 13 | 780111 | Bathroom | 0.00072358
Wall Mount | Incandescent |  | Standard A Lamp | 2 | 60 | 780112 | Bathroom | 0.00072358
Ceiling Fixture | Incandescent |  | Standard A Lamp | 1 | 100 | 780112 | Bathroom | 0.00072358
Ceiling Fixture | Incandescent |  | Standard A Lamp | 1 | 100 | 780112 | Bathroom | 0.00072358
Ceiling Fixture | Compact Fluorescent |  | Pin base | 2 | 13 | 780112 | Bathroom | 0.00072358
Floor lamp | Incandescent |  | Standard A Lamp | 1 | 60 | 780112 | Bathroom | 0.00072358
Wall Mount | Incandescent |  | Globe | 6 | 60 | 780121 | Bathroom | 0.00072358
Recessed - other | Incandescent |  | Heat Lamp | 1 | 250 | 780121 | Bathroom | 0.00072358
Ceiling Fixture | Compact Fluorescent |  | Pin base | 2 | 13 | 780121 | Bathroom | 0.00072358
Table | Incandescent |  | Standard A Lamp | 1 | 60 | 780121 | Bathroom | 0.00072358
Ceiling Fixture | Compact Fluorescent |  | Pin base | 2 | 13 | 780121 | Bathroom | 0.00072358
Ceiling Fixture | Linear Fluorescent | 4 | T-8 | 4 | 32 | 780121 | Bathroom | 0.00072358
Other | Incandescent |  | Other | 1 | 25 | 780121 | Bathroom | 0.00072358
Ceiling Fixture | Compact Fluorescent |  | Pin base | 2 | 13 | 780121 | Bathroom | 0.00072358
Floor lamp | Incandescent |  | Standard A Lamp | 1 | 60 | 780121 | Bathroom | 0.00072358
Wall Mount | Incandescent |  | Globe | 6 | 60 | 780122 | Bathroom | 0.00072358
Recessed - other | Incandescent |  | Heat Lamp | 1 | 250 | 780122 | Bathroom | 0.00072358
Ceiling Fixture | Compact Fluorescent |  | Pin base | 2 | 13 | 780122 | Bathroom | 0.00072358
Wall Mount | Incandescent |  | Decorative | 1 | 25 | 780122 | Bathroom | 0.00072358
Table | Incandescent |  | Decorative | 1 | 25 | 780122 | Bathroom | 0.00072358
Ceiling Fixture | Compact Fluorescent |  | Pin base | 2 | 13 | 780122 | Bathroom | 0.00072358
Ceiling Fixture | Linear Fluorescent | 4 | T-8 | 4 | 32 | 780122 | Bathroom | 0.00072358
Other | Incandescent |  | Other | 1 | 25 | 780122 | Bathroom | 0.00072358
Ceiling Fan | Incandescent |  | Standard A Lamp | 1 | 60 | 780122 | Bathroom | 0.00072358
Wall Mount | Incandescent |  | Standard A Lamp | 1 | 40 | 780122 | Bathroom | 0.00072358
Floor lamp | Incandescent |  | Standard A Lamp | 1 | 40 | 780122 | Bathroom | 0.00072358
Wall Mount | Compact Fluorescent |  | Twist | 3 | 13 | 800611 | Bathroom | 0.00090764
Recessed - other | Incandescent |  | Other | 2 | 65 | 800611 | Bathroom | 0.00090764
Ceiling Fixture | Incandescent |  | Clear | 2 | 60 | 800611 | Bathroom | 0.00090764
Table | Compact Fluorescent |  | Twist | 1 | 13 | 800611 | Bathroom | 0.00090764
Ceiling Fixture | Incandescent |  | Clear | 2 | 60 | 800611 | Bathroom | 0.00090764
Ceiling Fixture | Incandescent |  | Standard A Lamp | 2 | 60 | 800611 | Bathroom | 0.00090764
Ceiling Fixture | Linear Fluorescent | 4 | T-5 | 2 | 32 | 800611 | Bathroom | 0.00090764
Other | Incandescent |  | Clear | 1 | 60 | 800611 | Bathroom | 0.00090764
Floor lamp | Compact Fluorescent |  | A shape bulb | 1 | 20 | 800611 | Bathroom | 0.00090764
Ceiling Fan | Incandescent |  | Decorative | 4 | 40 | 800611 | Bathroom | 0.00090764
Wall Mount | Incandescent |  | Clear | 3 | 60 | 800612 | Bathroom | 0.00090764
Recessed - other | Incandescent |  | Heat Lamp | 2 | 250 | 800612 | Bathroom | 0.00090764
Ceiling Fixture | Incandescent |  | Standard A Lamp | 2 | 60 | 800612 | Bathroom | 0.00090764
Ceiling Fixture | Incandescent |  | Standard A Lamp | 2 | 60 | 800612 | Bathroom | 0.00090764
Ceiling Fixture | Incandescent |  | Standard A Lamp | 2 | 60 | 800612 | Bathroom | 0.00090764
Ceiling Fixture | Linear Fluorescent | 4 | T-5 | 2 | 32 | 800612 | Bathroom | 0.00090764
Other | Incandescent |  | Clear | 1 | 40 | 800612 | Bathroom | 0.00090764
Ceiling Fan | Incandescent |  | Standard A Lamp | 1 | 60 | 800612 | Bathroom | 0.00090764
Wall Mount | Incandescent |  | Clear | 4 | 60 | 800613 | Bathroom | 0.00090764
Recessed - other | Incandescent |  | Heat Lamp | 1 | 250 | 800613 | Bathroom | 0.00090764
Ceiling Fixture | Incandescent |  | Standard A Lamp | 2 | 60 | 800613 | Bathroom | 0.00090764
Ceiling Fixture | Incandescent |  | Standard A Lamp | 2 | 60 | 800613 | Bathroom | 0.00090764
Ceiling Fixture | Linear Fluorescent | 4 | T-5 | 2 | 32 | 800613 | Bathroom | 0.00090764
Other | Incandescent |  | Standard A Lamp | 1 | 60 | 800613 | Bathroom | 0.00090764
Floor lamp | Incandescent |  | Standard A Lamp | 2 | 60 | 800613 | Bathroom | 0.00090764
Floor lamp | Incandescent |  | Decorative | 2 | 40 | 800613 | Bathroom | 0.00090764
Ceiling Fan | Incandescent |  | Decorative | 4 | 40 | 800613 | Bathroom | 0.00090764
Wall Mount | Incandescent |  | Standard A Lamp | 3 | 40 | 800731 | Bathroom | 0.00090764
Ceiling Fan | Incandescent |  | Standard A Lamp | 1 | 60 | 800731 | Bathroom | 0.00090764
Ceiling Fan | Incandescent |  | Standard A Lamp | 1 | 40 | 800731 | Bathroom | 0.00090764
Ceiling Fixture | Incandescent |  | Standard A Lamp | 1 | 60 | 800731 | Bathroom | 0.00090764
Ceiling Fixture | Incandescent |  | Standard A Lamp | 1 | 60 | 800731 | Bathroom | 0.00090764
Ceiling Fixture | Incandescent |  | Standard A Lamp | 2 | 60 | 800731 | Bathroom | 0.00090764
Other | Compact Fluorescent |  | Twist | 1 | 20 | 800731 | Bathroom | 0.00090764
Ceiling Fan | Incandescent |  | Standard A Lamp | 4 | 60 | 800731 | Bathroom | 0.00090764
Floor lamp | Compact Fluorescent |  | Twist | 1 | 18 | 800731 | Bathroom | 0.00090764
Table | Incandescent |  | Standard A Lamp | 1 | 25 | 800731 | Bathroom | 0.00090764
Wall Mount | Compact Fluorescent |  | Twist | 3 | 13 | 800732 | Bathroom | 0.00090764
Ceiling Fan | Incandescent |  | Standard A Lamp | 1 | 60 | 800732 | Bathroom | 0.00090764
Ceiling Fixture | Compact Fluorescent |  | Twist | 1 | 13 | 800732 | Bathroom | 0.00090764
Ceiling Fixture | Incandescent |  | Standard A Lamp | 1 | 60 | 800732 | Bathroom | 0.00090764
Ceiling Fixture | Incandescent |  | Standard A Lamp | 2 | 60 | 800732 | Bathroom | 0.00090764
Ceiling Fixture | Incandescent |  | Standard A Lamp | 1 | 60 | 800732 | Bathroom | 0.00090764
Other | Incandescent |  | Standard A Lamp | 1 | 60 | 800732 | Bathroom | 0.00090764
Table | Compact Fluorescent |  | Twist | 1 | 13 | 800732 | Bathroom | 0.00090764
Floor lamp | Compact Fluorescent |  | Twist | 5 | 13 | 800732 | Bathroom | 0.00090764
Ceiling Fan | Compact Fluorescent |  | Twist | 4 | 13 | 800732 | Bathroom | 0.00090764
Ceiling Fixture | Incandescent |  | Standard A Lamp | 1 | 60 | 800732 | Bathroom | 0.00090764
Wall Mount | Compact Fluorescent |  | Twist | 3 | 15 | 800733 | Bathroom | 0.00090764
Ceiling Fan | Compact Fluorescent |  | Mini base | 1 | 60 | 800733 | Bathroom | 0.00090764
Table | Incandescent |  | Decorative | 1 | 40 | 800733 | Bathroom | 0.00090764
Ceiling Fan | Incandescent |  | Standard A Lamp | 1 | 60 | 800733 | Bathroom | 0.00090764
Ceiling Fixture | Incandescent |  | Standard A Lamp | 1 | 60 | 800733 | Bathroom | 0.00090764
Ceiling Fixture | Compact Fluorescent |  | Twist | 2 | 20 | 800733 | Bathroom | 0.00090764
Table | Compact Fluorescent |  | Twist | 1 | 13 | 800733 | Bathroom | 0.00090764
Ceiling Fixture | Compact Fluorescent |  | Twist | 1 | 20 | 800733 | Bathroom | 0.00090764
Other | Incandescent |  | Globe | 1 | 40 | 800733 | Bathroom | 0.00090764
Table | Compact Fluorescent |  | Twist | 1 | 13 | 800733 | Bathroom | 0.00090764
Ceiling Fan | Compact Fluorescent |  | Twist | 4 | 12 | 800733 | Bathroom | 0.00090764
Ceiling Fixture | Compact Fluorescent |  | Twist | 1 | 13 | 800733 | Bathroom | 0.00090764

## DPCache_SF Lighting Inventory (hidden)
LightingFixtureType | LightingLampCategory | LightingLampLength | LightingLampType | LightingLampsPerFixture | LightingWattsPerLamp | RoomType
Ceiling Fixture | Incandescent |  | Standard A Lamp | 2 | 40 | Bedroom
Ceiling Fixture | Compact Fluorescent |  | Twist | 1 | 13 | Dining Room
Wall Mount | Incandescent |  | Globe | 3 | 60 | Bathroom
Recessed - other | Incandescent |  | Heat Lamp | 1 | 250 | Bathroom
Wall Mount | Incandescent |  | Standard A Lamp | 1 | 40 | Hall
Architectural | Incandescent |  | Standard A Lamp | 1 | 52 | Closet
Ceiling Fixture | Incandescent |  | Standard A Lamp | 1 | 60 | Hall
Ceiling Fixture | Incandescent |  | Standard A Lamp | 2 | 40 | Bedroom
Table | Compact Fluorescent |  | Twist | 1 | 13 | Bedroom
Ceiling Fixture | Compact Fluorescent |  | Twist | 2 | 13 | Kitchen
Ceiling Fixture | Incandescent |  | Standard A Lamp | 1 | 60 | Kitchen
Ceiling Fixture | Compact Fluorescent |  | Twist | 2 | 13 | Laundry Room
Table | Incandescent |  | Standard A Lamp | 1 | 60 | Living Room
Ceiling Fixture | Incandescent |  | Standard A Lamp | 1 | 60 | Office
Ceiling Fixture | Incandescent |  | Standard A Lamp | 2 | 60 | Other
Wall Mount | Incandescent |  | Standard A Lamp | 2 | 60 | Bathroom
Wall Mount | Incandescent |  | Decorative | 1 | 60 | Hall
Wall Mount | Incandescent |  | Standard A Lamp | 1 | 40 | Other
Ceiling Fixture | Compact Fluorescent |  | Pin base | 1 | 22 | Other
Wall Mount | Compact Fluorescent |  | Twist | 1 | 15 | Bathroom
Wall Mount | Incandescent |  | Standard A Lamp | 4 | 40 | Bathroom
Ceiling Fixture | Incandescent |  | Standard A Lamp | 2 | 40 | Bathroom
Ceiling Fan | Incandescent |  | Standard A Lamp | 1 | 60 | Bedroom
Ceiling Fan | Incandescent |  | Standard A Lamp | 3 | 40 | Master Bedroom
Floor lamp | Incandescent |  | Standard A Lamp | 1 | 40 | Master Bedroom
Ceiling Fixture | Incandescent |  | Standard A Lamp | 2 | 40 | Bedroom
Ceiling Fixture | Incandescent |  | Standard A Lamp | 1 | 100 | Closet
Ceiling Fixture | Incandescent |  | Standard A Lamp | 1 | 40 | Dining Room
Ceiling Fixture | Incandescent |  | Standard A Lamp | 2 | 60 | Dining Room
Table | Incandescent |  | Other | 1 | 40 | Dining Room
Ceiling Fixture | Incandescent |  | Standard A Lamp | 1 | 60 | Hall
Ceiling Fixture | Linear Fluorescent | 48 | T-12 | 2 | 40 | Garage
Garage door opener | Incandescent |  | Standard A Lamp | 1 | 40 | Garage
Ceiling Fixture | Incandescent |  | Standard A Lamp | 1 | 60 | Closet
Ceiling Fixture | Incandescent |  | Standard A Lamp | 2 | 40 | Hall
Ceiling Fixture | Compact Fluorescent |  | Twist | 3 | 15 | Kitchen
Recessed Can | Compact Fluorescent |  | Twist | 1 | 15 | Laundry Room
Ceiling Fixture | Compact Fluorescent |  | Twist | 1 | 15 | Living Room
Floor lamp | Compact Fluorescent |  | Twist | 1 | 15 | Living Room
Ceiling Fixture | Incandescent |  | Standard A Lamp | 2 | 40 | Bathroom
Wall Mount | Incandescent |  | Standard A Lamp | 3 | 60 | Bathroom
Ceiling Fan | Compact Fluorescent |  | A shape bulb | 2 | 22 | Master Bedroom
Table | Incandescent |  | Clear | 1 | 25 | Master Bedroom
Ceiling Fixture | Incandescent |  | Standard A Lamp | 2 | 60 | Hall
Ceiling Fixture | Incandescent |  | Standard A Lamp | 1 | 40 | Closet
Wall Mount | Incandescent |  | Globe | 3 | 60 | Bathroom
Wall Mount | Incandescent |  | Globe | 4 | 60 | Bathroom
Wall Mount | Incandescent |  | Globe | 6 | 60 | Bathroom
Recessed Can | Incandescent |  | Reflector | 1 | 65 | Bathroom
Ceiling Fixture | Incandescent |  | Standard A Lamp | 2 | 100 | Bedroom
Wall Mount | Compact Fluorescent |  | A shape bulb | 1 | 15 | Bedroom
Ceiling Fixture | Incandescent |  | Standard A Lamp | 3 | 60 | Bedroom
Table | Incandescent |  | Standard A Lamp | 1 | 40 | Bedroom
Recessed Can | Incandescent |  | Reflector | 1 | 65 | Dining Room
Wall Mount | Incandescent |  | Standard A Lamp | 1 | 40 | Dining Room
Recessed Can | Incandescent |  | Reflector | 1 | 65 | Other
Table | Incandescent |  | Standard A Lamp | 1 | 25 | Other
Ceiling Fan | Incandescent |  | Standard A Lamp | 4 | 60 | Family Room
Floor lamp | Compact Fluorescent |  | Twist | 1 | 11 | Family Room
Table | Compact Fluorescent |  | Twist | 1 | 23 | Family Room
Ceiling Fixture | Linear Fluorescent | 48 | T-12 | 2 | 40 | Garage
Ceiling Fixture | Incandescent |  | Standard A Lamp | 1 | 60 | Hall
Ceiling Fixture | Incandescent |  | Reflector | 1 | 65 | Hall
Recessed Can | Compact Fluorescent |  | Reflector | 1 | 16 | Kitchen
Wall Mount | Linear Fluorescent | 24 | T-4 | 1 | 20 | Laundry Room
Ceiling Fixture | Incandescent |  | Standard A Lamp | 3 | 60 | Master Bedroom
Ceiling Fixture | Incandescent |  | Standard A Lamp | 2 | 60 | Office
Table | Compact Fluorescent |  | Twist | 1 | 23 | Office
Ceiling Fixture | Linear Fluorescent | 48 | T-12 | 2 | 40 | Other
Ceiling Fixture | Incandescent |  | Reflector | 1 | 65 | Other
Ceiling Fixture | Linear Fluorescent | 48 | T-12 | 2 | 40 | Other
Wall Mount | Compact Fluorescent |  | Globe | 2 | 15 | Bathroom
Wall Mount | Compact Fluorescent |  | Twist | 3 | 15 | Bathroom
Recessed - other | Compact Fluorescent |  | Twist | 1 | 15 | Bathroom
Table | Compact Fluorescent |  | Twist | 1 | 15 | Office
Ceiling Fixture | Compact Fluorescent |  | Twist | 1 | 22 | Office
Ceiling Fixture | Compact Fluorescent |  | Twist | 1 | 22 | Master Bedroom
Table | Compact Fluorescent |  | Twist | 3 | 15 | Master Bedroom
Table | Compact Fluorescent |  | Twist | 1 | 7 | Master Bedroom
Ceiling Fixture | Compact Fluorescent |  | Twist | 1 | 22 | Office
Chandelier (Hanging) | Incandescent |  | Decorative | 5 | 40 | Dining Room
Wall Mount | Compact Fluorescent |  | Twist | 1 | 22 | Dining Room
Ceiling Fixture | Linear Fluorescent | 48 | T-12 | 2 | 40 | Garage
Ceiling Fixture | Compact Fluorescent |  | Twist | 1 | 22 | Garage
Garage door opener | Incandescent |  | Standard A Lamp | 2 | 60 | Garage
Ceiling Fixture | Compact Fluorescent |  | Twist | 2 | 15 | Hall
Recessed Can | Compact Fluorescent |  | Reflector | 1 | 22 | Kitchen
Chandelier (Hanging) | Compact Fluorescent |  | Reflector | 1 | 15 | Kitchen
Architectural | Halogen |  | MR | 2 | 30 | Kitchen
Architectural | Linear Fluorescent | 15 | T-4 | 1 | 16 | Kitchen
Recessed Can | Compact Fluorescent |  | Reflector | 1 | 22 | Laundry Room
Floor lamp | Compact Fluorescent |  | Twist | 1 | 22 | Family Room
Floor lamp | Compact Fluorescent |  | Twist | 3 | 15 | Kitchen
Ceiling Fixture | Halogen |  | MR | 3 | 50 | Kitchen
Wall Mount | Incandescent |  | Decorative | 1 | 40 | Other
Floor lamp | Compact Fluorescent |  | Twist | 4 | 17 | Other
Recessed - other | Incandescent |  | Standard A Lamp | 1 | 60 | Bathroom
Wall Mount | Incandescent |  | Globe | 3 | 40 | Bathroom
Wall Mount | Incandescent |  | Globe | 3 | 40 | Bathroom
Ceiling Fixture | Incandescent |  | Standard A Lamp | 3 | 40 | Master Bedroom
Table | Incandescent |  | Decorative | 2 | 40 | Master Bedroom
Floor lamp | Incandescent |  | Standard A Lamp | 1 | 60 | Master Bedroom
Ceiling Fixture | Incandescent |  | Standard A Lamp | 4 | 40 | Bedroom
Chandelier (Hanging) | Incandescent |  | Standard A Lamp | 1 | 60 | Bedroom
Table | Incandescent |  | Standard A Lamp | 1 | 100 | Bedroom
Ceiling Fixture | Incandescent |  | Standard A Lamp | 3 | 60 | Bedroom
Chandelier (Hanging) | Incandescent |  | Decorative | 5 | 40 | Dining Room
Table | Incandescent |  | Decorative | 3 | 25 | Dining Room
Ceiling Fixture | Linear Fluorescent | 48 | T-12 | 2 | 40 | Garage
Ceiling Fixture | Incandescent |  | Standard A Lamp | 1 | 60 | Garage
Ceiling Fixture | Incandescent |  | Standard A Lamp | 1 | 60 | Hall
Ceiling Fixture | Compact Fluorescent |  | Twist | 2 | 15 | Hall
Ceiling Fixture | Incandescent |  | Standard A Lamp | 2 | 60 | Kitchen
Architectural | Linear Fluorescent | 24 | T-12 | 1 | 20 | Kitchen
Chandelier (Hanging) | Incandescent |  | Standard A Lamp | 1 | 60 | Living Room
Floor lamp | Incandescent |  | Standard A Lamp | 1 | 60 | Living Room
Floor lamp | Incandescent |  | 3-Way Incandescent | 1 | 75 | Living Room
Ceiling Fixture | Incandescent |  | Standard A Lamp | 3 | 60 | Office
Wall Mount | Incandescent |  | Standard A Lamp | 1 | 60 | Other
Ceiling Fixture | Incandescent |  | Standard A Lamp | 1 | 60 | Other
Wall Mount | Linear Fluorescent | 48 | T-8 | 2 | 32 | Bathroom
Ceiling Fan | Incandescent |  | Standard A Lamp | 1 | 40 | Bathroom
Recessed Can | Halogen |  | MR | 1 | 50 | Family Room
Recessed Can | Halogen |  | PAR | 1 | 75 | Family Room
High bay | Linear Fluorescent | 48 | T-12 | 2 | 40 | Garage
Garage door opener | Other |  |  | 2 | 40 | Garage
Ceiling Fixture | Incandescent |  | Standard A Lamp | 1 | 100 | Garage
Low bay | Linear Fluorescent | 12 | T-8 | 1 | 20 | Garage
Track | Halogen |  | PAR | 4 | 75 | Office
Table | Linear Fluorescent | 24 | T-8 | 1 | 20 | Office
Ceiling Fixture | Incandescent |  | Standard A Lamp | 1 | 60 | Hall
Recessed Can | Halogen |  | MR | 1 | 50 | Hall
Recessed Can | Halogen |  | PAR | 1 | 75 | Hall
High bay | Linear Fluorescent | 48 | T-8 | 2 | 32 | Kitchen
Chandelier (Hanging) | Incandescent |  | Mini base | 6 | 40 | Kitchen
Other | Compact Fluorescent |  | Twist | 1 | 13 | Kitchen
High bay | Linear Fluorescent | 48 | T-12 | 2 | 40 | Laundry Room
Ceiling Fixture | Incandescent |  | Reflector | 3 | 65 | Living Room
Floor lamp | Incandescent |  | 3-Way Incandescent | 1 | 100 | Living Room
Floor lamp | Incandescent |  | Standard A Lamp | 1 | 60 | Living Room
Ceiling Fixture | Incandescent |  | Standard A Lamp | 1 | 40 | Bathroom
Wall Mount | Linear Fluorescent | 48 | T-8 | 2 | 32 | Master Bedroom
Ceiling Fixture | Incandescent |  | Standard A Lamp | 2 | 60 | Closet
Ceiling Fixture | Incandescent |  | Standard A Lamp | 1 | 60 | Bedroom
Table | Incandescent |  | Standard A Lamp | 1 | 60 | Bedroom
Floor lamp | Incandescent |  | Standard A Lamp | 1 | 100 | Bedroom
Ceiling Fixture | Incandescent |  | Standard A Lamp | 1 | 60 | Other
Ceiling Fixture | Compact Fluorescent |  | Twist | 1 | 15 | Other
Ceiling Fixture | Linear Fluorescent | 30 | T-12 | 2 | 40 | Other
Track | Incandescent |  | Standard A Lamp | 6 | 60 | Other
Architectural | Incandescent |  | Standard A Lamp | 1 | 40 | Other
Architectural | Compact Fluorescent |  | Twist | 1 | 15 | Other
Wall Mount | Compact Fluorescent |  | Twist | 3 | 15 | Bathroom
Ceiling Fixture | Incandescent |  | Heat Lamp | 1 | 100 | Bathroom
Other | Incandescent |  | Mini base | 1 | 4 | Bathroom
Wall Mount | Compact Fluorescent |  | Twist | 1 | 23 | Bathroom
Ceiling Fixture | Incandescent |  | Heat Lamp | 1 | 250 | Bathroom
Floor lamp | Halogen |  | Quartz Tube | 1 | 300 | Bedroom
Table | Compact Fluorescent |  | Circline (Screw Base) | 1 | 22 | Bedroom
Table | Incandescent |  | Standard A Lamp | 1 | 60 | Bedroom
Ceiling Fixture | Compact Fluorescent |  | Twist | 2 | 22 | Bedroom
Ceiling Fixture | Incandescent |  | Standard A Lamp | 1 | 70 | Bedroom
Table | Compact Fluorescent |  | Twist | 1 | 7 | Bedroom
Ceiling Fixture | Incandescent |  | Reflector | 1 | 75 | Bedroom
Wall Mount | Compact Fluorescent |  | Twist | 1 | 23 | Bedroom
Wall Mount | Linear Fluorescent | 30 | T-12 | 1 | 40 | Closet
Ceiling Fixture | Incandescent |  | Standard A Lamp | 1 | 60 | Dining Room
Wall Mount | Incandescent |  | Standard A Lamp | 1 | 60 | Dining Room
Architectural | Incandescent |  | Standard A Lamp | 1 | 60 | Garage
Architectural | Compact Fluorescent |  | Twist | 1 | 14 | Garage
Garage door opener | Incandescent |  | Standard A Lamp | 2 | 60 | Garage
Ceiling Fixture | Compact Fluorescent |  | Twist | 1 | 7 | Bathroom
Recessed Can | Halogen |  | PAR | 1 | 150 | Kitchen
Ceiling Fixture | Incandescent |  | Standard A Lamp | 1 | 60 | Kitchen
Ceiling Fixture | Compact Fluorescent |  | Twist | 2 | 40 | Kitchen
Table | Compact Fluorescent |  | Twist | 1 | 7 | Living Room
Recessed - other | Incandescent |  | Standard A Lamp | 1 | 60 | Bedroom
Table | Compact Fluorescent |  | Twist | 1 | 15 | Bedroom
Chandelier (Hanging) | Incandescent |  | Globe | 1 | 60 | Dining Room
Recessed - other | Incandescent |  | Standard A Lamp | 1 | 60 | Office
Table | Incandescent |  | Standard A Lamp | 1 | 75 | Office
Recessed - other | Incandescent |  | Standard A Lamp | 1 | 60 | Other
Table | Incandescent |  | 3-Way Incandescent | 1 | 150 | Family Room
Ceiling Fixture | Linear Fluorescent | 96 | T-12 | 2 | 90 | Garage
Recessed - other | Compact Fluorescent |  | Twist | 1 | 15 | Hall
Recessed - other | Incandescent |  | Standard A Lamp | 1 | 60 | Kitchen
Chandelier (Hanging) | Incandescent |  | Globe | 1 | 40 | Kitchen
Chandelier (Hanging) | Incandescent |  | Globe | 1 | 60 | Kitchen
Recessed - other | Incandescent |  | Standard A Lamp | 1 | 60 | Laundry Room
Recessed Can | Incandescent |  | Reflector | 1 | 65 | Living Room
Floor lamp | Incandescent |  | 3-Way Incandescent | 1 | 150 | Living Room
Table | Incandescent |  | 3-Way Incandescent | 1 | 150 | Living Room
Table | Incandescent |  | Clear | 1 | 60 | Living Room
Ceiling Fan | Compact Fluorescent |  | Pin base | 1 | 15 | Bathroom
Recessed Can | Incandescent |  | Reflector | 1 | 65 | Bathroom
Recessed - other | Incandescent |  | Standard A Lamp | 1 | 60 | Master Bedroom
Table | Incandescent |  | Standard A Lamp | 2 | 60 | Master Bedroom
Ceiling Fan | Compact Fluorescent |  | Twist | 1 | 15 | Bathroom
Wall Mount | Incandescent |  | Standard A Lamp | 1 | 60 | Bathroom
Wall Mount | Compact Fluorescent |  | Twist | 2 | 15 | Bathroom
Ceiling Fan | Incandescent |  | Standard A Lamp | 1 | 60 | Bathroom
Ceiling Fixture | Compact Fluorescent |  | Twist | 1 | 15 | Closet
Ceiling Fan | Incandescent |  | Standard A Lamp | 3 | 40 | Bedroom
Ceiling Fixture | Linear Fluorescent | 48 | T-12 | 2 | 40 | Garage
Ceiling Fixture | Compact Fluorescent |  | Twist | 2 | 15 | Hall
Recessed Can | Compact Fluorescent |  | Reflector | 1 | 22 | Kitchen
Chandelier (Hanging) | Incandescent |  | Globe | 1 | 60 | Kitchen
Ceiling Fixture | Incandescent |  | Standard A Lamp | 1 | 60 | Laundry Room
Table | Incandescent |  | 3-Way Incandescent | 1 | 150 | Living Room
Recessed - other | Halogen |  | MR | 1 | 35 | Bathroom
Table | Incandescent |  | Standard A Lamp | 1 | 60 | Master Bedroom
Ceiling Fixture | Compact Fluorescent |  | Twist | 2 | 15 | Closet
Ceiling Fixture | Incandescent |  | Standard A Lamp | 1 | 60 | Bathroom
Wall Mount | Incandescent |  | Standard A Lamp | 3 | 60 | Bathroom
Chandelier (Hanging) | Incandescent |  | Mini base | 5 | 25 | Dining Room
Table | Compact Fluorescent |  | Twist | 1 | 15 | Dining Room
Recessed Can | Compact Fluorescent |  | Twist | 1 | 14 | Family Room
Table | Compact Fluorescent |  | Twist | 1 | 15 | Family Room
Ceiling Fixture | Linear Fluorescent | 96 | T-12 | 2 | 40 | Garage
Garage door opener | Incandescent |  | Standard A Lamp | 1 | 60 | Garage
Wall Mount | Compact Fluorescent |  | A shape bulb | 1 | 7 | Hall
Ceiling Fixture | Compact Fluorescent |  | Twist | 2 | 15 | Hall
Ceiling Fixture | Compact Fluorescent |  | Twist | 1 | 15 | Hall
Wall Mount | Compact Fluorescent |  | A shape bulb | 1 | 7 | Hall
Recessed Can | Compact Fluorescent |  | Reflector | 1 | 14 | Kitchen
Chandelier (Hanging) | Halogen |  | MR | 1 | 30 | Kitchen
Ceiling Fixture | Compact Fluorescent |  | Twist | 2 | 15 | Laundry Room
Table | Compact Fluorescent |  | Twist | 1 | 15 | Living Room
Recessed Can | Compact Fluorescent |  | Reflector | 1 | 15 | Bathroom
Wall Mount | Incandescent |  | Standard A Lamp | 4 | 60 | Bathroom
Ceiling Fixture | Incandescent |  | Standard A Lamp | 2 | 60 | Bedroom
Table | Compact Fluorescent |  | Twist | 1 | 15 | Bedroom
Recessed Can | Compact Fluorescent |  | Reflector | 1 | 15 | Closet
Recessed Can | Compact Fluorescent |  | Reflector | 1 | 15 | Other
Wall Mount | Compact Fluorescent |  | A shape bulb | 1 | 15 | Office
Track | Compact Fluorescent |  | Twist | 4 | 15 | Other
Wall Mount | Incandescent |  | Standard A Lamp | 3 | 60 | Bathroom
Wall Mount | Compact Fluorescent |  | Twist | 1 | 15 | Bedroom
Ceiling Fixture | Halogen |  | MR | 2 | 50 | Bedroom
Wall Mount | Compact Fluorescent |  | Twist | 1 | 15 | Bedroom
Floor lamp | Incandescent |  | Standard A Lamp | 5 | 60 | Bedroom
Track | Halogen |  | PAR | 3 | 50 | Bedroom
Track | Halogen |  | PAR | 3 | 50 | Other
Wall Mount | Halogen |  | PAR | 1 | 50 | Other
Wall Mount | Incandescent |  | Standard A Lamp | 1 | 60 | Other
Ceiling Fixture | Compact Fluorescent |  | Twist | 1 | 15 | Other
Track | Halogen |  | PAR | 3 | 50 | Other
Ceiling Fixture | Compact Fluorescent |  | Twist | 5 | 18 | Dining Room
Ceiling Fixture | Linear Fluorescent | 24 | T-12 | 1 | 25 | Bathroom
Table | Compact Fluorescent |  | Twist | 1 | 13 | Bedroom
Ceiling Fixture | Compact Fluorescent |  | Twist | 1 | 13 | Bathroom
Ceiling Fixture | Incandescent |  | Standard A Lamp | 1 | 40 | Closet
Ceiling Fixture | Linear Fluorescent | 24 | T-12 | 1 | 15 | Bathroom
Ceiling Fixture | Linear Fluorescent | 48 | T-12 | 2 | 40 | Garage
Garage door opener | Incandescent |  | Standard A Lamp | 1 | 75 | Garage
Ceiling Fixture | Compact Fluorescent |  | Twist | 1 | 19 | Bedroom
Table | Compact Fluorescent |  | Twist | 1 | 13 | Bedroom
Wall Mount | Incandescent |  | Clear | 5 | 40 | Bathroom
Recessed Can | Incandescent |  | Standard A Lamp | 1 | 60 | Living Room
Torchiere | Incandescent |  | Reflector | 2 | 40 | Living Room
Ceiling Fixture | Linear Fluorescent | 48 | T-12 | 1 | 40 | Kitchen
Table | Incandescent |  | 3-Way Incandescent | 1 | 70 | Living Room
Track | Incandescent |  | Standard A Lamp | 3 | 60 | Living Room
Floor lamp | Incandescent |  | 3-Way Incandescent | 1 | 100 | Living Room
Table | Halogen |  | MR | 1 | 50 | Living Room
Recessed Can | Compact Fluorescent |  | Globe | 1 | 11 | Hall
Table | Incandescent |  | Standard A Lamp | 1 | 25 | Bedroom
Floor lamp | Incandescent |  | Standard A Lamp | 1 | 100 | Bedroom
Ceiling Fixture | Incandescent |  | Standard A Lamp | 1 | 60 | Laundry Room
Ceiling Fixture | Incandescent |  | Standard A Lamp | 1 | 60 | Hall
Ceiling Fixture | Linear Fluorescent | 48 | T-12 | 1 | 40 | Bathroom
Wall Mount | Incandescent |  | Mini base | 1 | 40 | Bathroom
Ceiling Fixture | Linear Fluorescent | 48 | T-12 | 2 | 40 | Hall
Ceiling Fixture | Linear Fluorescent | 48 | T-12 | 1 | 40 | Laundry Room
Ceiling Fan | Incandescent |  | Mini base | 4 | 40 | Family Room
Track | Incandescent |  | Standard A Lamp | 2 | 40 | Family Room
Track | Incandescent |  | Standard A Lamp | 1 | 75 | Family Room
Ceiling Fixture | Incandescent |  | Standard A Lamp | 1 | 30 | Family Room
Table | Compact Fluorescent |  | Twist | 1 | 13 | Family Room
Table | Compact Fluorescent |  | Circline (Screw Base) | 1 | 30 | Family Room
Track | Incandescent |  | Reflector | 2 | 75 | Bedroom
Table | Incandescent |  | Standard A Lamp | 1 | 60 | Bedroom
Chandelier (Hanging) | Incandescent |  | Mini base | 6 | 60 | Hall
Ceiling Fixture | Incandescent |  | Standard A Lamp | 1 | 75 | Garage
Ceiling Fixture | Incandescent |  | Standard A Lamp | 1 | 30 | Closet
Recessed Can | Compact Fluorescent |  | Twist | 1 | 9 | Dining Room
Ceiling Fixture | Incandescent |  | Clear | 1 | 75 | Hall
Wall Mount | Incandescent |  | Mini base | 1 | 75 | Bathroom
Wall Mount | Incandescent |  | Globe | 7 | 25 | Bathroom
Other | Other |  | LED Interior | 1 | 12 | Kitchen
Other | Incandescent |  | Other | 1 | 14 | Kitchen
Table | Compact Fluorescent |  | 3-Way CFL | 1 | 31 | Living Room
Table | Compact Fluorescent |  | Twist | 1 | 13 | Living Room
Wall Mount | Incandescent |  | Globe | 4 | 25 | Bathroom
Wall Mount | Incandescent |  | Mini base | 1 | 40 | Bathroom
Table | Compact Fluorescent |  | Twist | 1 | 15 | Master Bedroom
Wall Mount | Incandescent |  | Globe | 1 | 40 | Master Bedroom
Ceiling Fixture | Compact Fluorescent |  | Twist | 2 | 15 | Master Bedroom
Ceiling Fixture | Incandescent |  | Standard A Lamp | 1 | 60 | Closet
Floor lamp | Compact Fluorescent |  | Twist | 1 | 13 | Office
Floor lamp | Incandescent |  | Standard A Lamp | 1 | 75 | Office
Ceiling Fixture | Compact Fluorescent |  | Twist | 2 | 15 | Bedroom
Table | Compact Fluorescent |  | Twist | 1 | 15 | Bedroom
Table | Incandescent |  | 3-Way Incandescent | 1 | 150 | Bedroom
Wall Mount | Incandescent |  | Globe | 4 | 40 | Bathroom
Wall Mount | Incandescent |  | Globe | 4 | 40 | Bathroom
Ceiling Fixture | Incandescent |  | Standard A Lamp | 1 | 60 | Bedroom
Ceiling Fixture | Incandescent |  | Standard A Lamp | 2 | 60 | Bedroom
Ceiling Fixture | Incandescent |  | Standard A Lamp | 2 | 60 | Master Bedroom
Chandelier (Hanging) | Incandescent |  | Mini base | 5 | 25 | Dining Room
Ceiling Fixture | Incandescent |  | Standard A Lamp | 1 | 60 | Garage
Recessed Can | Incandescent |  | Reflector | 1 | 65 | Hall
Ceiling Fixture | Incandescent |  | Standard A Lamp | 2 | 60 | Hall
Recessed Can | Incandescent |  | Reflector | 1 | 65 | Kitchen
Chandelier (Hanging) | Incandescent |  | Decorative | 4 | 25 | Living Room
Ceiling Fixture | Incandescent |  | Standard A Lamp | 1 | 60 | Hall
Wall Mount | Incandescent |  | Standard A Lamp | 4 | 60 | Bathroom
Ceiling Fixture | Incandescent |  | Standard A Lamp | 1 | 60 | Bathroom
Ceiling Fixture | Incandescent |  | Standard A Lamp | 2 | 60 | Bedroom
Table | Compact Fluorescent |  | Twist | 1 | 13 | Bedroom
Ceiling Fixture | Linear Fluorescent |  | Fluorescent Other | 1 | 22 | Bedroom
Ceiling Fixture | Incandescent |  | Globe | 1 | 150 | Family Room
Table | Compact Fluorescent |  | Twist | 1 | 13 | Family Room
Ceiling Fixture | Incandescent |  | Standard A Lamp | 1 | 75 | Kitchen
Ceiling Fixture | Incandescent |  | Standard A Lamp | 1 | 60 | Laundry Room
Ceiling Fixture | Incandescent |  | Standard A Lamp | 1 | 60 | Other
Ceiling Fixture | Compact Fluorescent |  | Twist | 2 | 23 | Kitchen
Wall Mount | Compact Fluorescent |  | Twist | 1 | 23 | Bedroom
Wall Mount | Incandescent |  | Standard A Lamp | 1 | 100 | Hall
Ceiling Fixture | Incandescent |  | Standard A Lamp | 1 | 60 | Laundry Room
Recessed Can | Incandescent |  | Reflector | 1 | 65 | Family Room
Wall Mount | Incandescent |  | Standard A Lamp | 1 | 60 | Closet
Chandelier (Hanging) | Compact Fluorescent |  | Twist | 5 | 23 | Dining Room
Wall Mount | Incandescent |  | Standard A Lamp | 1 | 60 | Bedroom
Wall Mount | Compact Fluorescent |  | A shape bulb | 1 | 13 | Hall
Table | Incandescent |  | Standard A Lamp | 1 | 25 | Living Room
Floor lamp | Incandescent |  | 3-Way Incandescent | 1 | 100 | Living Room
Wall Mount | Incandescent |  | Decorative | 4 | 40 | Bathroom
Wall Mount | Incandescent |  | Decorative | 1 | 40 | Master Bedroom
Table | Compact Fluorescent |  | Twist | 1 | 13 | Master Bedroom
Wall Mount | Incandescent |  | Decorative | 3 | 40 | Bathroom
Wall Mount | Compact Fluorescent |  | Twist | 1 | 23 | Bedroom
Table | Incandescent |  | Decorative | 1 | 40 | Bedroom
Table | Compact Fluorescent |  | Twist | 1 | 15 | Living Room
Table | Incandescent |  | Standard A Lamp | 1 | 75 | Living Room
Floor lamp | Compact Fluorescent |  | Twist | 4 | 15 | Living Room
Ceiling Fixture | Compact Fluorescent |  | Twist | 2 | 13 | Family Room
Table | Incandescent |  | Standard A Lamp | 1 | 60 | Family Room
Other | Incandescent |  | Mini base | 2 | 60 | Family Room
Table | Incandescent |  | 3-Way Incandescent | 1 | 100 | Bedroom
Ceiling Fixture | Compact Fluorescent |  | Twist | 2 | 13 | Bedroom
Recessed Can | Incandescent |  | Reflector | 1 | 45 | Bedroom
Wall Mount | Incandescent |  | Mini base | 4 | 60 | Bathroom
Ceiling Fixture | Compact Fluorescent |  | Twist | 2 | 13 | Laundry Room
Wall Mount | Compact Fluorescent |  | Twist | 1 | 22 | Laundry Room
Ceiling Fixture | Compact Fluorescent |  | Twist | 2 | 13 | Living Room
Table | Incandescent |  | Standard A Lamp | 1 | 60 | Living Room
Ceiling Fixture | Linear Fluorescent | 48 | T-12 | 2 | 40 | Garage
Ceiling Fixture | Incandescent |  | Mini base | 3 | 40 | Dining Room
Recessed Can | Incandescent |  | Reflector | 1 | 65 | Kitchen
Ceiling Fixture | Incandescent |  | Mini base | 2 | 40 | Hall
Ceiling Fixture | Incandescent |  | Mini base | 2 | 40 | Bathroom
Wall Mount | Compact Fluorescent |  | Twist | 3 | 13 | Bathroom
Wall Mount | Incandescent |  | 3-Way Incandescent | 1 | 100 | Bedroom
Recessed Can | Incandescent |  | Reflector | 1 | 65 | Bedroom
Floor lamp | Incandescent |  | Globe | 1 | 40 | Bedroom
Table | Compact Fluorescent |  | Twist | 1 | 13 | Bedroom
Chandelier (Hanging) | Incandescent |  | Mini base | 8 | 40 | Hall
Table | Incandescent |  | Mini base | 1 | 40 | Hall
Ceiling Fixture | Incandescent |  | Reflector | 2 | 50 | Bathroom
Wall Mount | Incandescent |  | Mini base | 1 | 60 | Bathroom
Ceiling Fixture | Incandescent |  | Mini base | 1 | 60 | Bathroom
Ceiling Fixture | Incandescent |  | Standard A Lamp | 1 | 40 | Bathroom
Wall Mount | Incandescent |  | Decorative | 3 | 40 | Bathroom
Wall Mount | Incandescent |  | Globe | 3 | 40 | Bathroom
Ceiling Fixture | Incandescent |  | Heat Lamp | 1 | 250 | Bathroom
Wall Mount | Incandescent |  | Standard A Lamp | 2 | 40 | Bedroom
Wall Mount | Incandescent |  | Standard A Lamp | 2 | 40 | Bedroom
Table | Compact Fluorescent |  | Twist | 1 | 15 | Bedroom
Wall Mount | Incandescent |  | Standard A Lamp | 2 | 40 | Bedroom
Table | Compact Fluorescent |  | Straight Tube | 1 | 15 | Bedroom
Chandelier (Hanging) | Incandescent |  | Standard A Lamp | 2 | 60 | Other
Chandelier (Hanging) | Compact Fluorescent |  | Straight Tube | 1 | 15 | Dining Room
Floor lamp | Compact Fluorescent |  | Straight Tube | 1 | 22 | Dining Room
Ceiling Fixture | Incandescent |  | Standard A Lamp | 1 | 40 | Living Room
Table | Compact Fluorescent |  | Twist | 2 | 15 | Living Room
Floor lamp | Incandescent |  | Standard A Lamp | 2 | 60 | Living Room
Ceiling Fixture | Incandescent |  | Standard A Lamp | 1 | 40 | Garage
Wall Mount | Incandescent |  | Standard A Lamp | 1 | 40 | Garage
Ceiling Fixture | Incandescent |  | Standard A Lamp | 1 | 60 | Kitchen
Ceiling Fixture | Incandescent |  | Standard A Lamp | 1 | 60 | Hall
Recessed Can | Compact Fluorescent |  | Reflector | 1 | 15 | Kitchen
Chandelier (Hanging) | Compact Fluorescent |  | Twist | 2 | 15 | Kitchen
Ceiling Fixture | Incandescent |  | Standard A Lamp | 2 | 40 | Kitchen
Table | Incandescent |  | Standard A Lamp | 1 | 60 | Living Room
Floor lamp | Incandescent |  | Standard A Lamp | 1 | 60 | Living Room
Table | Incandescent |  | Other | 1 | 40 | Living Room
Ceiling Fixture | Incandescent |  | Decorative | 1 | 40 | Living Room
Ceiling Fixture | Incandescent |  | Standard A Lamp | 2 | 60 | Other
Wall Mount | Incandescent |  | Standard A Lamp | 1 | 60 | Other
Ceiling Fixture | Incandescent |  | Standard A Lamp | 2 | 60 | Laundry Room
Wall Mount | Incandescent |  | Globe | 1 | 40 | Laundry Room
Torchiere | Compact Fluorescent |  | Twist | 1 | 15 | Bedroom
Ceiling Fan | Compact Fluorescent |  | Twist | 1 | 15 | Bedroom
Table | Compact Fluorescent |  | Twist | 1 | 15 | Office
Table | Incandescent |  | Standard A Lamp | 1 | 100 | Office
Table | Incandescent |  | Mini base | 1 | 25 | Office
Chandelier (Hanging) | Compact Fluorescent |  | Twist | 5 | 15 | Dining Room
Ceiling Fixture | Incandescent |  | Mini base | 3 | 40 | Hall
Ceiling Fixture | Incandescent |  | Standard A Lamp | 1 | 60 | Hall
Ceiling Fixture | Linear Fluorescent | 48 | T-12 | 2 | 40 | Garage
Ceiling Fixture | Incandescent |  | Standard A Lamp | 4 | 75 | Garage
High bay | Incandescent |  | Standard A Lamp | 1 | 100 | Garage
Ceiling Fixture | Linear Fluorescent | 48 | T-12 | 1 | 40 | Kitchen
Ceiling Fixture | Linear Fluorescent | 48 | T-12 | 2 | 40 | Laundry Room
Chandelier (Hanging) | Incandescent |  | Standard A Lamp | 1 | 100 | Living Room
Table | Incandescent |  | Standard A Lamp | 1 | 100 | Living Room
Other | Linear Fluorescent | 36 | Fluorescent Unknown | 1 | 30 | Living Room
Other | Incandescent |  | Mini base | 1 | 60 | Living Room
Other | Incandescent |  | Mini base | 4 | 10 | Living Room
Ceiling Fixture | Compact Fluorescent |  | Twist | 1 | 15 | Bathroom
Ceiling Fixture | Incandescent |  | Standard A Lamp | 1 | 100 | Bathroom
Ceiling Fan | Incandescent |  | Standard A Lamp | 1 | 60 | Master Bedroom
Wall Mount | Incandescent |  | Standard A Lamp | 1 | 75 | Master Bedroom
Table | Incandescent |  | Decorative | 1 | 40 | Master Bedroom
Ceiling Fixture | Incandescent |  | Standard A Lamp | 1 | 100 | Garage
Ceiling Fixture | Linear Fluorescent | 48 | T-12 | 2 | 40 | Garage
Ceiling Fixture | Incandescent |  | Standard A Lamp | 2 | 60 | Hall
Ceiling Fixture | Linear Fluorescent | 48 | T-12 | 2 | 40 | Hall
Ceiling Fan | Incandescent |  | Standard A Lamp | 1 | 60 | Other
Other | Linear Fluorescent | 48 | T-12 | 2 | 40 | Other
High bay | Linear Fluorescent | 48 | T-12 | 2 | 32 | Other
Ceiling Fixture | Compact Fluorescent |  | A shape bulb | 1 | 13 | Other
Wall Mount | Incandescent |  | Globe | 8 | 40 | Bathroom
Wall Mount | Compact Fluorescent |  | Twist | 3 | 18 | Bathroom
Wall Mount | Incandescent |  | Globe | 3 | 40 | Bathroom
Ceiling Fixture | Compact Fluorescent |  | Twist | 2 | 13 | Bedroom
Ceiling Fixture | Incandescent |  | Standard A Lamp | 1 | 60 | Bedroom
Ceiling Fixture | Compact Fluorescent |  | Twist | 1 | 15 | Closet
Chandelier (Hanging) | Incandescent |  | Mini base | 8 | 40 | Dining Room
Floor lamp | Compact Fluorescent |  | Twist | 2 | 23 | Dining Room
Table | Halogen |  | Other | 1 | 50 | Dining Room
Ceiling Fixture | Incandescent |  | Mini base | 3 | 40 | Hall
Wall Mount | Compact Fluorescent |  | Twist | 1 | 13 | Hall
Ceiling Fan | Compact Fluorescent |  | Twist | 3 | 23 | Kitchen
Other | Incandescent |  | Other | 1 | 25 | Kitchen
Track | Incandescent |  | Reflector | 3 | 65 | Kitchen
Ceiling Fixture | Compact Fluorescent |  | Twist | 1 | 23 | Laundry Room
Floor lamp | Compact Fluorescent |  | Twist | 1 | 18 | Living Room
Ceiling Fixture | Incandescent |  | Standard A Lamp | 1 | 60 | Closet
Ceiling Fixture | Compact Fluorescent |  | Twist | 1 | 15 | Closet
Ceiling Fixture | Compact Fluorescent |  | Twist | 2 | 15 | Office
Ceiling Fixture | Compact Fluorescent |  | Twist | 1 | 13 | Other
Wall Mount | Compact Fluorescent |  | Twist | 1 | 13 | Hall
Wall Mount | Incandescent |  | Globe | 2 | 60 | Bathroom
Table | Incandescent |  | Standard A Lamp | 1 | 75 | Bathroom
Wall Mount | Other |  | LED Interior | 1 | 1 | Bathroom
Ceiling Fixture | Incandescent |  | Standard A Lamp | 1 | 60 | Bedroom
Ceiling Fixture | Incandescent |  | Standard A Lamp | 2 | 60 | Bathroom
Wall Mount | Incandescent |  | Standard A Lamp | 1 | 60 | Bathroom
Ceiling Fan | Incandescent |  | Standard A Lamp | 1 | 60 | Hall
Ceiling Fixture | Incandescent |  | Standard A Lamp | 1 | 60 | Hall
Wall Mount | Other |  | LED Interior | 1 | 1 | Hall
Ceiling Fixture | Incandescent |  | Standard A Lamp | 2 | 60 | Master Bedroom
Wall Mount | Incandescent |  | Reflector | 1 | 25 | Master Bedroom
Table | Compact Fluorescent |  | Twist | 1 | 15 | Master Bedroom
Table | Incandescent |  | Standard A Lamp | 2 | 40 | Master Bedroom
Ceiling Fixture | Incandescent |  | Standard A Lamp | 1 | 60 | Office
Ceiling Fixture | Compact Fluorescent |  | Twist | 1 | 15 | Office
Table | Compact Fluorescent |  | Pin base | 1 | 13 | Office
Ceiling Fixture | Compact Fluorescent |  | Twist | 1 | 15 | Closet
Ceiling Fixture | Incandescent |  | Reflector | 1 | 125 | Bathroom
Ceiling Fixture | Incandescent |  | Heat Lamp | 1 | 250 | Bathroom
Ceiling Fixture | Incandescent |  | Globe | 2 | 60 | Bathroom
Ceiling Fixture | Compact Fluorescent |  | Twist | 1 | 15 | Bathroom
Wall Mount | Other |  | LED Interior | 1 | 1 | Bathroom
Ceiling Fixture | Incandescent |  | Standard A Lamp | 3 | 60 | Bedroom
Chandelier (Hanging) | Incandescent |  | Standard A Lamp | 1 | 75 | Dining Room
Ceiling Fixture | Incandescent |  | Standard A Lamp | 1 | 60 | Family Room
Table | Compact Fluorescent |  | Twist | 1 | 15 | Family Room
Table | Incandescent |  | Standard A Lamp | 1 | 40 | Family Room
Ceiling Fixture | Incandescent |  | Standard A Lamp | 1 | 60 | Garage
Ceiling Fixture | Compact Fluorescent |  | Twist | 1 | 15 | Hall
Ceiling Fixture | Incandescent |  | Standard A Lamp | 1 | 60 | Kitchen
Recessed - other | Compact Fluorescent |  | Twist | 1 | 15 | Kitchen
Ceiling Fixture | Incandescent |  | Reflector | 2 | 2 | Kitchen
Ceiling Fixture | Incandescent |  | Clear | 1 | 60 | Kitchen
Wall Mount | Linear Fluorescent | 48 | T-12 | 1 | 40 | Kitchen
Table | Incandescent |  | Standard A Lamp | 1 | 60 | Living Room
Table | Incandescent |  | Standard A Lamp | 1 | 60 | Living Room
Table | Compact Fluorescent |  | Twist | 1 | 15 | Living Room
Ceiling Fixture | Linear Fluorescent | 48 | T-12 | 2 | 40 | Garage
Chandelier (Hanging) | Incandescent |  | Standard A Lamp | 1 | 75 | Garage
Wall Mount | Compact Fluorescent |  | Twist | 3 | 15 | Bathroom
Table | Compact Fluorescent |  | Twist | 1 | 15 | Bedroom
Floor lamp | Incandescent |  | Mini base | 3 | 5 | Bedroom
Chandelier (Hanging) | Incandescent |  | Standard A Lamp | 2 | 65 | Dining Room
Recessed Can | Compact Fluorescent |  | Twist | 1 | 15 | Family Room
Track | Incandescent |  | Reflector | 5 | 25 | Family Room
Ceiling Fixture | Compact Fluorescent |  | Twist | 1 | 7 | Family Room
Ceiling Fixture | Compact Fluorescent |  | Twist | 1 | 15 | Garage
Ceiling Fixture | Compact Fluorescent |  | Twist | 1 | 15 | Hall
Ceiling Fixture | Compact Fluorescent |  | Twist | 1 | 15 | Hall
Recessed - other | Linear Fluorescent | 48 | T-12 | 1 | 40 | Kitchen
Floor lamp | Compact Fluorescent |  | A shape bulb | 2 | 15 | Living Room
Wall Mount | Incandescent |  | Globe | 6 | 25 | Bathroom
Table | Compact Fluorescent |  | Twist | 1 | 15 | Master Bedroom
Ceiling Fixture | Compact Fluorescent |  | Twist | 3 | 15 | Other
Track | Incandescent |  | Reflector | 3 | 60 | Other
Ceiling Fixture | Compact Fluorescent |  | Twist | 2 | 15 | Laundry Room
Ceiling Fixture | Compact Fluorescent |  | Twist | 1 | 15 | Laundry Room
Ceiling Fixture | Linear Fluorescent | 48 | T-8 | 2 | 32 | Laundry Room
Ceiling Fixture | Incandescent |  | Standard A Lamp | 1 | 60 | Bathroom
Wall Mount | Compact Fluorescent |  | Twist | 2 | 15 | Bathroom
Ceiling Fixture | Incandescent |  | Standard A Lamp | 1 | 60 | Bedroom
Table | Compact Fluorescent |  | Twist | 1 | 22 | Bedroom
Table | Incandescent |  | Clear | 1 | 25 | Bedroom
Table | Compact Fluorescent |  | Twist | 1 | 22 | Bedroom
Ceiling Fan | Compact Fluorescent |  | Twist | 1 | 22 | Bedroom
Ceiling Fixture | Incandescent |  | Standard A Lamp | 1 | 60 | Closet
Ceiling Fixture | Incandescent |  | Standard A Lamp | 1 | 60 | Closet
Ceiling Fixture | Compact Fluorescent |  | Twist | 1 | 22 | Closet
Chandelier (Hanging) | Incandescent |  | Standard A Lamp | 3 | 60 | Dining Room
Wall Mount | Compact Fluorescent |  | Twist | 1 | 15 | Hall
Ceiling Fixture | Incandescent |  | Standard A Lamp | 1 | 75 | Other
Chandelier (Hanging) | Incandescent |  | Standard A Lamp | 1 | 75 | Kitchen
Other | Incandescent |  | Standard A Lamp | 1 | 40 | Kitchen
Ceiling Fixture | Compact Fluorescent |  | Twist | 3 | 15 | Living Room
Table | Compact Fluorescent |  | Twist | 1 | 22 | Living Room
Ceiling Fixture | Compact Fluorescent |  | Twist | 1 | 15 | Closet
Floor lamp | Incandescent |  | Standard A Lamp | 1 | 60 | Other
Ceiling Fixture | Compact Fluorescent |  | Twist | 1 | 15 | Other
Wall Mount | Incandescent |  | Standard A Lamp | 2 | 60 | Bathroom
Ceiling Fixture | Compact Fluorescent |  | Twist | 1 | 15 | Bedroom
Table | Incandescent |  | Standard A Lamp | 1 | 40 | Bedroom
Ceiling Fixture | Compact Fluorescent |  | Twist | 1 | 15 | Bedroom
Ceiling Fixture | Compact Fluorescent |  | Twist | 1 | 15 | Dining Room
Ceiling Fixture | Compact Fluorescent |  | Twist | 1 | 15 | Kitchen
Ceiling Fixture | Compact Fluorescent |  | Twist | 1 | 15 | Laundry Room
Floor lamp | Compact Fluorescent |  | Twist | 1 | 22 | Living Room
Table | Incandescent |  | Standard A Lamp | 1 | 75 | Living Room
Ceiling Fixture | Incandescent |  | Reflector | 1 | 75 | Bathroom
Ceiling Fixture | Incandescent |  | Heat Lamp | 1 | 125 | Bathroom
Recessed Can | Incandescent |  | Reflector | 1 | 75 | Bathroom
Wall Mount | Compact Fluorescent |  | Twist | 3 | 13 | Bathroom
Recessed Can | Compact Fluorescent |  | Twist | 1 | 13 | Bathroom
Wall Mount | Incandescent |  | Globe | 3 | 40 | Bathroom
Ceiling Fixture | Incandescent |  | Heat Lamp | 1 | 125 | Bathroom
Ceiling Fixture | Compact Fluorescent |  | Twist | 2 | 13 | Bedroom
Ceiling Fixture | Compact Fluorescent |  | Twist | 2 | 13 | Bedroom
Table | Incandescent |  | Decorative | 1 | 40 | Bedroom
Chandelier (Hanging) | Incandescent |  | Clear | 3 | 40 | Dining Room
Table | Incandescent |  | Globe | 1 | 150 | Dining Room
Table | Incandescent |  | 3-Way Incandescent | 1 | 135 | Family Room
Ceiling Fixture | Linear Fluorescent | 48 | T-12 | 2 | 40 | Garage
Ceiling Fixture | Compact Fluorescent |  | Twist | 1 | 13 | Hall
Ceiling Fixture | Compact Fluorescent |  | Flood | 1 | 15 | Kitchen
Architectural | Linear Fluorescent | 11 | T-5 | 1 | 8 | Kitchen
Ceiling Fixture | Linear Fluorescent | 48 | T-12 | 2 | 40 | Laundry Room
Ceiling Fixture | Compact Fluorescent |  | Twist | 2 | 13 | Master Bedroom
Table | Compact Fluorescent |  | Twist | 1 | 13 | Master Bedroom
Recessed Can | Incandescent |  | Reflector | 1 | 60 | Closet
Recessed Can | Incandescent |  | Reflector | 1 | 60 | Other
Wall Mount | Incandescent |  | Globe | 6 | 40 | Bathroom
Ceiling Fixture | Compact Fluorescent |  | Twist | 2 | 22 | Bedroom
Table | Incandescent |  | Standard A Lamp | 1 | 100 | Bedroom
Ceiling Fixture | Halogen |  | MR | 3 | 50 | Family Room
Table | Incandescent |  | Standard A Lamp | 1 | 150 | Family Room
Floor lamp | Incandescent |  | Standard A Lamp | 1 | 150 | Family Room
Ceiling Fixture | Compact Fluorescent |  | Twist | 1 | 22 | Hall
Ceiling Fixture | Incandescent |  | Globe | 5 | 40 | Kitchen
Ceiling Fixture | Compact Fluorescent |  | Twist | 2 | 22 | Kitchen
Table | Incandescent |  | Standard A Lamp | 1 | 60 | Kitchen
Recessed Can | Incandescent |  | Reflector | 1 | 65 | Laundry Room
Ceiling Fixture | Incandescent |  | Standard A Lamp | 1 | 60 | Living Room
Table | Incandescent |  | Standard A Lamp | 1 | 60 | Living Room
Ceiling Fixture | Incandescent |  | Mini base | 1 | 25 | Living Room
Torchiere | Incandescent |  | Standard A Lamp | 1 | 150 | Living Room
Ceiling Fixture | Incandescent |  | Globe | 1 | 90 | Master Bedroom
Torchiere | Incandescent |  | Standard A Lamp | 1 | 150 | Master Bedroom
Table | Incandescent |  | Standard A Lamp | 1 | 60 | Master Bedroom
Wall Mount | Compact Fluorescent |  | Twist | 2 | 20 | Bathroom
Other | Other |  |  | 1 | 1 | Bathroom
Floor lamp | Compact Fluorescent |  | Pin base | 1 | 28 | Office
Ceiling Fixture | Compact Fluorescent |  | Twist | 3 | 20 | Office
Table | Incandescent |  | Standard A Lamp | 1 | 60 | Office
Garage door opener | Incandescent |  | Standard A Lamp | 1 | 60 | Garage
Ceiling Fixture | Incandescent |  | Standard A Lamp | 1 | 60 | Garage
Wall Mount | Incandescent |  | Standard A Lamp | 2 | 60 | Bathroom
Ceiling Fan | Compact Fluorescent |  | Twist | 6 | 15 | Bedroom
Ceiling Fan | Incandescent |  | Decorative | 6 | 40 | Bedroom
Ceiling Fixture | Compact Fluorescent |  | Twist | 2 | 15 | Bedroom
Ceiling Fixture | Compact Fluorescent |  | Twist | 1 | 25 | Garage
Ceiling Fixture | Incandescent |  | Standard A Lamp | 1 | 60 | Hall
Ceiling Fixture | Incandescent |  | Standard A Lamp | 1 | 60 | Kitchen
Floor lamp | Compact Fluorescent |  | Twist | 1 | 15 | Living Room
Wall Mount | Incandescent |  | Mini base | 1 | 40 | Bedroom
Table | Incandescent |  | Mini base | 1 | 40 | Bedroom
Ceiling Fixture | Incandescent |  | Standard A Lamp | 1 | 60 | Closet
Chandelier (Hanging) | Incandescent |  | Standard A Lamp | 4 | 60 | Dining Room
Wall Mount | Incandescent |  | Globe | 2 | 25 | Bathroom
Recessed - other | Halogen |  | PAR | 1 | 30 | Hall
Chandelier (Hanging) | Incandescent |  | Mini base | 1 | 25 | Kitchen
Ceiling Fixture | Incandescent |  | Standard A Lamp | 2 | 40 | Laundry Room
Chandelier (Hanging) | Incandescent |  | Standard A Lamp | 5 | 40 | Living Room
Chandelier (Hanging) | Incandescent |  | Standard A Lamp | 2 | 60 | Bathroom
Wall Mount | Incandescent |  | Mini base | 1 | 25 | Bathroom
Ceiling Fixture | Incandescent |  | Standard A Lamp | 2 | 60 | Master Bedroom
Table | Compact Fluorescent |  | Twist | 1 | 7 | Master Bedroom
Wall Mount | Incandescent |  | Mini base | 1 | 25 | Hall
Ceiling Fixture | Compact Fluorescent |  | A shape bulb | 1 | 15 | Bedroom
Ceiling Fixture | Compact Fluorescent |  | Twist | 2 | 20 | Bedroom
Floor lamp | Compact Fluorescent |  | A shape bulb | 1 | 15 | Bedroom
Table | Halogen |  | Other | 1 | 20 | Bedroom
Ceiling Fixture | Compact Fluorescent |  | Twist | 2 | 15 | Hall
Wall Mount | Compact Fluorescent |  | Twist | 2 | 15 | Bathroom
Ceiling Fixture | Compact Fluorescent |  | Twist | 1 | 22 | Kitchen
Wall Mount | Compact Fluorescent |  | Twist | 1 | 15 | Kitchen
Ceiling Fixture | Compact Fluorescent |  | Twist | 1 | 22 | Living Room
Wall Mount | Incandescent |  | Globe | 4 | 25 | Bathroom
Ceiling Fixture | Incandescent |  | Clear | 1 | 60 | Bedroom
Floor lamp | Compact Fluorescent |  | Twist | 3 | 15 | Bedroom
Table | Incandescent |  | Decorative | 1 | 40 | Bedroom
Ceiling Fixture | Compact Fluorescent |  | Twist | 3 | 15 | Family Room
Ceiling Fixture | Incandescent |  | Standard A Lamp | 2 | 60 | Dining Room
Ceiling Fixture | Linear Fluorescent | 48 | T-8 | 2 | 32 | Other
Ceiling Fixture | Compact Fluorescent |  | Twist | 3 | 15 | Hall
Ceiling Fixture | Halogen |  | Quartz Tube | 1 | 50 | Kitchen
Architectural | Halogen |  | Other | 1 | 20 | Kitchen
Ceiling Fixture | Linear Fluorescent | 48 | T-8 | 2 | 32 | Laundry Room
Ceiling Fixture | Compact Fluorescent |  | Twist | 1 | 15 | Living Room
Wall Mount | Compact Fluorescent |  | Twist | 1 | 15 | Living Room
Floor lamp | Compact Fluorescent |  | Twist | 1 | 15 | Living Room
Wall Mount | Incandescent |  | Decorative | 2 | 25 | Master Bedroom
Ceiling Fixture | Incandescent |  | Standard A Lamp | 2 | 60 | Master Bedroom
Table | Compact Fluorescent |  | Twist | 1 | 15 | Master Bedroom
Ceiling Fan | Incandescent |  | Standard A Lamp | 1 | 100 | Bathroom
Recessed - other | Incandescent |  | Standard A Lamp | 2 | 75 | Bedroom
Table | Incandescent |  | Standard A Lamp | 1 | 75 | Bedroom
Ceiling Fixture | Incandescent |  | Standard A Lamp | 2 | 60 | Bedroom
Table | Incandescent |  | Standard A Lamp | 1 | 75 | Bedroom
Ceiling Fixture | Incandescent |  | Standard A Lamp | 1 | 60 | Hall
High bay | Linear Fluorescent | 48 | T-12 | 2 | 40 | Kitchen
Track | Incandescent |  | Standard A Lamp | 1 | 60 | Kitchen
Other | Incandescent |  | Standard A Lamp | 1 | 75 | Kitchen
Architectural | Incandescent |  | Standard A Lamp | 1 | 60 | Laundry Room
Ceiling Fan | Incandescent |  | Standard A Lamp | 1 | 60 | Living Room
Architectural | Incandescent |  | Standard A Lamp | 1 | 60 | Closet
Recessed Can | Incandescent |  | Reflector | 1 | 65 | Hall
Ceiling Fixture | Incandescent |  | Standard A Lamp | 1 | 60 | Bedroom
Table | Incandescent |  | Standard A Lamp | 1 | 60 | Bedroom
Wall Mount | Linear Fluorescent | 24 | T-8 | 1 | 32 | Hall
Track | Compact Fluorescent |  | Reflector | 3 | 23 | Family Room
Table | Compact Fluorescent |  | Other | 1 | 15 | Family Room
Floor lamp | Halogen |  | Quartz Tube | 1 | 150 | Family Room
Table | Compact Fluorescent |  | Twist | 1 | 15 | Family Room
Ceiling Fixture | Compact Fluorescent |  | Twist | 2 | 15 | Family Room
Garage door opener | Incandescent |  | Standard A Lamp | 1 | 60 | Garage
Ceiling Fixture | Incandescent |  | Standard A Lamp | 2 | 60 | Garage
Wall Mount | Compact Fluorescent |  | Pin base | 3 | 13 | Bathroom
Recessed Can | Compact Fluorescent |  | Twist | 1 | 13 | Bathroom
Recessed Can | Incandescent |  | Reflector | 1 | 65 | Kitchen
Track | Compact Fluorescent |  | Twist | 3 | 23 | Kitchen
Ceiling Fixture | Compact Fluorescent |  | Twist | 1 | 13 | Laundry Room
High bay | Linear Fluorescent | 48 | T-12 | 2 | 40 | Laundry Room
Ceiling Fixture | Incandescent |  | Standard A Lamp | 1 | 60 | Laundry Room
Ceiling Fixture | Incandescent |  | Other | 1 | 90 | Laundry Room
Chandelier (Hanging) | Incandescent |  | Clear | 5 | 40 | Living Room
Table | Incandescent |  | 3-Way Incandescent | 1 | 150 | Living Room
Floor lamp | Incandescent |  | 3-Way Incandescent | 1 | 150 | Living Room
Table | Compact Fluorescent |  | Twist | 1 | 23 | Living Room
Wall Mount | Incandescent |  | Globe | 4 | 40 | Bathroom
Wall Mount | Incandescent |  | Globe | 8 | 40 | Bathroom
Ceiling Fixture | Compact Fluorescent |  | Twist | 1 | 13 | Bathroom
Ceiling Fixture | Halogen |  | MR | 3 | 50 | Closet
Ceiling Fixture | Compact Fluorescent |  | Twist | 1 | 23 | Master Bedroom
Table | Incandescent |  | Other | 1 | 40 | Master Bedroom
Wall Mount | Incandescent |  | Standard A Lamp | 1 | 60 | Master Bedroom
Ceiling Fixture | Compact Fluorescent |  | Twist | 2 | 23 | Office
Chandelier (Hanging) | Incandescent |  | Globe | 1 | 40 | Other
Ceiling Fixture | Incandescent |  | Standard A Lamp | 2 | 60 | Bedroom
Table | Incandescent |  | Standard A Lamp | 1 | 60 | Bedroom
Wall Mount | Incandescent |  | Globe | 1 | 40 | Closet
Ceiling Fixture | Compact Fluorescent |  | Twist | 2 | 23 | Living Room
Wall Mount | Incandescent |  | Globe | 8 | 40 | Bathroom
Ceiling Fixture | Linear Fluorescent | 48 | T-12 | 2 | 40 | Laundry Room
Recessed Can | Incandescent |  | Reflector | 1 | 65 | Kitchen
Chandelier (Hanging) | Incandescent |  | Clear | 5 | 40 | Family Room
Recessed Can | Compact Fluorescent |  | Reflector | 1 | 15 | Living Room
Table | Incandescent |  | Standard A Lamp | 1 | 65 | Living Room
Floor lamp | Compact Fluorescent |  | A shape bulb | 1 | 13 | Living Room
Ceiling Fixture | Linear Fluorescent | 48 | T-12 | 4 | 40 | Kitchen
Track | Incandescent |  | Reflector | 3 | 50 | Kitchen
Chandelier (Hanging) | Incandescent |  | Clear | 1 | 65 | Dining Room
Ceiling Fixture | Incandescent |  | Standard A Lamp | 2 | 65 | Living Room
Recessed Can | Incandescent |  | Reflector | 1 | 65 | Hall
Ceiling Fixture | Incandescent |  | Standard A Lamp | 1 | 75 | Closet
Wall Mount | Incandescent |  | Globe | 1 | 40 | Closet
Table | Incandescent |  | 3-Way Incandescent | 1 | 100 | Bedroom
Ceiling Fixture | Incandescent |  | Reflector | 1 | 65 | Bedroom
Floor lamp | Incandescent |  | 3-Way Incandescent | 1 | 100 | Bedroom
Ceiling Fixture | Linear Fluorescent | 48 | T-12 | 4 | 40 | Garage
Garage door opener | Incandescent |  | Standard A Lamp | 2 | 60 | Garage
Table | Incandescent |  | Standard A Lamp | 1 | 75 | Bedroom
Torchiere | Halogen |  | Quartz Tube | 1 | 300 | Bedroom
Wall Mount | Compact Fluorescent |  | Globe | 8 | 9 | Bathroom
Wall Mount | Compact Fluorescent |  | Globe | 9 | 9 | Bathroom
Table | Incandescent |  | 3-Way Incandescent | 1 | 100 | Master Bedroom
Wall Mount | Compact Fluorescent |  | Globe | 8 | 9 | Bathroom
Ceiling Fixture | Incandescent |  | Standard A Lamp | 1 | 40 | Closet
Ceiling Fixture | Incandescent |  | Reflector | 1 | 65 | Bedroom
Floor lamp | Incandescent |  | 3-Way Incandescent | 1 | 100 | Bedroom
Table | Incandescent |  | Standard A Lamp | 2 | 60 | Bedroom
Recessed Can | Incandescent |  | Reflector | 1 | 65 | Hall
Recessed Can | Incandescent |  | Reflector | 1 | 65 | Dining Room
Table | Compact Fluorescent |  | Globe | 1 | 9 | Dining Room
Wall Mount | Incandescent |  | Standard A Lamp | 3 | 60 | Bathroom
Ceiling Fixture | Incandescent |  | Standard A Lamp | 1 | 60 | Bathroom
Ceiling Fixture | Incandescent |  | Standard A Lamp | 2 | 60 | Bedroom
Ceiling Fixture | Incandescent |  | Standard A Lamp | 2 | 60 | Bedroom
Ceiling Fixture | Incandescent |  | Standard A Lamp | 2 | 60 | Bedroom
Ceiling Fixture | Incandescent |  | Standard A Lamp | 2 | 60 | Bedroom
Ceiling Fixture | Incandescent |  | Decorative | 2 | 60 | Bedroom
Recessed Can | Compact Fluorescent |  | Twist | 1 | 22 | Kitchen
Ceiling Fixture | Incandescent |  | Standard A Lamp | 1 | 60 | Closet
Ceiling Fixture | Incandescent |  | Standard A Lamp | 1 | 60 | Garage
Ceiling Fixture | Compact Fluorescent |  | Twist | 2 | 15 | Kitchen
Track | Halogen |  | MR | 3 | 30 | Kitchen
Ceiling Fixture | Compact Fluorescent |  | Twist | 2 | 22 | Dining Room
Torchiere | Compact Fluorescent |  | Twist | 1 | 15 | Living Room
Ceiling Fixture | Incandescent |  | Standard A Lamp | 2 | 40 | Dining Room
Ceiling Fixture | Incandescent |  | Standard A Lamp | 1 | 60 | Hall
Ceiling Fixture | Incandescent |  | Standard A Lamp | 2 | 60 | Hall
Wall Mount | Compact Fluorescent |  | Globe | 5 | 15 | Bathroom
Ceiling Fixture | Incandescent |  | Standard A Lamp | 3 | 40 | Bedroom
Ceiling Fixture | Compact Fluorescent |  | Twist | 2 | 15 | Master Bedroom
Table | Incandescent |  | Standard A Lamp | 1 | 60 | Master Bedroom
Chandelier (Hanging) | Incandescent |  | Decorative | 7 | 25 | Dining Room
Ceiling Fan | Compact Fluorescent |  | Twist | 3 | 15 | Family Room
Ceiling Fixture | Incandescent |  | Globe | 4 | 40 | Hall
Ceiling Fixture | Compact Fluorescent |  | Twist | 1 | 15 | Garage
Garage door opener | Incandescent |  | Standard A Lamp | 1 | 40 | Garage
Ceiling Fixture | Compact Fluorescent |  | Twist | 1 | 15 | Hall
Ceiling Fixture | Compact Fluorescent |  | Twist | 1 | 15 | Kitchen
Chandelier (Hanging) | Compact Fluorescent |  | Twist | 5 | 15 | Kitchen
Ceiling Fixture | Incandescent |  | Standard A Lamp | 1 | 60 | Laundry Room
Floor lamp | Compact Fluorescent |  | A shape bulb | 2 | 7 | Living Room
Table | Incandescent |  | Standard A Lamp | 1 | 100 | Living Room
Wall Mount | Compact Fluorescent |  | Globe | 3 | 15 | Bathroom
Ceiling Fixture | Incandescent |  | Standard A Lamp | 3 | 40 | Master Bedroom
Wall Mount | Incandescent |  | Globe | 2 | 60 | Bathroom
Recessed Can | Halogen |  | PAR | 1 | 75 | Bathroom
Recessed Can | Incandescent |  | Standard A Lamp | 1 | 65 | Bedroom
Table | Incandescent |  | Mini base | 2 | 40 | Bedroom
Table | Incandescent |  | Standard A Lamp | 1 | 60 | Bedroom
Chandelier (Hanging) | Incandescent |  | Globe | 1 | 60 | Dining Room
Chandelier (Hanging) | Compact Fluorescent |  | A shape bulb | 1 | 15 | Hall
Recessed Can | Incandescent |  | Reflector | 1 | 65 | Hall
Recessed Can | Incandescent |  | Reflector | 1 | 65 | Kitchen
Wall Mount | Linear Fluorescent | 24 | T-12 | 2 | 40 | Laundry Room
Recessed Can | Incandescent |  | Reflector | 1 | 65 | Living Room
Floor lamp | Incandescent |  | Standard A Lamp | 3 | 60 | Living Room
Table | Incandescent |  | Standard A Lamp | 1 | 60 | Living Room
Recessed Can | Incandescent |  | Reflector | 1 | 65 | Bedroom
Table | Incandescent |  | Standard A Lamp | 1 | 60 | Bedroom
Table | Incandescent |  | Standard A Lamp | 1 | 40 | Bedroom
Ceiling Fixture | Compact Fluorescent |  | Other | 1 | 22 | Closet
Recessed Can | Incandescent |  | Reflector | 1 | 65 | Bathroom
Wall Mount | Compact Fluorescent |  | A shape bulb | 2 | 15 | Bathroom
Wall Mount | Incandescent |  | Globe | 2 | 40 | Bathroom
Wall Mount | Incandescent |  | Globe | 2 | 60 | Bathroom
Recessed Can | Incandescent |  | Reflector | 1 | 65 | Hall
Recessed Can | Compact Fluorescent |  | Reflector | 1 | 23 | Hall
Wall Mount | Incandescent |  | Standard A Lamp | 1 | 75 | Bathroom
Wall Mount | Incandescent |  | Standard A Lamp | 2 | 60 | Bathroom
Ceiling Fixture | Incandescent |  | Standard A Lamp | 1 | 40 | Bathroom
Wall Mount | Incandescent |  | Standard A Lamp | 2 | 65 | Bathroom
Ceiling Fan | Incandescent |  | Standard A Lamp | 1 | 40 | Bedroom
Ceiling Fan | Incandescent |  | Decorative | 3 | 40 | Master Bedroom
Table | Incandescent |  | Standard A Lamp | 1 | 60 | Master Bedroom
Table | Compact Fluorescent |  | Twist | 1 | 15 | Master Bedroom
Ceiling Fixture | Incandescent |  | Standard A Lamp | 1 | 60 | Master Bedroom
Ceiling Fan | Incandescent |  | Standard A Lamp | 1 | 75 | Office
Table | Incandescent |  | Standard A Lamp | 1 | 60 | Office
Ceiling Fixture | Incandescent |  | Standard A Lamp | 2 | 60 | Bedroom
Table | Incandescent |  | Decorative | 1 | 40 | Bedroom
Ceiling Fixture | Linear Fluorescent | 48 | T-12 | 2 | 40 | Other
Ceiling Fixture | Compact Fluorescent |  | Twist | 3 | 22 | Dining Room
Ceiling Fixture | Incandescent |  | Standard A Lamp | 3 | 60 | Other
Ceiling Fixture | Linear Fluorescent | 48 | T-12 | 4 | 40 | Other
Ceiling Fixture | Linear Fluorescent | 48 | T-8 | 2 | 32 | Garage
Ceiling Fixture | Compact Fluorescent |  | Twist | 1 | 15 | Garage
Garage door opener | Incandescent |  | Standard A Lamp | 1 | 60 | Garage
Ceiling Fixture | Incandescent |  | Decorative | 1 | 40 | Hall
Recessed Can | Incandescent |  | Reflector | 1 | 65 | Kitchen
Ceiling Fixture | Incandescent |  | Standard A Lamp | 2 | 60 | Laundry Room
Ceiling Fixture | Linear Fluorescent | 48 | T-8 | 2 | 32 | Office
Table | Halogen |  | Quartz Tube | 1 | 30 | Office
Table | Incandescent |  | Standard A Lamp | 1 | 60 | Living Room
Table | Incandescent |  | Standard A Lamp | 2 | 60 | Living Room
Chandelier (Hanging) | Incandescent |  | Decorative | 1 | 40 | Living Room
Chandelier (Hanging) | Incandescent |  | Decorative | 3 | 40 | Living Room
Wall Mount | Incandescent |  | Standard A Lamp | 4 | 60 | Bathroom
Ceiling Fixture | Compact Fluorescent |  | Twist | 1 | 15 | Bathroom
Ceiling Fixture | Compact Fluorescent |  | Twist | 1 | 15 | Bathroom
Wall Mount | Incandescent |  | Standard A Lamp | 3 | 100 | Bathroom
Ceiling Fixture | Compact Fluorescent |  | Twist | 1 | 15 | Bathroom
Recessed Can | Halogen |  | PAR | 1 | 90 | Bedroom
Table | Incandescent |  | Standard A Lamp | 1 | 60 | Bedroom
Torchiere | Incandescent |  | Standard A Lamp | 1 | 200 | Bedroom
Ceiling Fixture | Incandescent |  | Standard A Lamp | 3 | 60 | Bedroom
Floor lamp | Incandescent |  | Standard A Lamp | 1 | 60 | Bedroom
Ceiling Fan | Incandescent |  | Standard A Lamp | 1 | 100 | Bedroom
Table | Incandescent |  | Decorative | 1 | 60 | Bedroom
Table | Incandescent |  | Standard A Lamp | 1 | 75 | Bedroom
Ceiling Fixture | Incandescent |  | Standard A Lamp | 3 | 100 | Bedroom
Table | Incandescent |  | Standard A Lamp | 1 | 75 | Bedroom
Floor lamp | Halogen |  | Quartz Tube | 1 | 300 | Bedroom
Wall Mount | Linear Fluorescent | 48 | T-8 | 1 | 32 | Closet
Wall Mount | Linear Fluorescent | 24 | T-8 | 1 | 32 | Closet
Ceiling Fixture | Linear Fluorescent | 24 | T-8 | 1 | 32 | Closet
Wall Mount | Incandescent |  | Standard A Lamp | 1 | 100 | Hall
Ceiling Fixture | Linear Fluorescent | 48 | T-8 | 2 | 32 | Closet
Wall Mount | Linear Fluorescent | 24 | T-8 | 1 | 32 | Closet
Recessed Can | Compact Fluorescent |  | Flood | 1 | 25 | Dining Room
Chandelier (Hanging) | Incandescent |  | Standard A Lamp | 9 | 75 | Hall
Architectural | Incandescent |  | Decorative | 1 | 40 | Hall
Ceiling Fixture | Linear Fluorescent | 48 | T-8 | 2 | 32 | Garage
Ceiling Fixture | Linear Fluorescent | 48 | T-12 | 2 | 40 | Garage
Garage door opener | Incandescent |  | Standard A Lamp | 1 | 40 | Garage
Wall Mount | Incandescent |  | Standard A Lamp | 3 | 60 | Garage
Wall Mount | Compact Fluorescent |  | A shape bulb | 1 | 28 | Garage
Wall Mount | Incandescent |  | Standard A Lamp | 1 | 100 | Hall
Recessed Can | Incandescent |  | Reflector | 1 | 65 | Kitchen
Ceiling Fan | Incandescent |  | Standard A Lamp | 4 | 60 | Kitchen
Architectural | Linear Fluorescent | 48 | T-8 | 1 | 32 | Kitchen
Floor lamp | Incandescent |  | Standard A Lamp | 3 | 40 | Kitchen
Ceiling Fixture | Linear Fluorescent | 48 | T-8 | 2 | 32 | Laundry Room
Recessed Can | Halogen |  | PAR | 1 | 90 | Living Room
Recessed Can | Compact Fluorescent |  | Reflector | 1 | 22 | Living Room
Wall Mount | Incandescent |  | Standard A Lamp | 1 | 100 | Living Room
Table | Incandescent |  | Mini base | 1 | 5 | Living Room
Floor lamp | Incandescent |  | Standard A Lamp | 2 | 60 | Living Room
Floor lamp | Incandescent |  | 3-Way Incandescent | 1 | 100 | Living Room
Floor lamp | Compact Fluorescent |  | Twist | 1 | 15 | Living Room
Wall Mount | Linear Fluorescent | 48 | T-8 | 1 | 32 | Kitchen
Ceiling Fixture | Compact Fluorescent |  | Twist | 1 | 15 | Bathroom
Wall Mount | Incandescent |  | Standard A Lamp | 4 | 60 | Bathroom
Recessed Can | Compact Fluorescent |  | Reflector | 1 | 28 | Bedroom
Table | Incandescent |  | 3-Way Incandescent | 1 | 100 | Bedroom
Floor lamp | Incandescent |  | 3-Way Incandescent | 1 | 100 | Bedroom
Recessed Can | Compact Fluorescent |  | Reflector | 1 | 28 | Family Room
Floor lamp | Compact Fluorescent |  | Mini base | 1 | 42 | Family Room
Floor lamp | Incandescent |  | Mini base | 1 | 5 | Family Room
Recessed Can | Compact Fluorescent |  | Reflector | 1 | 28 | Hall
Ceiling Fan | Halogen |  | PAR | 3 | 50 | Other
Floor lamp | Incandescent |  | Standard A Lamp | 2 | 60 | Other
Wall Mount | Incandescent |  | Standard A Lamp | 1 | 60 | Bathroom
Ceiling Fixture | Incandescent |  | Standard A Lamp | 1 | 60 | Bedroom
Ceiling Fixture | Incandescent |  | Standard A Lamp | 1 | 60 | Bedroom
Ceiling Fixture | Incandescent |  | Standard A Lamp | 1 | 60 | Hall
Recessed Can | Incandescent |  | Reflector | 1 | 65 | Kitchen
Floor lamp | Incandescent |  | Standard A Lamp | 3 | 60 | Living Room
Recessed Can | Incandescent |  | Reflector | 1 | 75 | Kitchen
Recessed Can | Compact Fluorescent |  | Twist | 1 | 15 | Family Room
Chandelier (Hanging) | Incandescent |  | Standard A Lamp | 5 | 40 | Dining Room
Floor lamp | Incandescent |  | 3-Way Incandescent | 1 | 100 | Living Room
Table | Incandescent |  | 3-Way Incandescent | 1 | 100 | Living Room
Ceiling Fixture | Linear Fluorescent | 96 | T-12 | 2 | 40 | Bathroom
Ceiling Fixture | Compact Fluorescent |  | Twist | 2 | 15 | Hall
Wall Mount | Incandescent |  | Standard A Lamp | 6 | 40 | Bathroom
Ceiling Fixture | Incandescent |  | Standard A Lamp | 1 | 40 | Master Bedroom
Ceiling Fixture | Incandescent |  | Standard A Lamp | 2 | 40 | Bedroom
Floor lamp | Halogen |  | MR | 3 | 30 | Bedroom
Ceiling Fixture | Incandescent |  | Standard A Lamp | 2 | 40 | Bedroom
Ceiling Fan | Incandescent |  | Standard A Lamp | 2 | 60 | Living Room
Ceiling Fixture | Incandescent |  | Standard A Lamp | 2 | 60 | Bedroom
Wall Mount | Incandescent |  | Globe | 2 | 75 | Bathroom
Ceiling Fixture | Incandescent |  | Standard A Lamp | 2 | 60 | Bedroom
Ceiling Fixture | Linear Fluorescent | 48 | T-12 | 2 | 40 | Other
Ceiling Fixture | Linear Fluorescent | 48 | T-12 | 2 | 40 | Laundry Room
Ceiling Fixture | Compact Fluorescent |  | Twist | 1 | 15 | Kitchen
Other | Halogen |  | MR | 1 | 20 | Kitchen
Ceiling Fan | Incandescent |  | Standard A Lamp | 4 | 60 | Family Room
Table | Compact Fluorescent |  | Twist | 1 | 15 | Family Room
Ceiling Fixture | Incandescent |  | Standard A Lamp | 2 | 40 | Bedroom
Wall Mount | Incandescent |  | Standard A Lamp | 4 | 60 | Bathroom
Ceiling Fixture | Incandescent |  | Standard A Lamp | 1 | 60 | Master Bedroom
Table | Incandescent |  | Decorative | 2 | 40 | Master Bedroom
Ceiling Fixture | Incandescent |  | Standard A Lamp | 1 | 60 | Closet
Table | Incandescent |  | Standard A Lamp | 2 | 60 | Bedroom
Wall Mount | Incandescent |  | Standard A Lamp | 1 | 40 | Bedroom
Wall Mount | Incandescent |  | Standard A Lamp | 1 | 60 | Hall
Wall Mount | Incandescent |  | Standard A Lamp | 1 | 60 | Bathroom
Ceiling Fixture | Incandescent |  | Heat Lamp | 2 | 250 | Bathroom
Table | Incandescent |  | Standard A Lamp | 1 | 60 | Bedroom
Chandelier (Hanging) | Incandescent |  | Standard A Lamp | 1 | 60 | Bedroom
Ceiling Fixture | Incandescent |  | Standard A Lamp | 1 | 60 | Garage
Garage door opener | Incandescent |  | Standard A Lamp | 2 | 60 | Garage
Chandelier (Hanging) | Incandescent |  | Mini base | 5 | 25 | Kitchen
Ceiling Fixture | Compact Fluorescent |  | Twist | 2 | 15 | Kitchen
Ceiling Fixture | Compact Fluorescent |  | Twist | 3 | 15 | Kitchen
Table | Incandescent |  | Standard A Lamp | 1 | 60 | Living Room
Ceiling Fan | Incandescent |  | Standard A Lamp | 1 | 60 | Living Room
Chandelier (Hanging) | Incandescent |  | Decorative | 1 | 40 | Living Room
Chandelier (Hanging) | Incandescent |  | Decorative | 5 | 40 | Living Room
Wall Mount | Incandescent |  | Standard A Lamp | 1 | 60 | Other
Floor lamp | Compact Fluorescent |  | Twist | 1 | 15 | Other
Other | Incandescent |  | Decorative | 1 | 40 | Other
Ceiling Fixture | Compact Fluorescent |  | Twist | 1 | 15 | Hall
Ceiling Fan | Compact Fluorescent |  | Twist | 1 | 15 | Bathroom
Ceiling Fixture | Compact Fluorescent |  | Reflector | 1 | 15 | Hall
Recessed Can | Compact Fluorescent |  | Reflector | 2 | 15 | Hall
Recessed Can | Halogen |  | MR | 1 | 50 | Hall
Recessed Can | Halogen |  | MR | 1 | 50 | Hall
Chandelier (Hanging) | Compact Fluorescent |  | Twist | 1 | 15 | Hall
Ceiling Fan | Compact Fluorescent |  | Twist | 1 | 15 | Bathroom
Wall Mount | Compact Fluorescent |  | Twist | 3 | 15 | Bathroom
Chandelier (Hanging) | Incandescent |  | Standard A Lamp | 3 | 100 | Dining Room
Low bay | Linear Fluorescent | 96 | T-12 | 2 | 100 | Garage
Low bay | Linear Fluorescent | 48 | T-12 | 1 | 40 | Garage
Ceiling Fixture | Compact Fluorescent | 24 | Circline (Screw Base) | 1 | 20 | Family Room
Ceiling Fixture | Compact Fluorescent | 24 | Circline (Screw Base) | 1 | 20 | Bedroom
Ceiling Fixture | Compact Fluorescent |  | Twist | 1 | 15 | Kitchen
Recessed - other | Compact Fluorescent |  | Twist | 1 | 15 | Kitchen
Recessed - other | Compact Fluorescent |  | Twist | 1 | 15 | Kitchen
Ceiling Fixture | Compact Fluorescent |  | Twist | 1 | 15 | Laundry Room
Table | Compact Fluorescent |  | Twist | 1 | 15 | Living Room
Floor lamp | Compact Fluorescent |  | Twist | 1 | 15 | Living Room
Ceiling Fixture | Incandescent |  | Standard A Lamp | 1 | 60 | Master Bedroom
Table | Incandescent |  | Mini base | 1 | 25 | Master Bedroom
Ceiling Fixture | Compact Fluorescent | 24 | Circline (Screw Base) | 1 | 20 | Family Room
Ceiling Fixture | Compact Fluorescent |  | Twist | 1 | 15 | Bedroom
Recessed Can | Compact Fluorescent |  | Reflector | 1 | 15 | Living Room
Wall Mount | Incandescent |  | Globe | 4 | 25 | Bathroom
Ceiling Fixture | Compact Fluorescent |  | Twist | 2 | 22 | Bedroom
Ceiling Fixture | Compact Fluorescent |  | Decorative | 3 | 15 | Hall
Ceiling Fixture | Compact Fluorescent |  | Twist | 1 | 22 | Kitchen
Ceiling Fixture | Compact Fluorescent |  | Twist | 3 | 22 | Kitchen
Ceiling Fixture | Compact Fluorescent |  | Twist | 1 | 15 | Laundry Room
Floor lamp | Incandescent |  | Standard A Lamp | 3 | 60 | Living Room
Ceiling Fixture | Compact Fluorescent |  | Twist | 2 | 22 | Master Bedroom
Ceiling Fixture | Compact Fluorescent |  | Twist | 2 | 22 | Office
Ceiling Fixture | Linear Fluorescent | 48 | T-8 | 2 | 32 | Family Room
Ceiling Fixture | Compact Fluorescent |  | Twist | 2 | 15 | Bedroom
Wall Mount | Incandescent |  | Mini base | 1 | 5 | Bedroom
Floor lamp | Compact Fluorescent |  | Twist | 1 | 15 | Living Room
Wall Mount | Incandescent |  | Globe | 4 | 40 | Bathroom
Ceiling Fixture | Incandescent |  | Reflector | 1 | 65 | Hall
Recessed Can | Compact Fluorescent |  | Reflector | 1 | 22 | Family Room
Ceiling Fixture | Incandescent |  | Standard A Lamp | 1 | 100 | Closet
Ceiling Fixture | Linear Fluorescent | 48 | T-12 | 2 | 40 | Garage
Garage door opener | Incandescent |  | Standard A Lamp | 2 | 60 | Garage
Ceiling Fixture | Incandescent |  | Standard A Lamp | 1 | 150 | Garage
Ceiling Fixture | Compact Fluorescent |  | Twist | 3 | 16 | Laundry Room
Track | Compact Fluorescent |  | Reflector | 3 | 15 | Dining Room
Recessed Can | Compact Fluorescent |  | Reflector | 1 | 15 | Dining Room
Ceiling Fixture | Linear Fluorescent | 48 | T-12 | 1 | 40 | Kitchen
Recessed Can | Compact Fluorescent |  | Reflector | 1 | 15 | Kitchen
Other | Compact Fluorescent |  | Twist | 1 | 15 | Kitchen
Ceiling Fixture | Compact Fluorescent |  | Twist | 1 | 15 | Hall
Wall Mount | Compact Fluorescent |  | Twist | 5 | 15 | Bedroom
Ceiling Fixture | Compact Fluorescent |  | Twist | 1 | 15 | Bedroom
Ceiling Fixture | Compact Fluorescent |  | Twist | 2 | 15 | Bedroom
Table | Compact Fluorescent |  | Twist | 1 | 15 | Bedroom
Ceiling Fixture | Compact Fluorescent |  | Twist | 2 | 15 | Master Bedroom
Table | Halogen |  | MR | 1 | 20 | Master Bedroom
Ceiling Fixture | Compact Fluorescent |  | Twist | 1 | 15 | Closet
Ceiling Fixture | Incandescent |  | Standard A Lamp | 1 | 60 | Bathroom
Wall Mount | Incandescent |  | Standard A Lamp | 1 | 60 | Bathroom
Ceiling Fixture | Compact Fluorescent |  | A shape bulb | 1 | 15 | Bathroom
Ceiling Fixture | Incandescent |  | Standard A Lamp | 1 | 60 | Bedroom
Ceiling Fixture | Incandescent |  | Other | 1 | 60 | Bedroom
Ceiling Fixture | Compact Fluorescent |  | Twist | 1 | 22 | Bedroom
Table | Compact Fluorescent |  | Twist | 1 | 22 | Bedroom
Ceiling Fixture | Incandescent |  | Standard A Lamp | 1 | 60 | Bedroom
Ceiling Fixture | Incandescent |  | Standard A Lamp | 1 | 60 | Other
Ceiling Fixture | Incandescent |  | Reflector | 1 | 65 | Other
Wall Mount | Incandescent |  | Standard A Lamp | 1 | 60 | Other
Ceiling Fixture | Incandescent |  | Standard A Lamp | 1 | 40 | Closet
Chandelier (Hanging) | Compact Fluorescent |  | Twist | 1 | 15 | Dining Room
Ceiling Fixture | Incandescent |  | Standard A Lamp | 1 | 60 | Hall
Ceiling Fixture | Incandescent |  | Standard A Lamp | 1 | 60 | Kitchen
Floor lamp | Compact Fluorescent |  | Twist | 1 | 7 | Living Room
Table | Compact Fluorescent |  | Twist | 1 | 7 | Living Room
Wall Mount | Compact Fluorescent |  | Twist | 2 | 15 | Office
Table | Incandescent |  | Standard A Lamp | 1 | 60 | Office
Wall Mount | Incandescent |  | Standard A Lamp | 4 | 60 | Bathroom
Ceiling Fixture | Incandescent |  | Standard A Lamp | 1 | 60 | Bathroom
Table | Incandescent |  | Standard A Lamp | 1 | 60 | Bedroom
Table | Incandescent |  | Standard A Lamp | 1 | 60 | Bedroom
Ceiling Fixture | Compact Fluorescent |  | Reflector | 1 | 22 | Bedroom
Ceiling Fixture | Incandescent |  | Reflector | 1 | 65 | Bedroom
Table | Incandescent |  | Standard A Lamp | 1 | 60 | Bedroom
Wall Mount | Incandescent |  | Standard A Lamp | 1 | 60 | Bedroom
Ceiling Fixture | Incandescent |  | Standard A Lamp | 1 | 60 | Bedroom
Ceiling Fixture | Incandescent |  | Reflector | 1 | 125 | Hall
Table | Incandescent |  | Decorative | 1 | 40 | Hall
Wall Mount | Incandescent |  | Decorative | 1 | 25 | Hall
Table | Incandescent |  | Standard A Lamp | 1 | 75 | Hall
Ceiling Fixture | Incandescent |  | Reflector | 1 | 90 | Hall
Ceiling Fixture | Compact Fluorescent |  | Reflector | 1 | 22 | Kitchen
Chandelier (Hanging) | Incandescent |  | Decorative | 6 | 25 | Kitchen
Ceiling Fixture | Incandescent |  | Reflector | 1 | 90 | Laundry Room
Table | Incandescent |  | Standard A Lamp | 1 | 100 | Living Room
Floor lamp | Incandescent |  | Other | 1 | 60 | Living Room
Ceiling Fixture | Incandescent |  | Reflector | 1 | 90 | Living Room
Wall Mount | Incandescent |  | Globe | 7 | 40 | Bathroom
Ceiling Fixture | Incandescent |  | Reflector | 1 | 65 | Bathroom
Wall Mount | Incandescent |  | Globe | 6 | 40 | Bathroom
Table | Incandescent |  | Standard A Lamp | 1 | 75 | Bedroom
Ceiling Fixture | Incandescent |  | Reflector | 1 | 90 | Bedroom
Wall Mount | Incandescent |  | Globe | 10 | 40 | Bedroom
Wall Mount | Incandescent |  | Globe | 8 | 40 | Bedroom
Wall Mount | Halogen |  | MR | 1 | 50 | Family Room
Ceiling Fixture | Incandescent |  | Reflector | 1 | 65 | Family Room
Ceiling Fixture | Incandescent |  | Reflector | 1 | 90 | Family Room
Wall Mount | Incandescent |  | Decorative | 3 | 25 | Family Room
Table | Incandescent |  | Standard A Lamp | 1 | 75 | Family Room
Ceiling Fixture | Compact Fluorescent |  | Twist | 2 | 15 | Bathroom
Ceiling Fixture | Compact Fluorescent |  | Twist | 2 | 15 | Bathroom
Wall Mount | Incandescent |  | Standard A Lamp | 3 | 60 | Bathroom
Wall Mount | Compact Fluorescent |  | Twist | 3 | 15 | Bathroom
Ceiling Fixture | Compact Fluorescent |  | Twist | 1 | 7 | Bathroom
Ceiling Fixture | Compact Fluorescent |  | Twist | 2 | 15 | Bedroom
Ceiling Fixture | Compact Fluorescent |  | Twist | 2 | 15 | Bedroom
Ceiling Fixture | Compact Fluorescent |  | Twist | 2 | 15 | Office
Track | Halogen |  | MR | 8 | 20 | Closet
Recessed Can | Compact Fluorescent |  | Reflector | 1 | 22 | Living Room
Chandelier (Hanging) | Compact Fluorescent |  | Twist | 3 | 15 | Hall
Recessed Can | Incandescent |  | Reflector | 1 | 65 | Dining Room
Chandelier (Hanging) | Compact Fluorescent |  | Twist | 3 | 15 | Other
Ceiling Fixture | Linear Fluorescent | 48 | T-8 | 2 | 32 | Garage
Chandelier (Hanging) | Compact Fluorescent |  | Twist | 9 | 15 | Hall
Wall Mount | Compact Fluorescent |  | Twist | 1 | 15 | Hall
Ceiling Fixture | Compact Fluorescent |  | Twist | 2 | 15 | Bedroom
Ceiling Fixture | Compact Fluorescent |  | Twist | 2 | 15 | Hall
Chandelier (Hanging) | Compact Fluorescent |  | Twist | 6 | 7 | Kitchen
Ceiling Fixture | Compact Fluorescent |  | Twist | 1 | 15 | Laundry Room
Ceiling Fixture | Compact Fluorescent |  | Twist | 1 | 15 | Bathroom
Wall Mount | Compact Fluorescent |  | Twist | 2 | 15 | Bathroom
Ceiling Fixture | Compact Fluorescent |  | Twist | 3 | 15 | Bedroom
Table | Incandescent |  | Standard A Lamp | 1 | 60 | Bedroom
Ceiling Fixture | Compact Fluorescent |  | Twist | 2 | 15 | Other
Ceiling Fixture | Compact Fluorescent |  | Straight Tube | 1 | 22 | Closet
Wall Mount | Incandescent |  | Globe | 6 | 40 | Bathroom
Recessed - other | Incandescent |  | Heat Lamp | 1 | 250 | Bathroom
Recessed Can | Compact Fluorescent |  | Reflector | 1 | 22 | Bedroom
Recessed Can | Compact Fluorescent |  | Reflector | 1 | 22 | Bedroom
Chandelier (Hanging) | Incandescent |  | Mini base | 8 | 25 | Dining Room
Recessed Can | Compact Fluorescent |  | Reflector | 1 | 22 | Other
Recessed Can | Compact Fluorescent |  | Reflector | 1 | 22 | Family Room
Table | Incandescent |  | Standard A Lamp | 1 | 60 | Family Room
Floor lamp | Compact Fluorescent |  | Twist | 1 | 15 | Family Room
Chandelier (Hanging) | Incandescent |  | Clear | 8 | 25 | Hall
Garage door opener | Incandescent |  | Standard A Lamp | 1 | 60 | Garage
Ceiling Fixture | Incandescent |  | Standard A Lamp | 1 | 60 | Garage
Wall Mount | Incandescent |  | Globe | 4 | 5 | Bathroom
Recessed Can | Compact Fluorescent |  | Reflector | 1 | 22 | Hall
Recessed Can | Compact Fluorescent |  | Reflector | 1 | 22 | Hall
Chandelier (Hanging) | Incandescent |  | Reflector | 1 | 65 | Other
Track | Incandescent |  | Reflector | 3 | 65 | Other
Recessed Can | Compact Fluorescent |  | Reflector | 1 | 22 | Kitchen
Ceiling Fixture | Incandescent |  | Standard A Lamp | 1 | 60 | Laundry Room
Recessed Can | Compact Fluorescent |  | Reflector | 1 | 22 | Living Room
Recessed Can | Compact Fluorescent |  | Reflector | 1 | 22 | Bathroom
Wall Mount | Compact Fluorescent |  | Globe | 6 | 12 | Bathroom
Recessed - other | Incandescent |  | Heat Lamp | 1 | 250 | Bathroom
Recessed Can | Compact Fluorescent |  | Reflector | 1 | 22 | Master Bedroom
Chandelier (Hanging) | Incandescent |  | Globe | 1 | 40 | Dining Room
Recessed Can | Compact Fluorescent |  | Reflector | 1 | 22 | Office
Table | Incandescent |  | 3-Way Incandescent | 1 | 150 | Office
Wall Mount | Incandescent |  | Decorative | 1 | 25 | Hall
Wall Mount | Incandescent |  | Globe | 8 | 40 | Bathroom
Ceiling Fixture | Compact Fluorescent |  | Twist | 1 | 28 | Bathroom
Wall Mount | Incandescent |  | Globe | 4 | 40 | Bathroom
Wall Mount | Incandescent |  | Globe | 4 | 40 | Bathroom
Ceiling Fan | Compact Fluorescent |  | Twist | 4 | 28 | Dining Room
Ceiling Fixture | Incandescent |  | Standard A Lamp | 1 | 60 | Hall
Ceiling Fixture | Linear Fluorescent | 48 | T-12 | 2 | 40 | Garage
Ceiling Fixture | Linear Fluorescent | 64 | T-12 | 2 | 60 | Garage
Floor lamp | Halogen |  | Quartz Tube | 1 | 50 | Bedroom
Ceiling Fixture | Compact Fluorescent |  | Twist | 1 | 28 | Bedroom
Floor lamp | Compact Fluorescent |  | Pin base | 1 | 28 | Bedroom
Ceiling Fan | Incandescent |  | Standard A Lamp | 4 | 60 | Bedroom
Ceiling Fixture | Linear Fluorescent | 48 | T-12 | 2 | 40 | Kitchen
Floor lamp | Incandescent |  | Standard A Lamp | 4 | 40 | Family Room
Floor lamp | Compact Fluorescent |  | Pin base | 1 | 28 | Family Room
Ceiling Fan | Compact Fluorescent |  | Twist | 4 | 22 | Master Bedroom
Table | Incandescent |  | Standard A Lamp | 1 | 75 | Master Bedroom
Table | Compact Fluorescent |  | Twist | 1 | 22 | Master Bedroom
Wall Mount | Incandescent |  | Standard A Lamp | 1 | 60 | Hall
Ceiling Fixture | Incandescent |  | Standard A Lamp | 1 | 60 | Hall
Ceiling Fixture | Linear Fluorescent | 48 | T-12 | 2 | 40 | Bathroom
Ceiling Fixture | Compact Fluorescent |  | Twist | 2 | 22 | Bathroom
Ceiling Fixture | Linear Fluorescent | 48 | T-12 | 2 | 40 | Bathroom
Ceiling Fixture | Compact Fluorescent |  | Twist | 2 | 15 | Bathroom
Wall Mount | Incandescent |  | Standard A Lamp | 3 | 60 | Bathroom
Ceiling Fixture | Incandescent |  | Standard A Lamp | 1 | 60 | Bedroom
Table | Incandescent |  | Standard A Lamp | 1 | 60 | Bedroom
Chandelier (Hanging) | Incandescent |  | Standard A Lamp | 3 | 60 | Bedroom
Ceiling Fixture | Compact Fluorescent |  | Twist | 1 | 15 | Bedroom
Ceiling Fixture | Compact Fluorescent |  | Twist | 3 | 15 | Dining Room
Ceiling Fixture | Linear Fluorescent | 96 | T-12 | 2 | 75 | Garage
Garage door opener | Incandescent |  | Standard A Lamp | 2 | 60 | Garage
Wall Mount | Incandescent |  | Standard A Lamp | 1 | 40 | Hall
Chandelier (Hanging) | Incandescent |  | Decorative | 9 | 40 | Hall
Ceiling Fixture | Incandescent |  | Standard A Lamp | 1 | 60 | Hall
Track | Halogen |  | PAR | 8 | 50 | Kitchen
Recessed - other | Incandescent |  | Standard A Lamp | 2 | 40 | Kitchen
Ceiling Fixture | Incandescent |  | Standard A Lamp | 2 | 60 | Laundry Room
Table | Incandescent |  | Standard A Lamp | 1 | 60 | Living Room
Other | Halogen |  | PAR | 1 | 50 | Living Room
Ceiling Fan | Incandescent |  | Standard A Lamp | 2 | 60 | Living Room
Wall Mount | Compact Fluorescent |  | Twist | 3 | 7 | Bathroom
Chandelier (Hanging) | Compact Fluorescent |  | Twist | 1 | 22 | Bedroom
Wall Mount | Compact Fluorescent |  | Twist | 1 | 15 | Bathroom
Ceiling Fan | Incandescent |  | Standard A Lamp | 1 | 60 | Bathroom
Track | Incandescent |  | Reflector | 5 | 60 | Other
Ceiling Fixture | Incandescent |  | Standard A Lamp | 1 | 60 | Garage
Ceiling Fixture | Incandescent |  | Reflector | 1 | 100 | Garage
Floor lamp | Incandescent |  | Standard A Lamp | 1 | 100 | Living Room
Floor lamp | Incandescent |  | 3-Way Incandescent | 1 | 75 | Living Room
Chandelier (Hanging) | Incandescent |  | Decorative | 6 | 25 | Living Room
Other | Incandescent |  | Standard A Lamp | 1 | 25 | Living Room
Table | Incandescent |  | Standard A Lamp | 1 | 60 | Living Room
Recessed Can | Incandescent |  | Reflector | 1 | 75 | Living Room
Chandelier (Hanging) | Incandescent |  | Standard A Lamp | 1 | 100 | Hall
Recessed Can | Incandescent |  | Reflector | 1 | 60 | Kitchen
Chandelier (Hanging) | Halogen |  | Quartz Tube | 6 | 50 | Kitchen
Ceiling Fixture | Incandescent |  | Standard A Lamp | 1 | 50 | Laundry Room
Wall Mount | Halogen |  | Quartz Tube | 1 | 75 | Bathroom
Recessed Can | Incandescent |  | Reflector | 1 | 60 | Master Bedroom
Table | Compact Fluorescent |  | Twist | 1 | 15 | Family Room
Recessed Can | Incandescent |  | Reflector | 1 | 90 | Family Room
Ceiling Fixture | Incandescent |  | Standard A Lamp | 1 | 60 | Family Room
Recessed Can | Compact Fluorescent |  | Twist | 1 | 15 | Family Room
Track | Halogen |  | MR | 6 | 100 | Family Room
Ceiling Fixture | Compact Fluorescent |  | Flood | 1 | 22 | Family Room
Ceiling Fixture | Incandescent |  | Standard A Lamp | 1 | 75 | Hall
Recessed Can | Incandescent |  | Reflector | 1 | 40 | Bathroom
Ceiling Fixture | Compact Fluorescent |  | Twist | 2 | 15 | Bedroom
Ceiling Fixture | Compact Fluorescent |  | Twist | 2 | 15 | Bedroom
Ceiling Fixture | Incandescent |  | Standard A Lamp | 2 | 60 | Closet
Recessed Can | Incandescent |  | Reflector | 1 | 65 | Dining Room
Recessed Can | Incandescent |  | Mini base | 1 | 65 | Hall
Recessed - other | Incandescent |  | Reflector | 1 | 65 | Family Room
Garage door opener | Incandescent |  | Standard A Lamp | 1 | 60 | Garage
Recessed Can | Compact Fluorescent |  | Reflector | 1 | 22 | Hall
Recessed Can | Incandescent |  | Mini base | 2 | 75 | Kitchen
Wall Mount | Compact Fluorescent |  | Twist | 1 | 22 | Laundry Room
Recessed Can | Incandescent |  | Reflector | 1 | 40 | Living Room
Floor lamp | Compact Fluorescent |  | Twist | 1 | 22 | Living Room
Table | Incandescent |  | Standard A Lamp | 1 | 60 | Living Room
Ceiling Fixture | Compact Fluorescent |  | Twist | 2 | 15 | Bedroom
Architectural | Linear Fluorescent | 48 | T-4 | 1 | 32 | Bathroom
Recessed Can | Incandescent |  | Reflector | 1 | 40 | Bathroom
Wall Mount | Incandescent |  | Decorative | 3 | 25 | Bathroom
Ceiling Fixture | Compact Fluorescent |  | Twist | 2 | 15 | Master Bedroom
Table | Incandescent |  | Standard A Lamp | 1 | 60 | Master Bedroom
Recessed Can | Incandescent |  | Reflector | 1 | 65 | Office
Recessed Can | Incandescent |  | Reflector | 1 | 60 | Hall
Wall Mount | Compact Fluorescent |  | Globe | 3 | 42 | Bathroom
Track | Incandescent |  | Reflector | 3 | 65 | Bedroom
Table | Incandescent |  | Standard A Lamp | 1 | 60 | Bedroom
Chandelier (Hanging) | Incandescent |  | Globe | 6 | 60 | Dining Room
Recessed Can | Halogen |  | MR | 1 | 50 | Dining Room
Ceiling Fixture | Incandescent |  | Standard A Lamp | 1 | 60 | Garage
Garage door opener | Incandescent |  | Standard A Lamp | 2 | 60 | Garage
Ceiling Fixture | Incandescent |  | Standard A Lamp | 2 | 60 | Hall
Recessed Can | Incandescent |  | Reflector | 1 | 65 | Kitchen
Ceiling Fixture | Incandescent |  | Standard A Lamp | 1 | 60 | Kitchen
Chandelier (Hanging) | Incandescent |  | Globe | 1 | 125 | Kitchen
Chandelier (Hanging) | Incandescent |  | Standard A Lamp | 1 | 60 | Laundry Room
Table | Incandescent |  | 3-Way Incandescent | 1 | 75 | Living Room
Table | Incandescent |  | 3-Way Incandescent | 1 | 100 | Living Room
Recessed Can | Halogen |  | MR | 1 | 50 | Living Room
Wall Mount | Halogen |  | Quartz Tube | 4 | 30 | Bathroom
Ceiling Fixture | Incandescent |  | Standard A Lamp | 2 | 60 | Master Bedroom
Table | Incandescent |  | Standard A Lamp | 2 | 60 | Master Bedroom
Ceiling Fixture | Incandescent |  | Standard A Lamp | 2 | 60 | Closet
Ceiling Fixture | Incandescent |  | Standard A Lamp | 1 | 60 | Hall
Ceiling Fixture | Linear Fluorescent | 48 | T-12 | 2 | 40 | Other
Ceiling Fixture | Linear Fluorescent | 24 | T-12 | 2 | 20 | Other
Ceiling Fixture | Incandescent |  | Standard A Lamp | 1 | 60 | Other
Wall Mount | Incandescent |  | Standard A Lamp | 3 | 60 | Bathroom
Ceiling Fixture | Linear Fluorescent | 24 | T-12 | 2 | 20 | Bathroom
Wall Mount | Compact Fluorescent |  | Twist | 3 | 22 | Bathroom
Ceiling Fixture | Incandescent |  | Standard A Lamp | 1 | 40 | Bathroom
Table | Incandescent |  | Standard A Lamp | 1 | 60 | Bedroom
Other | Linear Fluorescent | 48 | T-12 | 1 | 40 | Bedroom
Wall Mount | Incandescent |  | Standard A Lamp | 1 | 25 | Other
Ceiling Fixture | Linear Fluorescent | 48 | T-12 | 2 | 40 | Dining Room
Recessed Can | Incandescent |  | Reflector | 1 | 75 | Hall
Ceiling Fixture | Linear Fluorescent | 96 | T-12 | 2 | 100 | Garage
Garage door opener | Incandescent |  | Standard A Lamp | 1 | 60 | Garage
Track | Compact Fluorescent |  | Twist | 3 | 15 | Hall
Ceiling Fixture | Linear Fluorescent | 24 | T-12 | 4 | 40 | Kitchen
Ceiling Fixture | Linear Fluorescent | 24 | T-12 | 2 | 20 | Kitchen
Ceiling Fixture | Linear Fluorescent | 24 | T-12 | 2 | 20 | Laundry Room
Table | Compact Fluorescent |  | 3-Way CFL | 1 | 32 | Living Room
Floor lamp | Compact Fluorescent |  | Twist | 1 | 26 | Living Room
Table | Compact Fluorescent |  | Twist | 2 | 15 | Master Bedroom
Wall Mount | Compact Fluorescent |  | Twist | 1 | 15 | Master Bedroom
Other | Linear Fluorescent | 48 | T-12 | 1 | 40 | Master Bedroom
Ceiling Fixture | Compact Fluorescent |  | Twist | 1 | 15 | Hall
Torchiere | Compact Fluorescent |  | Twist | 1 | 33 | Office
Other | Linear Fluorescent | 48 | T-12 | 1 | 40 | Office
Chandelier (Hanging) | Incandescent |  | Standard A Lamp | 5 | 75 | Dining Room
Wall Mount | Incandescent |  | Standard A Lamp | 2 | 60 | Closet
Table | Incandescent |  | 3-Way Incandescent | 1 | 75 | Bedroom
Ceiling Fixture | Compact Fluorescent |  | Twist | 1 | 10 | Bedroom
Table | Incandescent |  | 3-Way Incandescent | 1 | 100 | Master Bedroom
Wall Mount | Compact Fluorescent |  | Twist | 1 | 10 | Master Bedroom
Wall Mount | Incandescent |  | Globe | 4 | 40 | Bathroom
Ceiling Fixture | Incandescent |  | Mini base | 4 | 40 | Bathroom
Wall Mount | Incandescent |  | Standard A Lamp | 2 | 60 | Bathroom
Ceiling Fixture | Compact Fluorescent |  | Twist | 1 | 10 | Bathroom
Ceiling Fixture | Incandescent |  | Standard A Lamp | 2 | 100 | Other
Ceiling Fixture | Linear Fluorescent | 48 | T-12 | 2 | 40 | Other
Ceiling Fixture | Linear Fluorescent | 48 | T-12 | 2 | 40 | Laundry Room
Ceiling Fixture | Compact Fluorescent |  | Twist | 1 | 10 | Laundry Room
Wall Mount | Incandescent |  | Globe | 5 | 40 | Bathroom
Ceiling Fixture | Compact Fluorescent |  | Twist | 1 | 10 | Closet
Track | Halogen |  | MR | 3 | 30 | Kitchen
Ceiling Fixture | Incandescent |  | Standard A Lamp | 2 | 75 | Kitchen
Ceiling Fixture | Compact Fluorescent |  | Twist | 1 | 10 | Bedroom
Table | Incandescent |  | 3-Way Incandescent | 1 | 100 | Bedroom
Ceiling Fixture | Incandescent |  | Standard A Lamp | 2 | 75 | Living Room
Ceiling Fixture | Incandescent |  | Standard A Lamp | 4 | 40 | Dining Room
Wall Mount | Incandescent |  | Mini base | 1 | 60 | Bathroom
Ceiling Fixture | Incandescent |  | Standard A Lamp | 1 | 75 | Bathroom
Floor lamp | Incandescent |  | Standard A Lamp | 2 | 100 | Living Room
Table | Incandescent |  | 3-Way Incandescent | 1 | 150 | Living Room
Chandelier (Hanging) | Incandescent |  | Mini base | 4 | 60 | Hall
Wall Mount | Incandescent |  | Standard A Lamp | 1 | 75 | Office
Ceiling Fixture | Compact Fluorescent |  | Twist | 1 | 22 | Hall
Wall Mount | Compact Fluorescent |  | Twist | 1 | 22 | Hall
Ceiling Fixture | Compact Fluorescent |  | Twist | 1 | 22 | Family Room
Floor lamp | Incandescent |  | Decorative | 4 | 40 | Family Room
Table | Incandescent |  | 3-Way Incandescent | 1 | 170 | Family Room
Ceiling Fixture | Incandescent |  | Reflector | 1 | 65 | Family Room
Floor lamp | Incandescent |  | Standard A Lamp | 11 | 100 | Family Room
Floor lamp | Incandescent |  | 3-Way Incandescent | 1 | 200 | Family Room
Ceiling Fixture | Compact Fluorescent |  | Twist | 1 | 15 | Bedroom
Table | Incandescent |  | 3-Way Incandescent | 1 | 100 | Bedroom
Ceiling Fixture | Compact Fluorescent |  | Twist | 1 | 15 | Hall
Ceiling Fixture | Compact Fluorescent |  | Twist | 2 | 15 | Master Bedroom
Wall Mount | Incandescent |  | Reflector | 2 | 50 | Master Bedroom
Table | Incandescent |  | Standard A Lamp | 1 | 60 | Master Bedroom
Wall Mount | Incandescent |  | Globe | 4 | 40 | Bathroom
Ceiling Fixture | Incandescent |  | Standard A Lamp | 1 | 40 | Bathroom
Wall Mount | Halogen |  | MR | 1 | 20 | Dining Room
Chandelier (Hanging) | Incandescent |  | Mini base | 3 | 40 | Dining Room
Other | Linear Fluorescent | 36 | T-4 | 1 | 20 | Kitchen
Ceiling Fixture | Compact Fluorescent |  | Twist | 3 | 22 | Kitchen
Ceiling Fixture | Incandescent |  | Globe | 2 | 100 | Office
Torchiere | Halogen |  | MR | 1 | 50 | Office
Ceiling Fixture | Compact Fluorescent |  | Twist | 2 | 15 | Hall
Ceiling Fixture | Compact Fluorescent |  | Twist | 1 | 15 | Closet
Ceiling Fixture | Incandescent |  | Standard A Lamp | 2 | 60 | Bedroom
Wall Mount | Halogen |  | MR | 2 | 50 | Bedroom
Table | Incandescent |  | Standard A Lamp | 1 | 60 | Bedroom
Wall Mount | Incandescent |  | Globe | 3 | 40 | Bathroom
Wall Mount | Halogen |  | MR | 1 | 50 | Bathroom
Ceiling Fixture | Linear Fluorescent | 48 | T-12 | 2 | 40 | Laundry Room
Ceiling Fixture | Incandescent |  | Standard A Lamp | 1 | 60 | Other
Wall Mount | Incandescent |  | Globe | 6 | 25 | Bathroom
Ceiling Fixture | Compact Fluorescent |  | Twist | 1 | 22 | Bedroom
Ceiling Fixture | Compact Fluorescent |  | Twist | 3 | 15 | Dining Room
Garage door opener | Incandescent |  | Standard A Lamp | 1 | 60 | Garage
Recessed Can | Compact Fluorescent |  | Reflector | 1 | 15 | Hall
Ceiling Fixture | Compact Fluorescent |  | Circline (Screw Base) | 1 | 28 | Kitchen
Ceiling Fixture | Compact Fluorescent |  | Twist | 1 | 15 | Laundry Room
Torchiere | Halogen |  | Quartz Tube | 1 | 50 | Laundry Room
Floor lamp | Compact Fluorescent |  | Twist | 1 | 15 | Living Room
Table | Compact Fluorescent |  | Twist | 1 | 28 | Living Room
Ceiling Fixture | Compact Fluorescent |  | Twist | 2 | 15 | Other
Ceiling Fixture | Compact Fluorescent |  | Twist | 1 | 22 | Office
Floor lamp | Compact Fluorescent |  | Twist | 1 | 15 | Office
Ceiling Fixture | Incandescent |  | Reflector | 1 | 65 | Other
Wall Mount | Halogen |  | Quartz Tube | 1 | 50 | Bedroom
Ceiling Fixture | Incandescent |  | Standard A Lamp | 3 | 60 | Bedroom
Torchiere | Halogen |  | Quartz Tube | 1 | 75 | Bedroom
Ceiling Fixture | Incandescent |  | Standard A Lamp | 1 | 60 | Closet
Ceiling Fixture | Incandescent |  | Standard A Lamp | 1 | 100 | Garage
Garage door opener | Incandescent |  | Standard A Lamp | 2 | 60 | Garage
Ceiling Fixture | Incandescent |  | Standard A Lamp | 2 | 60 | Hall
Ceiling Fixture | Incandescent |  | Standard A Lamp | 3 | 60 | Kitchen
Recessed Can | Incandescent |  | Reflector | 1 | 65 | Kitchen
Ceiling Fixture | Linear Fluorescent | 44 | T-12 | 2 | 40 | Kitchen
Other | Incandescent |  | Mini base | 1 | 25 | Kitchen
Recessed Can | Incandescent |  | Standard A Lamp | 1 | 60 | Laundry Room
Floor lamp | Incandescent |  | Standard A Lamp | 1 | 60 | Living Room
Floor lamp | Incandescent |  | Decorative | 6 | 25 | Living Room
Floor lamp | Incandescent |  | Standard A Lamp | 1 | 100 | Living Room
Floor lamp | Compact Fluorescent |  | Twist | 1 | 15 | Living Room
Table | Incandescent |  | Clear | 2 | 25 | Master Bedroom
Table | Incandescent |  | Standard A Lamp | 1 | 75 | Master Bedroom
Floor lamp | Incandescent |  | Standard A Lamp | 1 | 150 | Master Bedroom
Wall Mount | Incandescent |  | Clear | 5 | 25 | Master Bedroom
Wall Mount | Incandescent |  | Standard A Lamp | 3 | 25 | Bathroom
Ceiling Fixture | Incandescent |  | Standard A Lamp | 2 | 60 | Bathroom
Ceiling Fixture | Incandescent |  | Heat Lamp | 2 | 150 | Bathroom
Ceiling Fixture | Incandescent |  | Standard A Lamp | 1 | 100 | Closet
Ceiling Fixture | Incandescent |  | Clear | 3 | 60 | Hall
Wall Mount | Incandescent |  | Globe | 6 | 40 | Bathroom
Wall Mount | Incandescent |  | Globe | 6 | 40 | Bathroom
Ceiling Fixture | Incandescent |  | Standard A Lamp | 2 | 60 | Bedroom
Ceiling Fixture | Incandescent |  | Standard A Lamp | 2 | 60 | Bedroom
Ceiling Fixture | Incandescent |  | Standard A Lamp | 2 | 60 | Bedroom
Chandelier (Hanging) | Incandescent |  | Standard A Lamp | 5 | 60 | Dining Room
Ceiling Fixture | Incandescent |  | Reflector | 1 | 75 | Family Room
Table | Compact Fluorescent |  | Twist | 1 | 13 | Family Room
Ceiling Fixture | Compact Fluorescent |  | Twist | 1 | 23 | Garage
Ceiling Fixture | Incandescent |  | Standard A Lamp | 1 | 60 | Hall
Ceiling Fixture | Incandescent |  | Standard A Lamp | 3 | 60 | Kitchen
Ceiling Fixture | Linear Fluorescent | 16 | T-8 | 1 | 15 | Kitchen
Ceiling Fixture | Incandescent |  | Reflector | 1 | 75 | Kitchen
Wall Mount | Incandescent |  | Clear | 4 | 60 | Bathroom
Recessed - other | Incandescent |  | Heat Lamp | 2 | 125 | Bathroom
Ceiling Fixture | Compact Fluorescent |  | Twist | 2 | 22 | Dining Room
Low bay | Linear Fluorescent | 48 | T-12 | 2 | 40 | Garage
Garage door opener | Incandescent |  | Standard A Lamp | 2 | 100 | Garage
Ceiling Fixture | Incandescent |  | Standard A Lamp | 2 | 75 | Bedroom
Other | Incandescent |  | Globe | 1 | 75 | Hall
Ceiling Fixture | Incandescent |  | Standard A Lamp | 2 | 60 | Kitchen
Recessed Can | Incandescent |  | Reflector | 1 | 65 | Kitchen
Floor lamp | Compact Fluorescent |  | Twist | 3 | 22 | Living Room
Floor lamp | Compact Fluorescent |  | Twist | 2 | 22 | Living Room
Floor lamp | Compact Fluorescent |  | Straight Tube | 1 | 28 | Living Room
Ceiling Fixture | Incandescent |  | Standard A Lamp | 2 | 40 | Master Bedroom
Wall Mount | Incandescent |  | Clear | 6 | 60 | Bathroom
Recessed - other | Incandescent |  | Heat Lamp | 2 | 125 | Bathroom
Ceiling Fixture | Linear Fluorescent | 48 | T-12 | 2 | 40 | Office
Wall Mount | Compact Fluorescent |  | Twist | 2 | 22 | Bathroom
Recessed Can | Incandescent |  | Reflector | 1 | 60 | Bathroom
Torchiere | Compact Fluorescent |  | Twist | 2 | 15 | Bedroom
Table | Halogen |  | Quartz Tube | 1 | 50 | Bedroom
Ceiling Fan | Incandescent |  | Decorative | 4 | 40 | Dining Room
Track | Incandescent |  | Reflector | 1 | 60 | Dining Room
Recessed Can | Incandescent |  | Standard A Lamp | 1 | 65 | Family Room
Track | Compact Fluorescent |  | Twist | 3 | 22 | Family Room
Ceiling Fixture | Compact Fluorescent |  | Other | 1 | 28 | Hall
Track | Compact Fluorescent |  | Twist | 1 | 15 | Hall
Ceiling Fixture | Halogen |  | MR | 4 | 50 | Hall
Track | Compact Fluorescent |  | Reflector | 3 | 22 | Kitchen
Ceiling Fixture | Halogen |  | Quartz Tube | 1 | 100 | Kitchen
Ceiling Fixture | Incandescent |  | Standard A Lamp | 1 | 60 | Laundry Room
Track | Compact Fluorescent |  | Twist | 2 | 22 | Living Room
Chandelier (Hanging) | Compact Fluorescent |  | Twist | 1 | 15 | Living Room
Ceiling Fan | Incandescent |  | Standard A Lamp | 1 | 60 | Bathroom
Wall Mount | Incandescent |  | Globe | 3 | 40 | Bathroom
Ceiling Fixture | Incandescent |  | Standard A Lamp | 2 | 60 | Master Bedroom
Table | Incandescent |  | Standard A Lamp | 1 | 40 | Master Bedroom
Torchiere | Compact Fluorescent |  | Twist | 1 | 15 | Bedroom
Chandelier (Hanging) | Incandescent |  | Standard A Lamp | 1 | 60 | Other
Recessed Can | Incandescent |  | Reflector | 1 | 65 | Bedroom
Table | Compact Fluorescent |  | A shape bulb | 1 | 7 | Bedroom
Wall Mount | Compact Fluorescent |  | Twist | 3 | 15 | Bathroom
Wall Mount | Incandescent |  | Standard A Lamp | 2 | 40 | Bathroom
Recessed Can | Compact Fluorescent |  | Straight Tube | 1 | 15 | Bedroom
Table | Incandescent |  | Standard A Lamp | 1 | 60 | Bedroom
Recessed Can | Incandescent |  | Reflector | 1 | 65 | Bedroom
Table | Compact Fluorescent |  | A shape bulb | 1 | 7 | Bedroom
Wall Mount | Incandescent |  | Standard A Lamp | 4 | 60 | Bathroom
Recessed Can | Incandescent |  | Reflector | 1 | 65 | Hall
Wall Mount | Compact Fluorescent |  | Straight Tube | 1 | 15 | Hall
Recessed Can | Compact Fluorescent |  | Flood | 1 | 15 | Family Room
Ceiling Fixture | Compact Fluorescent |  | Twist | 1 | 22 | Garage
Garage door opener | Incandescent |  | Standard A Lamp | 2 | 60 | Garage
Recessed Can | Compact Fluorescent |  | Reflector | 1 | 15 | Hall
Recessed Can | Incandescent |  | Reflector | 1 | 65 | Kitchen
Ceiling Fixture | Incandescent |  | Globe | 1 | 40 | Kitchen
Recessed Can | Compact Fluorescent |  | Twist | 1 | 15 | Kitchen
Floor lamp | Compact Fluorescent |  | Twist | 1 | 22 | Living Room
Recessed - other | Compact Fluorescent |  | Twist | 1 | 22 | Living Room
Table | Compact Fluorescent |  | Straight Tube | 1 | 22 | Living Room
Recessed Can | Incandescent |  | Reflector | 1 | 65 | Living Room
Wall Mount | Compact Fluorescent |  | Twist | 2 | 22 | Bathroom
Recessed - other | Incandescent |  | Standard A Lamp | 1 | 60 | Bathroom
Recessed Can | Incandescent |  | Reflector | 1 | 65 | Bathroom
Recessed - other | Incandescent |  | Standard A Lamp | 1 | 75 | Closet
Wall Mount | Compact Fluorescent |  | Straight Tube | 1 | 15 | Master Bedroom
Chandelier (Hanging) | Incandescent |  | Standard A Lamp | 6 | 60 | Dining Room
Floor lamp | Compact Fluorescent |  | Reflector | 2 | 15 | Dining Room
Table | Incandescent |  | Standard A Lamp | 1 | 60 | Dining Room
Recessed Can | Compact Fluorescent |  | Reflector | 1 | 15 | Hall
Wall Mount | Linear Fluorescent | 48 | T-8 | 1 | 40 | Hall
Wall Mount | Incandescent |  | Standard A Lamp | 3 | 60 | Bathroom
Ceiling Fixture | Incandescent |  | Standard A Lamp | 1 | 5 | Bedroom
Ceiling Fixture | Incandescent |  | Standard A Lamp | 1 | 60 | Bedroom
Ceiling Fixture | Incandescent |  | Standard A Lamp | 2 | 60 | Bedroom
Table | Incandescent |  | Decorative | 1 | 40 | Bedroom
Ceiling Fixture | Incandescent |  | Standard A Lamp | 1 | 60 | Bedroom
Ceiling Fixture | Incandescent |  | Standard A Lamp | 2 | 60 | Kitchen
Ceiling Fixture | Linear Fluorescent | 48 | T-12 | 4 | 40 | Kitchen
Ceiling Fixture | Linear Fluorescent | 48 | T-12 | 2 | 40 | Laundry Room
Ceiling Fixture | Incandescent |  | Standard A Lamp | 1 | 60 | Living Room
Table | Incandescent |  | Standard A Lamp | 1 | 60 | Living Room
Ceiling Fixture | Compact Fluorescent |  | Twist | 1 | 14 | Master Bedroom
Table | Compact Fluorescent |  | Twist | 1 | 13 | Master Bedroom
Table | Incandescent |  | Standard A Lamp | 1 | 60 | Other
Ceiling Fixture | Incandescent |  | Standard A Lamp | 1 | 75 | Garage
Ceiling Fan | Compact Fluorescent |  | Twist | 4 | 13 | Kitchen
Ceiling Fixture | Compact Fluorescent |  | Pin base | 1 | 24 | Laundry Room
Torchiere | Compact Fluorescent |  | Twist | 5 | 19 | Living Room
Ceiling Fixture | Compact Fluorescent |  | Pin base | 1 | 24 | Office
Wall Mount | Compact Fluorescent |  | Twist | 4 | 13 | Bathroom
Ceiling Fixture | Compact Fluorescent |  | Twist | 1 | 13 | Office
Table | Linear Fluorescent | 18 | T-8 | 1 | 15 | Office
Wall Mount | Compact Fluorescent |  | Twist | 1 | 40 | Hall
Chandelier (Hanging) | Incandescent |  | Globe | 6 | 100 | Dining Room
Chandelier (Hanging) | Incandescent |  | Decorative | 5 | 40 | Other
Recessed Can | Compact Fluorescent |  | Flood | 1 | 15 | Family Room
Ceiling Fixture | Linear Fluorescent | 48 | T-12 | 2 | 40 | Garage
Recessed Can | Compact Fluorescent |  | Flood | 1 | 15 | Bathroom
Recessed Can | Compact Fluorescent |  | Flood | 1 | 15 | Hall
Recessed Can | Compact Fluorescent |  | Flood | 1 | 15 | Kitchen
Ceiling Fixture | Incandescent |  | Mini base | 1 | 25 | Kitchen
Ceiling Fixture | Linear Fluorescent | 24 | T-12 | 2 | 40 | Laundry Room
Floor lamp | Incandescent |  | 3-Way Incandescent | 1 | 150 | Living Room
Floor lamp | Incandescent |  | Decorative | 1 | 40 | Living Room
Recessed Can | Compact Fluorescent |  | Flood | 1 | 15 | Bathroom
Floor lamp | Compact Fluorescent |  | Twist | 1 | 23 | Master Bedroom
Torchiere | Halogen |  | Quartz Tube | 1 | 100 | Master Bedroom
Ceiling Fixture | Linear Fluorescent | 48 | T-12 | 2 | 40 | Closet
Ceiling Fixture | Incandescent |  | Standard A Lamp | 1 | 60 | Closet
Wall Mount | Incandescent |  | Globe | 8 | 60 | Bathroom
Ceiling Fixture | Incandescent |  | Standard A Lamp | 1 | 60 | Bathroom
Recessed Can | Compact Fluorescent |  | Reflector | 1 | 15 | Bedroom
Recessed Can | Compact Fluorescent |  | Flood | 1 | 15 | Bedroom
Floor lamp | Incandescent |  | Decorative | 1 | 40 | Bedroom
Recessed Can | Compact Fluorescent |  | Reflector | 1 | 15 | Hall
Recessed Can | Compact Fluorescent |  | Reflector | 1 | 15 | Office
Ceiling Fixture | Incandescent |  | Standard A Lamp | 1 | 40 | Kitchen
Ceiling Fixture | Compact Fluorescent |  | Twist | 2 | 15 | Kitchen
Chandelier (Hanging) | Incandescent |  | Standard A Lamp | 1 | 100 | Kitchen
Ceiling Fixture | Incandescent |  | Standard A Lamp | 2 | 60 | Bedroom
Floor lamp | Compact Fluorescent |  | Twist | 1 | 15 | Bedroom
Ceiling Fixture | Linear Fluorescent | 48 | T-12 | 2 | 40 | Other
Ceiling Fixture | Linear Fluorescent | 48 | T-12 | 2 | 40 | Other
Ceiling Fixture | Compact Fluorescent |  | Twist | 2 | 15 | Other
Wall Mount | Compact Fluorescent |  | Twist | 1 | 15 | Other
Ceiling Fixture | Linear Fluorescent | 48 | T-12 | 2 | 40 | Other
Ceiling Fixture | Linear Fluorescent | 24 | T-12 | 2 | 20 | Other
Track | Compact Fluorescent |  | Twist | 1 | 22 | Bathroom
Ceiling Fixture | Linear Fluorescent | 48 | T-12 | 2 | 40 | Garage
Ceiling Fixture | Linear Fluorescent | 24 | T-12 | 2 | 20 | Garage
Chandelier (Hanging) | Compact Fluorescent |  | Twist | 3 | 15 | Dining Room
Table | Incandescent |  | Standard A Lamp | 1 | 100 | Family Room
Floor lamp | Compact Fluorescent |  | Twist | 1 | 22 | Family Room
Table | Incandescent |  | Decorative | 1 | 40 | Family Room
Chandelier (Hanging) | Incandescent |  | Standard A Lamp | 1 | 60 | Other
Ceiling Fixture | Incandescent |  | Standard A Lamp | 1 | 40 | Hall
Wall Mount | Incandescent |  | Globe | 4 | 40 | Bathroom
Ceiling Fixture | Incandescent |  | Standard A Lamp | 2 | 40 | Bathroom
Ceiling Fixture | Incandescent |  | Standard A Lamp | 2 | 60 | Bedroom
Table | Compact Fluorescent |  | Twist | 1 | 15 | Bedroom
Table | Incandescent |  | Standard A Lamp | 1 | 60 | Bedroom
Ceiling Fixture | Compact Fluorescent |  | Twist | 1 | 15 | Closet
Ceiling Fixture | Compact Fluorescent |  | Twist | 2 | 15 | Bedroom
Table | Compact Fluorescent |  | Twist | 1 | 22 | Bedroom
Track | Compact Fluorescent |  | Twist | 1 | 22 | Bedroom
Other | Compact Fluorescent |  | Twist | 1 | 15 | Bedroom
Track | Incandescent |  | Standard A Lamp | 1 | 60 | Family Room
Wall Mount | Incandescent |  | Standard A Lamp | 2 | 60 | Bathroom
Wall Mount | Compact Fluorescent |  | Twist | 2 | 22 | Bathroom
Ceiling Fixture | Compact Fluorescent |  | Twist | 4 | 22 | Kitchen
Ceiling Fixture | Incandescent |  | Standard A Lamp | 4 | 60 | Kitchen
Ceiling Fixture | Compact Fluorescent |  | Twist | 4 | 22 | Kitchen
Ceiling Fixture | Incandescent |  | Standard A Lamp | 2 | 60 | Bedroom
Ceiling Fixture | Incandescent |  | Standard A Lamp | 2 | 60 | Bedroom
Ceiling Fixture | Linear Fluorescent | 48 | T-8 | 2 | 32 | Garage
Ceiling Fixture | Linear Fluorescent | 48 | T-12 | 4 | 40 | Garage
Garage door opener | Incandescent |  | Clear | 2 | 60 | Garage
Table | Incandescent |  | Standard A Lamp | 1 | 60 | Living Room
Exterior | Incandescent |  | Decorative | 1 | 40 | Living Room
Ceiling Fixture | Compact Fluorescent |  | Twist | 2 | 22 | Hall
Ceiling Fixture | Incandescent |  | Clear | 3 | 60 | Office
Ceiling Fixture | Incandescent |  | Standard A Lamp | 3 | 60 | Master Bedroom
Wall Mount | Compact Fluorescent |  | Twist | 1 | 23 | Bathroom
Wall Mount | Incandescent |  | Standard A Lamp | 1 | 60 | Bathroom
Ceiling Fixture | Compact Fluorescent |  | Twist | 2 | 23 | Bedroom
Ceiling Fixture | Compact Fluorescent |  | Twist | 2 | 23 | Bedroom
Floor lamp | Compact Fluorescent |  | Twist | 1 | 23 | Living Room
Ceiling Fixture | Compact Fluorescent |  | Twist | 1 | 23 | Garage
Ceiling Fixture | Compact Fluorescent |  | Twist | 1 | 13 | Hall
Chandelier (Hanging) | Incandescent |  | Globe | 5 | 40 | Kitchen
Ceiling Fixture | Compact Fluorescent |  | Twist | 2 | 23 | Kitchen
Ceiling Fixture | Compact Fluorescent |  | Twist | 2 | 23 | Master Bedroom
Wall Mount | Incandescent |  | Globe | 4 | 40 | Bathroom
Ceiling Fixture | Incandescent |  | Standard A Lamp | 5 | 75 | Bedroom
Floor lamp | Compact Fluorescent |  | Pin base | 1 | 27 | Bedroom
Table | Compact Fluorescent |  | Pin base | 1 | 27 | Bedroom
Ceiling Fixture | Incandescent |  | Standard A Lamp | 3 | 75 | Master Bedroom
Architectural | Incandescent |  | Standard A Lamp | 1 | 100 | Garage
Garage door opener | Incandescent |  | Standard A Lamp | 1 | 100 | Garage
Architectural | Incandescent |  | Standard A Lamp | 1 | 60 | Garage
Architectural | Compact Fluorescent |  | Twist | 1 | 7 | Garage
Table | Incandescent |  | Standard A Lamp | 1 | 75 | Garage
Ceiling Fixture | Incandescent |  | Standard A Lamp | 5 | 60 | Dining Room
Ceiling Fixture | Incandescent |  | Standard A Lamp | 1 | 60 | Hall
Ceiling Fixture | Incandescent |  | Standard A Lamp | 1 | 75 | Kitchen
Other | Incandescent |  | Standard A Lamp | 2 | 40 | Kitchen
Other | Incandescent |  | Standard A Lamp | 1 | 60 | Laundry Room
Table | Incandescent |  | Standard A Lamp | 1 | 60 | Living Room
Table | Compact Fluorescent |  | Twist | 1 | 25 | Living Room
Floor lamp | Incandescent |  | Standard A Lamp | 1 | 100 | Living Room
Floor lamp | Compact Fluorescent |  | Twist | 1 | 27 | Living Room
Ceiling Fixture | Compact Fluorescent |  | Twist | 2 | 15 | Dining Room
Table | Compact Fluorescent |  | Twist | 1 | 15 | Dining Room
Ceiling Fixture | Compact Fluorescent |  | Twist | 1 | 15 | Bedroom
Table | Compact Fluorescent |  | Twist | 1 | 15 | Bedroom
Ceiling Fixture | Compact Fluorescent |  | Twist | 1 | 15 | Bedroom
Table | Incandescent |  | Standard A Lamp | 1 | 60 | Bedroom
Ceiling Fan | Compact Fluorescent |  | Twist | 1 | 15 | Bedroom
Table | Compact Fluorescent |  | Twist | 1 | 15 | Bedroom
Floor lamp | Compact Fluorescent |  | Twist | 1 | 15 | Bedroom
Wall Mount | Incandescent |  | Clear | 2 | 60 | Bathroom
Recessed Can | Incandescent |  | Reflector | 1 | 65 | Bathroom
Recessed Can | Incandescent |  | Reflector | 1 | 65 | Kitchen
Ceiling Fixture | Compact Fluorescent |  | Twist | 1 | 15 | Kitchen
Recessed Can | Incandescent |  | Reflector | 1 | 65 | Closet
Wall Mount | Compact Fluorescent |  | Twist | 1 | 15 | Other
Ceiling Fixture | Compact Fluorescent |  | Twist | 1 | 15 | Hall
Ceiling Fixture | Compact Fluorescent |  | Twist | 1 | 15 | Laundry Room
Floor lamp | Compact Fluorescent |  | Twist | 1 | 15 | Laundry Room
Floor lamp | Incandescent |  | Mini base | 3 | 40 | Laundry Room
Ceiling Fixture | Compact Fluorescent |  | Twist | 1 | 15 | Hall
Wall Mount | Compact Fluorescent |  | Globe | 4 | 15 | Bathroom
Ceiling Fixture | Incandescent |  | Heat Lamp | 1 | 250 | Bathroom
Wall Mount | Incandescent |  | Globe | 4 | 40 | Bathroom
Chandelier (Hanging) | Incandescent |  | Standard A Lamp | 5 | 100 | Dining Room
Ceiling Fixture | Incandescent |  | Standard A Lamp | 1 | 60 | Closet
Ceiling Fixture | Incandescent |  | Standard A Lamp | 1 | 100 | Family Room
Wall Mount | Incandescent |  | Standard A Lamp | 1 | 60 | Family Room
Ceiling Fixture | Incandescent |  | Standard A Lamp | 1 | 60 | Garage
Garage door opener | Incandescent |  | Standard A Lamp | 2 | 60 | Garage
Wall Mount | Incandescent |  | Globe | 7 | 40 | Bathroom
Recessed Can | Incandescent |  | Reflector | 1 | 150 | Hall
Ceiling Fixture | Incandescent |  | Mini base | 4 | 40 | Hall
Recessed Can | Compact Fluorescent |  | Flood | 1 | 11 | Hall
Chandelier (Hanging) | Compact Fluorescent |  | Twist | 1 | 15 | Kitchen
Recessed Can | Halogen |  | MR | 1 | 50 | Kitchen
Ceiling Fixture | Incandescent |  | Standard A Lamp | 1 | 100 | Laundry Room
Table | Incandescent |  | 3-Way Incandescent | 1 | 100 | Living Room
Table | Incandescent |  | 3-Way Incandescent | 1 | 100 | Living Room
Wall Mount | Compact Fluorescent |  | Globe | 3 | 11 | Bathroom
Wall Mount | Incandescent |  | Globe | 4 | 40 | Bathroom
Ceiling Fixture | Incandescent |  | Standard A Lamp | 1 | 100 | Bathroom
Recessed Can | Incandescent |  | Heat Lamp | 1 | 125 | Bathroom
Floor lamp | Linear Fluorescent | 48 | T-4 | 1 | 100 | Bedroom
Other | Incandescent |  | Mini base | 1 | 25 | Bedroom
Table | Incandescent |  | 3-Way Incandescent | 1 | 100 | Bedroom
Recessed Can | Incandescent |  | Reflector | 1 | 65 | Family Room
Table | Incandescent |  | Standard A Lamp | 1 | 60 | Family Room
Table | Incandescent |  | 3-Way Incandescent | 1 | 100 | Bedroom
Wall Mount | Compact Fluorescent |  | Twist | 1 | 15 | Hall
Recessed Can | Incandescent |  | Reflector | 1 | 100 | Hall
Other | Incandescent |  | Standard A Lamp | 2 | 75 | Bedroom
Table | Incandescent |  | Decorative | 2 | 25 | Bedroom
Table | Incandescent |  | Standard A Lamp | 1 | 60 | Bedroom
Track | Incandescent |  | Clear | 3 | 60 | Family Room
Floor lamp | Incandescent |  | Clear | 1 | 60 | Family Room
Ceiling Fixture | Compact Fluorescent |  | Pin base | 3 | 40 | Master Bedroom
Chandelier (Hanging) | Incandescent |  | Globe | 1 | 100 | Master Bedroom
Ceiling Fixture | Incandescent |  | Standard A Lamp | 1 | 60 | Closet
Wall Mount | Halogen |  | MR | 4 | 50 | Bathroom
Ceiling Fixture | Incandescent |  | Standard A Lamp | 2 | 60 | Hall
Ceiling Fixture | Incandescent |  | Standard A Lamp | 1 | 60 | Garage
Ceiling Fixture | Linear Fluorescent | 48 | T-12 | 2 | 40 | Garage
Garage door opener | Incandescent |  | Standard A Lamp | 2 | 40 | Garage
Chandelier (Hanging) | Incandescent |  | Standard A Lamp | 5 | 60 | Living Room
Ceiling Fixture | Linear Fluorescent | 48 | T-12 | 2 | 40 | Kitchen
Ceiling Fixture | Linear Fluorescent | 24 | T-12 | 1 | 25 | Kitchen
Ceiling Fixture | Incandescent |  | Standard A Lamp | 2 | 60 | Laundry Room
Recessed Can | Incandescent |  | Reflector | 1 | 65 | Living Room
Recessed Can | Incandescent |  | Standard A Lamp | 1 | 60 | Hall
Wall Mount | Incandescent |  | Decorative | 1 | 40 | Hall
Wall Mount | Incandescent |  | Globe | 6 | 60 | Bathroom
Ceiling Fixture | Halogen |  | MR | 4 | 50 | Office
Ceiling Fixture | Incandescent |  | Globe | 3 | 60 | Bedroom
Ceiling Fixture | Incandescent |  | Standard A Lamp | 2 | 60 | Family Room
Floor lamp | Halogen |  | MR | 1 | 35 | Family Room
Floor lamp | Incandescent |  | Standard A Lamp | 1 | 60 | Family Room
Ceiling Fixture | Linear Fluorescent | 48 | T-12 | 1 | 40 | Bathroom
Chandelier (Hanging) | Incandescent |  | Standard A Lamp | 1 | 60 | Other
Ceiling Fixture | Incandescent |  | Standard A Lamp | 2 | 60 | Family Room
Ceiling Fixture | Incandescent |  | Standard A Lamp | 1 | 60 | Family Room
Chandelier (Hanging) | Incandescent |  | Standard A Lamp | 1 | 60 | Dining Room
Ceiling Fixture | Incandescent |  | Globe | 4 | 40 | Hall
Garage door opener | Incandescent |  | Standard A Lamp | 1 | 100 | Garage
Other | Incandescent |  | Standard A Lamp | 1 | 60 | Garage
Ceiling Fixture | Incandescent |  | Standard A Lamp | 2 | 60 | Hall
Wall Mount | Halogen |  | Quartz Tube | 3 | 100 | Bathroom
Chandelier (Hanging) | Incandescent |  | Standard A Lamp | 3 | 60 | Kitchen
Ceiling Fixture | Incandescent |  | Standard A Lamp | 2 | 60 | Kitchen
Other | Linear Fluorescent | 18 | Fluorescent Other | 1 | 16 | Kitchen
Recessed Can | Incandescent |  | Standard A Lamp | 1 | 60 | Kitchen
Ceiling Fixture | Linear Fluorescent | 48 | T-12 | 2 | 40 | Other
Table | Incandescent |  | Standard A Lamp | 1 | 60 | Living Room
Torchiere | Incandescent |  | Standard A Lamp | 1 | 60 | Living Room
Table | Incandescent |  | Standard A Lamp | 1 | 100 | Living Room
Wall Mount | Halogen |  | Quartz Tube | 2 | 100 | Bathroom
Ceiling Fixture | Compact Fluorescent |  | Pin base | 1 | 15 | Bathroom
Recessed Can | Incandescent |  | Standard A Lamp | 1 | 60 | Hall
Ceiling Fixture | Incandescent |  | Standard A Lamp | 1 | 60 | Master Bedroom
Table | Incandescent |  | Standard A Lamp | 2 | 60 | Master Bedroom
Table | Incandescent |  | 3-Way Incandescent | 1 | 150 | Master Bedroom
Ceiling Fixture | Incandescent |  | Standard A Lamp | 1 | 60 | Bedroom
Ceiling Fixture | Incandescent |  | Standard A Lamp | 2 | 60 | Bedroom
Table | Compact Fluorescent |  | Straight Tube | 1 | 15 | Bedroom
Floor lamp | Compact Fluorescent |  | Twist | 3 | 7 | Bedroom
Ceiling Fixture | Halogen |  |  | 1 | 75 | Bedroom
Ceiling Fixture | Linear Fluorescent | 48 | T-8 | 2 | 32 | Other
Ceiling Fixture | Compact Fluorescent |  | Twist | 2 | 15 | Bathroom
Wall Mount | Compact Fluorescent |  | Twist | 3 | 7 | Bathroom
Chandelier (Hanging) | Compact Fluorescent |  | Twist | 5 | 15 | Dining Room
Wall Mount | Incandescent |  | Reflector | 1 | 100 | Dining Room
Ceiling Fixture | Linear Fluorescent | 48 | T-8 | 2 | 32 | Kitchen
Ceiling Fixture | Compact Fluorescent |  | Twist | 2 | 15 | Hall
Table | Incandescent |  | Mini base | 1 | 25 | Hall
Ceiling Fixture | Compact Fluorescent |  | Twist | 3 | 15 | Living Room
Ceiling Fixture | Compact Fluorescent |  | Twist | 2 | 15 | Hall
Ceiling Fan | Compact Fluorescent |  | Twist | 2 | 15 | Master Bedroom
Wall Mount | Other | 50 | LED Interior | 1 | 15 | Master Bedroom
Wall Mount | Compact Fluorescent |  | Twist | 1 | 15 | Master Bedroom
Ceiling Fixture | Compact Fluorescent |  | Twist | 2 | 15 | Bedroom
Torchiere | Halogen |  | Quartz Tube | 1 | 150 | Living Room
Table | Incandescent |  | 3-Way Incandescent | 1 | 100 | Living Room
Recessed Can | Incandescent |  | Clear | 1 | 65 | Living Room
Floor lamp | Incandescent |  | Standard A Lamp | 1 | 60 | Living Room
Recessed Can | Incandescent |  | Reflector | 1 | 65 | Hall
Ceiling Fixture | Incandescent |  | Standard A Lamp | 2 | 60 | Bedroom
Table | Incandescent |  | Standard A Lamp | 1 | 60 | Bedroom
Recessed Can | Incandescent |  | Reflector | 1 | 65 | Bathroom
Wall Mount | Incandescent |  | Globe | 5 | 40 | Bathroom
Ceiling Fixture | Incandescent |  | Standard A Lamp | 2 | 60 | Bathroom
Recessed Can | Incandescent |  | Reflector | 1 | 65 | Master Bedroom
Table | Incandescent |  | Standard A Lamp | 1 | 60 | Master Bedroom
Recessed Can | Incandescent |  | Reflector | 1 | 65 | Hall
Ceiling Fixture | Compact Fluorescent |  | Twist | 2 | 15 | Closet
Ceiling Fixture | Incandescent |  | Standard A Lamp | 2 | 60 | Bedroom
Table | Incandescent |  | Standard A Lamp | 1 | 60 | Bedroom
Chandelier (Hanging) | Incandescent |  | Standard A Lamp | 6 | 60 | Dining Room
Wall Mount | Incandescent |  | Globe | 4 | 40 | Bathroom
Ceiling Fixture | Incandescent |  | Standard A Lamp | 2 | 60 | Office
Floor lamp | Incandescent |  | 3-Way Incandescent | 1 | 100 | Office
Ceiling Fixture | Incandescent |  | Standard A Lamp | 1 | 60 | Garage
Garage door opener | Incandescent |  | Standard A Lamp | 1 | 40 | Garage
Wall Mount | Incandescent |  | Standard A Lamp | 4 | 40 | Garage
Ceiling Fixture | Compact Fluorescent |  | A shape bulb | 2 | 22 | Hall
Wall Mount | Incandescent |  | Globe | 4 | 40 | Bathroom
Ceiling Fixture | Compact Fluorescent |  | Twist | 2 | 15 | Laundry Room
Recessed Can | Incandescent |  | Reflector | 1 | 65 | Kitchen
Chandelier (Hanging) | Incandescent |  | Standard A Lamp | 3 | 60 | Kitchen
Recessed Can | Incandescent |  | Reflector | 1 | 65 | Family Room
Ceiling Fixture | Incandescent |  | Standard A Lamp | 1 | 60 | Closet
Chandelier (Hanging) | Incandescent |  | Standard A Lamp | 3 | 60 | Hall
Table | Incandescent |  | Standard A Lamp | 1 | 40 | Living Room
Ceiling Fixture | Compact Fluorescent |  | Twist | 1 | 22 | Bedroom
Ceiling Fixture | Compact Fluorescent |  | Twist | 1 | 15 | Closet
Ceiling Fixture | Incandescent |  | Standard A Lamp | 3 | 40 | Hall
Ceiling Fixture | Linear Fluorescent | 48 | T-12 | 1 | 40 | Kitchen
Ceiling Fixture | Compact Fluorescent |  | Twist | 1 | 15 | Laundry Room
Ceiling Fixture | Incandescent |  | Standard A Lamp | 2 | 60 | Bedroom
Ceiling Fixture | Compact Fluorescent |  | Twist | 1 | 15 | Hall
Ceiling Fixture | Incandescent |  | Standard A Lamp | 2 | 40 | Master Bedroom
Ceiling Fixture | Compact Fluorescent |  | Twist | 1 | 15 | Closet
Ceiling Fixture | Incandescent |  | Standard A Lamp | 1 | 40 | Bathroom
Wall Mount | Incandescent |  | Globe | 4 | 40 | Bathroom
Ceiling Fixture | Linear Fluorescent | 48 | T-12 | 2 | 40 | Garage
Ceiling Fixture | Incandescent |  | Standard A Lamp | 1 | 40 | Closet
Ceiling Fixture | Compact Fluorescent |  | Twist | 1 | 22 | Bedroom
Ceiling Fixture | Incandescent |  | Standard A Lamp | 1 | 60 | Closet
Wall Mount | Incandescent |  | Globe | 3 | 40 | Bathroom
Table | Incandescent |  | Standard A Lamp | 1 | 100 | Bedroom
Ceiling Fixture | Incandescent |  | Standard A Lamp | 2 | 60 | Bedroom
Chandelier (Hanging) | Compact Fluorescent |  | Twist | 5 | 15 | Dining Room
Ceiling Fixture | Compact Fluorescent |  | Twist | 1 | 15 | Kitchen
Ceiling Fixture | Linear Fluorescent | 48 | T-12 | 2 | 40 | Kitchen
Table | Incandescent |  | Standard A Lamp | 2 | 75 | Living Room
Table | Incandescent |  | Decorative | 2 | 60 | Living Room
Floor lamp | Incandescent |  | 3-Way Incandescent | 1 | 100 | Living Room
Track | Halogen |  | MR | 6 | 50 | Hall
Ceiling Fixture | Incandescent |  | Standard A Lamp | 1 | 40 | Hall
Wall Mount | Incandescent |  | Globe | 8 | 40 | Bathroom
Ceiling Fixture | Incandescent |  | Decorative | 2 | 60 | Master Bedroom
Table | Incandescent |  | Standard A Lamp | 1 | 100 | Master Bedroom
Table | Incandescent |  | Standard A Lamp | 1 | 60 | Master Bedroom
Ceiling Fixture | Compact Fluorescent |  | Twist | 1 | 15 | Bedroom
Table | Compact Fluorescent |  | Twist | 1 | 15 | Bedroom
Wall Mount | Compact Fluorescent |  | Twist | 1 | 15 | Bedroom
Ceiling Fixture | Linear Fluorescent | 48 | T-12 | 2 | 40 | Laundry Room
Ceiling Fixture | Compact Fluorescent |  | Twist | 1 | 15 | Laundry Room
Wall Mount | Compact Fluorescent |  | Twist | 1 | 22 | Bathroom
Ceiling Fixture | Incandescent |  | Standard A Lamp | 2 | 75 | Bedroom
Ceiling Fixture | Compact Fluorescent |  | Twist | 1 | 15 | Bedroom
Ceiling Fixture | Compact Fluorescent |  | Twist | 1 | 15 | Bedroom
Ceiling Fixture | Compact Fluorescent |  | Twist | 1 | 15 | Bedroom
Table | Incandescent |  | Standard A Lamp | 2 | 40 | Bedroom
Ceiling Fan | Compact Fluorescent |  | Twist | 3 | 22 | Dining Room
Ceiling Fixture | Incandescent |  | Standard A Lamp | 1 | 75 | Hall
Ceiling Fixture | Incandescent |  | Standard A Lamp | 1 | 60 | Kitchen
Ceiling Fixture | Compact Fluorescent |  | Twist | 1 | 15 | Kitchen
Torchiere | Halogen |  | Quartz Tube | 1 | 150 | Living Room
Ceiling Fixture | Incandescent |  | Decorative | 1 | 40 | Hall
Ceiling Fixture | Compact Fluorescent |  | Twist | 1 | 15 | Hall
Wall Mount | Incandescent |  | Standard A Lamp | 4 | 60 | Bathroom
Ceiling Fixture | Incandescent |  | Standard A Lamp | 1 | 40 | Bathroom
Ceiling Fixture | Compact Fluorescent |  | Twist | 3 | 15 | Bedroom
Table | Compact Fluorescent |  | Twist | 1 | 14 | Bedroom
Table | Incandescent |  | Clear | 1 | 40 | Bedroom
Ceiling Fixture | Incandescent |  | Standard A Lamp | 2 | 60 | Bedroom
Ceiling Fixture | Compact Fluorescent |  | Twist | 1 | 15 | Other
Chandelier (Hanging) | Incandescent |  | Standard A Lamp | 4 | 60 | Dining Room
Wall Mount | Compact Fluorescent |  | Twist | 1 | 15 | Hall
Track | Halogen |  | MR | 4 | 25 | Kitchen
Track | Halogen |  | MR | 3 | 30 | Laundry Room
Floor lamp | Compact Fluorescent |  | Twist | 1 | 22 | Living Room
Ceiling Fixture | Compact Fluorescent |  | Twist | 1 | 23 | Bedroom
Table | Compact Fluorescent |  | Twist | 1 | 13 | Bedroom
Wall Mount | Compact Fluorescent |  | Twist | 2 | 13 | Bathroom
Ceiling Fixture | Compact Fluorescent |  | Twist | 3 | 23 | Kitchen
Ceiling Fixture | Compact Fluorescent |  | Twist | 1 | 23 | Bedroom
Table | Incandescent |  | Mini base | 3 | 40 | Bedroom
Wall Mount | Compact Fluorescent |  | Twist | 1 | 23 | Hall
Ceiling Fixture | Compact Fluorescent |  | Twist | 2 | 23 | Dining Room
Ceiling Fixture | Compact Fluorescent |  | Twist | 1 | 23 | Laundry Room
Floor lamp | Halogen |  | Quartz Tube | 1 | 300 | Living Room
Ceiling Fixture | Compact Fluorescent |  | Twist | 2 | 23 | Bedroom
Table | Compact Fluorescent |  | Twist | 1 | 13 | Bedroom
Floor lamp | Compact Fluorescent |  | Twist | 1 | 23 | Bedroom
Ceiling Fixture | Compact Fluorescent |  | Twist | 1 | 22 | Other
Ceiling Fixture | Incandescent |  | Standard A Lamp | 1 | 75 | Bathroom
Ceiling Fixture | Incandescent |  | Standard A Lamp | 1 | 60 | Bathroom
Ceiling Fixture | Incandescent |  | Standard A Lamp | 2 | 60 | Bedroom
Table | Incandescent |  | Standard A Lamp | 1 | 60 | Bedroom
Architectural | Incandescent |  | Standard A Lamp | 1 | 75 | Closet
Track | Halogen |  | MR | 4 | 75 | Dining Room
Table | Incandescent |  | Standard A Lamp | 1 | 40 | Dining Room
Low bay | Linear Fluorescent | 47 | T-12 | 2 | 40 | Family Room
Garage door opener | Incandescent |  | Standard A Lamp | 1 | 60 | Garage
Low bay | Linear Fluorescent | 46 | T-12 | 2 | 40 | Garage
Track | Linear Fluorescent | 48 | T-12 | 2 | 40 | Hall
Ceiling Fixture | Incandescent |  | Standard A Lamp | 1 | 60 | Hall
Ceiling Fixture | Incandescent |  | Standard A Lamp | 2 | 60 | Bedroom
Low bay | Linear Fluorescent | 47 | T-12 | 2 | 40 | Kitchen
Floor lamp | Compact Fluorescent |  | Twist | 1 | 13 | Living Room
Ceiling Fixture | Incandescent |  | Standard A Lamp | 1 | 60 | Bathroom
Floor lamp | Compact Fluorescent |  | Twist | 1 | 23 | Master Bedroom
Table | Incandescent |  | Standard A Lamp | 1 | 60 | Master Bedroom
Chandelier (Hanging) | Incandescent |  | Standard A Lamp | 1 | 60 | Other
Ceiling Fixture | Incandescent |  | Mini base | 3 | 40 | Hall
Wall Mount | Compact Fluorescent |  | Twist | 1 | 15 | Bathroom
Ceiling Fixture | Compact Fluorescent |  | Twist | 1 | 15 | Bedroom
Ceiling Fixture | Compact Fluorescent |  | Twist | 1 | 15 | Kitchen
Ceiling Fixture | Compact Fluorescent |  | Twist | 1 | 15 | Living Room
Ceiling Fixture | Compact Fluorescent |  | Twist | 2 | 15 | Master Bedroom
Wall Mount | Compact Fluorescent |  | Twist | 2 | 15 | Other
Ceiling Fixture | Compact Fluorescent |  | Twist | 1 | 15 | Bedroom
Ceiling Fixture | Compact Fluorescent |  | Twist | 1 | 15 | Laundry Room
Ceiling Fixture | Incandescent |  | Standard A Lamp | 3 | 100 | Kitchen
Ceiling Fixture | Compact Fluorescent |  | Twist | 3 | 23 | Kitchen
Ceiling Fixture | Incandescent |  | Standard A Lamp | 1 | 60 | Closet
Wall Mount | Incandescent |  | Standard A Lamp | 2 | 75 | Bathroom
Ceiling Fixture | Incandescent |  | Standard A Lamp | 1 | 100 | Hall
Wall Mount | Incandescent |  | Standard A Lamp | 3 | 40 | Bathroom
Ceiling Fixture | Incandescent |  | Standard A Lamp | 1 | 60 | Closet
Ceiling Fixture | Linear Fluorescent | 48 | T-12 | 2 | 34 | Other
Ceiling Fixture | Compact Fluorescent |  | Twist | 2 | 23 | Bedroom
Ceiling Fixture | Linear Fluorescent | 48 | T-12 | 1 | 34 | Office
Ceiling Fixture | Linear Fluorescent | 48 | T-12 | 3 | 34 | Garage
Chandelier (Hanging) | Incandescent |  | Mini base | 6 | 40 | Dining Room
Table | Incandescent |  | Standard A Lamp | 1 | 200 | Living Room
Wall Mount | Compact Fluorescent |  | Twist | 1 | 23 | Bathroom
Ceiling Fixture | Incandescent |  | Standard A Lamp | 1 | 100 | Family Room
Wall Mount | Incandescent |  | Standard A Lamp | 1 | 100 | Family Room
Ceiling Fixture | Incandescent |  | Standard A Lamp | 1 | 60 | Laundry Room
Ceiling Fixture | Incandescent |  | Standard A Lamp | 2 | 100 | Hall
Ceiling Fixture | Incandescent |  | Standard A Lamp | 2 | 100 | Other
Table | Incandescent |  | Standard A Lamp | 1 | 200 | Other
Ceiling Fixture | Incandescent |  | Standard A Lamp | 2 | 100 | Master Bedroom
Table | Incandescent |  | Standard A Lamp | 1 | 60 | Master Bedroom
Table | Compact Fluorescent |  | Twist | 1 | 23 | Master Bedroom
Ceiling Fixture | Compact Fluorescent |  | Twist | 1 | 15 | Kitchen
Ceiling Fixture | Incandescent |  | Standard A Lamp | 1 | 60 | Other
Floor lamp | Compact Fluorescent |  | Twist | 3 | 28 | Living Room
Table | Compact Fluorescent |  | Twist | 1 | 15 | Living Room
Floor lamp | Compact Fluorescent |  | Twist | 3 | 15 | Living Room
Table | Compact Fluorescent |  | Twist | 1 | 15 | Bedroom
Table | Incandescent |  | Mini base | 2 | 25 | Bedroom
Ceiling Fixture | Compact Fluorescent |  | Twist | 2 | 15 | Bedroom
Wall Mount | Compact Fluorescent |  | Twist | 1 | 15 | Bathroom
Ceiling Fixture | Incandescent |  | Standard A Lamp | 2 | 60 | Bedroom
Ceiling Fixture | Compact Fluorescent |  | Twist | 1 | 15 | Hall
Ceiling Fixture | Linear Fluorescent | 48 | T-4 | 2 | 40 | Garage
Ceiling Fixture | Incandescent |  | Standard A Lamp | 1 | 40 | Garage
Torchiere | Incandescent |  | Standard A Lamp | 2 | 75 | Bedroom
Wall Mount | Incandescent |  | Standard A Lamp | 3 | 60 | Bathroom
Ceiling Fixture | Incandescent |  | Standard A Lamp | 2 | 40 | Bathroom
Ceiling Fan | Incandescent |  | Decorative | 4 | 40 | Dining Room
Floor lamp | Compact Fluorescent |  | Twist | 1 | 23 | Dining Room
Ceiling Fixture | Linear Fluorescent | 48 | T-12 | 2 | 25 | Garage
Ceiling Fixture | Linear Fluorescent | 48 | T-8 | 2 | 32 | Garage
Ceiling Fixture | Incandescent |  | Standard A Lamp | 1 | 60 | Hall
Ceiling Fixture | Linear Fluorescent | 48 | T-12 | 2 | 25 | Kitchen
Floor lamp | Incandescent |  | Standard A Lamp | 1 | 75 | Living Room
Ceiling Fixture | Incandescent |  | Standard A Lamp | 2 | 75 | Bedroom
Torchiere | Halogen |  | Quartz Tube | 1 | 100 | Bedroom
Wall Mount | Compact Fluorescent |  | Twist | 2 | 13 | Bathroom
Wall Mount | Incandescent |  | Standard A Lamp | 4 | 60 | Bathroom
Recessed Can | Compact Fluorescent |  | Pin base | 1 | 13 | Bathroom
Ceiling Fixture | Compact Fluorescent | 18 | Circline (Screw Base) | 1 | 15 | Bathroom
Ceiling Fixture | Compact Fluorescent |  | Twist | 2 | 13 | Bedroom
Ceiling Fixture | Incandescent |  | Standard A Lamp | 2 | 60 | Bedroom
Table | Incandescent |  | Standard A Lamp | 1 | 60 | Bedroom
Ceiling Fixture | Incandescent |  | Standard A Lamp | 2 | 60 | Bedroom
Table | Incandescent |  | Standard A Lamp | 1 | 75 | Bedroom
Floor lamp | Incandescent |  | Standard A Lamp | 2 | 60 | Dining Room
Ceiling Fixture | Compact Fluorescent |  | Twist | 2 | 13 | Other
Chandelier (Hanging) | Incandescent |  | Standard A Lamp | 1 | 60 | Other
Table | Incandescent |  | 3-Way Incandescent | 1 | 100 | Family Room
Ceiling Fixture | Linear Fluorescent | 48 | T-8 | 4 | 25 | Garage
Ceiling Fixture | Incandescent |  | Standard A Lamp | 2 | 75 | Hall
Ceiling Fixture | Incandescent |  | Standard A Lamp | 2 | 60 | Hall
Table | Incandescent |  | Standard A Lamp | 1 | 100 | Kitchen
Ceiling Fixture | Linear Fluorescent | 48 | T-12 | 1 | 40 | Kitchen
Ceiling Fixture | Compact Fluorescent |  | Twist | 2 | 36 | Laundry Room
Ceiling Fixture | Incandescent |  | Standard A Lamp | 16 | 60 | Other
Ceiling Fixture | Compact Fluorescent |  | Twist | 1 | 13 | Other
Wall Mount | Incandescent |  | Standard A Lamp | 1 | 60 | Other
Ceiling Fixture | Incandescent |  | Standard A Lamp | 2 | 60 | Bedroom
Table | Compact Fluorescent |  | Straight Tube | 1 | 20 | Bedroom
Table | Incandescent |  | Decorative | 1 | 40 | Bedroom
Chandelier (Hanging) | Incandescent |  | Standard A Lamp | 3 | 100 | Dining Room
Wall Mount | Compact Fluorescent |  | Twist | 2 | 23 | Bathroom
Chandelier (Hanging) | Compact Fluorescent |  | Twist | 4 | 23 | Hall
Ceiling Fixture | Compact Fluorescent |  | Twist | 2 | 13 | Hall
Ceiling Fixture | Compact Fluorescent |  | Twist | 3 | 23 | Kitchen
Ceiling Fixture | Compact Fluorescent |  | Twist | 1 | 23 | Kitchen
Other | Incandescent |  | Mini base | 1 | 25 | Kitchen
Ceiling Fixture | Halogen |  | PAR | 3 | 75 | Laundry Room
Floor lamp | Incandescent |  | 3-Way Incandescent | 1 | 100 | Living Room
Table | Incandescent |  | 3-Way Incandescent | 1 | 100 | Living Room
Floor lamp | Compact Fluorescent |  | Twist | 1 | 23 | Living Room
Wall Mount | Incandescent |  | Globe | 4 | 40 | Bathroom
Other | Incandescent |  | Colored | 1 | 60 | Master Bedroom
Ceiling Fixture | Incandescent |  | Standard A Lamp | 1 | 100 | Master Bedroom
Table | Incandescent |  | 3-Way Incandescent | 1 | 70 | Master Bedroom
Track | Halogen |  | MR | 3 | 50 | Bedroom
Ceiling Fixture | Compact Fluorescent |  | Pin base | 1 | 28 | Bedroom
Ceiling Fixture | Compact Fluorescent |  | Twist | 1 | 14 | Closet
Wall Mount | Compact Fluorescent |  | Twist | 1 | 14 | Dining Room
Floor lamp | Incandescent |  | 3-Way Incandescent | 1 | 100 | Family Room
Ceiling Fixture | Compact Fluorescent |  | Pin base | 1 | 28 | Family Room
Table | Compact Fluorescent |  | Twist | 1 | 23 | Family Room
Table | Incandescent |  | Standard A Lamp | 1 | 40 | Family Room
Ceiling Fixture | Compact Fluorescent |  | Straight Tube | 1 | 28 | Bedroom
Floor lamp | Incandescent |  | Mini base | 5 | 40 | Bedroom
Table | Halogen |  | Other | 1 | 50 | Bedroom
Ceiling Fixture | Compact Fluorescent |  | Twist | 1 | 14 | Closet
Wall Mount | Compact Fluorescent |  | A shape bulb | 5 | 14 | Bathroom
Recessed Can | Halogen |  | MR | 1 | 50 | Bathroom
Ceiling Fixture | Compact Fluorescent |  | Pin base | 1 | 28 | Hall
Ceiling Fixture | Compact Fluorescent |  | Pin base | 1 | 28 | Hall
Ceiling Fixture | Compact Fluorescent |  | Twist | 1 | 14 | Closet
Ceiling Fixture | Compact Fluorescent |  | Twist | 1 | 14 | Closet
High bay | Linear Fluorescent | 48 | T-12 | 4 | 40 | Kitchen
Recessed Can | Incandescent |  | Reflector | 1 | 65 | Kitchen
Recessed Can | Compact Fluorescent |  | Flood | 1 | 14 | Kitchen
Ceiling Fixture | Compact Fluorescent |  | Twist | 2 | 13 | Laundry Room
High bay | Linear Fluorescent | 48 | T-12 | 2 | 32 | Laundry Room
Recessed Can | Compact Fluorescent |  | Flood | 1 | 14 | Living Room
Table | Incandescent |  | 3-Way Incandescent | 1 | 100 | Living Room
Floor lamp | Incandescent |  | Standard A Lamp | 1 | 40 | Living Room
Floor lamp | Incandescent |  | Standard A Lamp | 1 | 100 | Living Room
Wall Mount | Compact Fluorescent |  | A shape bulb | 3 | 23 | Closet
Wall Mount | Compact Fluorescent |  | A shape bulb | 1 | 23 | Closet
Table | Incandescent |  | 3-Way Incandescent | 1 | 100 | Master Bedroom
Table | Compact Fluorescent |  | Twist | 1 | 15 | Master Bedroom
Ceiling Fixture | Compact Fluorescent |  | Twist | 1 | 14 | Closet
Ceiling Fixture | Compact Fluorescent |  | Twist | 1 | 14 | Bathroom
Ceiling Fan | Compact Fluorescent |  | A shape bulb | 6 | 14 | Other
Table | Compact Fluorescent |  | A shape bulb | 1 | 14 | Other
Floor lamp | Incandescent |  | 3-Way Incandescent | 1 | 100 | Other
Table | Incandescent |  | Standard A Lamp | 1 | 60 | Other
High bay | Linear Fluorescent | 72 | T-12 | 2 | 40 | Other
Wall Mount | Incandescent |  | Standard A Lamp | 2 | 60 | Bathroom
Wall Mount | Incandescent |  | Standard A Lamp | 2 | 60 | Bathroom
Recessed Can | Incandescent |  | Reflector | 1 | 60 | Bathroom
Wall Mount | Compact Fluorescent |  | Twist | 3 | 15 | Bathroom
Recessed - other | Incandescent |  | Standard A Lamp | 1 | 40 | Bathroom
Wall Mount | Compact Fluorescent |  | Twist | 2 | 15 | Bathroom
Table | Compact Fluorescent |  | Twist | 1 | 15 | Master Bedroom
Floor lamp | Compact Fluorescent |  | Twist | 1 | 15 | Master Bedroom
Ceiling Fixture | Compact Fluorescent |  | Twist | 2 | 15 | Bedroom
Table | Incandescent |  | Standard A Lamp | 1 | 60 | Bedroom
Recessed Can | Compact Fluorescent |  | Reflector | 1 | 15 | Bedroom
Torchiere | Compact Fluorescent |  | Twist | 1 | 15 | Bedroom
Ceiling Fixture | Compact Fluorescent |  | Twist | 3 | 15 | Closet
Ceiling Fixture | Compact Fluorescent |  | Twist | 2 | 15 | Living Room
Recessed Can | Compact Fluorescent |  | Reflector | 1 | 15 | Living Room
Table | Compact Fluorescent |  | Twist | 1 | 15 | Living Room
Floor lamp | Compact Fluorescent |  | Twist | 1 | 15 | Living Room
Recessed Can | Compact Fluorescent |  | Reflector | 1 | 15 | Family Room
Table | Compact Fluorescent |  | Twist | 1 | 22 | Family Room
Ceiling Fixture | Compact Fluorescent |  | Twist | 1 | 15 | Garage
Garage door opener | Incandescent |  | Standard A Lamp | 1 | 40 | Garage
Ceiling Fixture | Compact Fluorescent |  | Twist | 2 | 15 | Hall
Wall Mount | Compact Fluorescent |  | Twist | 1 | 15 | Hall
Ceiling Fixture | Compact Fluorescent |  | Twist | 2 | 15 | Hall
Ceiling Fixture | Compact Fluorescent |  | Twist | 1 | 15 | Hall
Chandelier (Hanging) | Incandescent |  | Globe | 1 | 40 | Kitchen
Recessed Can | Compact Fluorescent |  | Reflector | 1 | 15 | Kitchen
Ceiling Fixture | Compact Fluorescent |  | Twist | 2 | 15 | Kitchen
Table | Compact Fluorescent |  | Twist | 1 | 15 | Office
Recessed Can | Incandescent |  | Reflector | 1 | 65 | Office
Ceiling Fixture | Compact Fluorescent |  | Twist | 1 | 15 | Other
Ceiling Fixture | Incandescent |  | Standard A Lamp | 2 | 40 | Hall
Ceiling Fixture | Compact Fluorescent |  | Twist | 2 | 15 | Bedroom
Wall Mount | Compact Fluorescent |  | Pin base | 1 | 15 | Bedroom
Table | Incandescent |  | Standard A Lamp | 1 | 25 | Bedroom
Chandelier (Hanging) | Incandescent |  | Mini base | 5 | 40 | Dining Room
Table | Incandescent |  | Standard A Lamp | 1 | 25 | Dining Room
Ceiling Fixture | Incandescent |  | Standard A Lamp | 2 | 40 | Hall
Recessed Can | Incandescent |  | Reflector | 1 | 65 | Family Room
Ceiling Fixture | Incandescent |  | Standard A Lamp | 1 | 60 | Family Room
Floor lamp | Compact Fluorescent |  | A shape bulb | 3 | 22 | Family Room
Table | Incandescent |  | Standard A Lamp | 1 | 60 | Family Room
Ceiling Fixture | Linear Fluorescent | 48 | T-12 | 2 | 40 | Other
Recessed Can | Compact Fluorescent |  | A shape bulb | 1 | 15 | Kitchen
Ceiling Fixture | Compact Fluorescent |  | Twist | 1 | 15 | Kitchen
Floor lamp | Incandescent |  | Decorative | 4 | 40 | Kitchen
Ceiling Fixture | Linear Fluorescent | 48 | T-12 | 2 | 40 | Laundry Room
Floor lamp | Incandescent |  | 3-Way Incandescent | 1 | 75 | Living Room
Table | Incandescent |  | Standard A Lamp | 1 | 60 | Living Room
Wall Mount | Incandescent |  | Decorative | 1 | 60 | Bathroom
Table | Incandescent |  | Mini base | 1 | 40 | Bedroom
Floor lamp | Incandescent |  | Standard A Lamp | 1 | 60 | Office
Table | Halogen |  | MR | 1 | 50 | Office
Ceiling Fixture | Incandescent |  | Globe | 3 | 40 | Office
Wall Mount | Compact Fluorescent |  | A shape bulb | 3 | 15 | Hall
Wall Mount | Incandescent |  | Standard A Lamp | 1 | 75 | Other
Wall Mount | Compact Fluorescent |  | Twist | 5 | 15 | Bathroom
Track | Incandescent |  | Standard A Lamp | 3 | 75 | Bathroom
Ceiling Fixture | Incandescent |  | Globe | 3 | 40 | Hall
Ceiling Fixture | Incandescent |  | Standard A Lamp | 1 | 60 | Other
Wall Mount | Compact Fluorescent |  | Twist | 1 | 14 | Bathroom
Recessed Can | Incandescent |  | Reflector | 1 | 65 | Bathroom
Ceiling Fan | Incandescent |  | Standard A Lamp | 1 | 60 | Bathroom
Recessed Can | Incandescent |  | Reflector | 1 | 65 | Bedroom
Ceiling Fixture | Incandescent |  | Standard A Lamp | 1 | 60 | Bedroom
Ceiling Fixture | Incandescent |  | Standard A Lamp | 2 | 60 | Bedroom
Ceiling Fixture | Compact Fluorescent |  | Twist | 1 | 15 | Bedroom
Floor lamp | Incandescent |  | Standard A Lamp | 4 | 100 | Bedroom
Recessed - other | Halogen |  | MR | 1 | 30 | Closet
Ceiling Fixture | Compact Fluorescent |  | Twist | 1 | 22 | Office
Ceiling Fixture | Incandescent |  | Standard A Lamp | 2 | 60 | Dining Room
Chandelier (Hanging) | Compact Fluorescent |  | Twist | 1 | 15 | Hall
Ceiling Fixture | Compact Fluorescent |  | Twist | 2 | 15 | Kitchen
Recessed Can | Compact Fluorescent |  | Reflector | 1 | 22 | Kitchen
Ceiling Fixture | Incandescent |  | Standard A Lamp | 3 | 60 | Living Room
Recessed Can | Incandescent |  | Reflector | 1 | 65 | Living Room
Table | Compact Fluorescent |  | Twist | 1 | 15 | Living Room
Ceiling Fixture | Incandescent |  | Clear | 1 | 60 | Hall
Chandelier (Hanging) | Compact Fluorescent |  | Pin base | 1 | 15 | Dining Room
Recessed Can | Incandescent |  | Reflector | 1 | 65 | Hall
Recessed Can | Compact Fluorescent |  | Reflector | 1 | 15 | Hall
Ceiling Fixture | Compact Fluorescent |  | Twist | 1 | 13 | Other
Ceiling Fixture | Incandescent |  | Standard A Lamp | 1 | 60 | Other
Ceiling Fixture | Linear Fluorescent | 48 | T-12 | 2 | 40 | Bathroom
Table | Compact Fluorescent |  | Twist | 1 | 15 | Master Bedroom
Wall Mount | Incandescent |  | Standard A Lamp | 1 | 100 | Master Bedroom
Chandelier (Hanging) | Incandescent |  | Standard A Lamp | 5 | 40 | Dining Room
Chandelier (Hanging) | Compact Fluorescent |  | Twist | 1 | 15 | Hall
Ceiling Fixture | Linear Fluorescent | 24 | T-12 | 2 | 20 | Garage
Ceiling Fixture | Compact Fluorescent |  | Twist | 1 | 22 | Garage
Ceiling Fixture | Incandescent |  | Standard A Lamp | 1 | 60 | Hall
Ceiling Fixture | Compact Fluorescent |  | Twist | 1 | 22 | Hall
Recessed Can | Incandescent |  | Reflector | 1 | 65 | Kitchen
Recessed Can | Compact Fluorescent |  | Reflector | 1 | 15 | Kitchen
Architectural | Other |  | LED Interior | 3 | 20 | Kitchen
Architectural | Other |  | LED Interior | 2 | 20 | Kitchen
Floor lamp | Incandescent |  | Standard A Lamp | 1 | 75 | Living Room
Floor lamp | Compact Fluorescent |  | Twist | 1 | 15 | Living Room
Table | Incandescent |  | Mini base | 2 | 25 | Living Room
Chandelier (Hanging) | Compact Fluorescent |  | Twist | 5 | 15 | Office
Floor lamp | Compact Fluorescent |  | Twist | 1 | 22 | Office
Table | Halogen |  | MR | 1 | 75 | Office
Ceiling Fixture | Compact Fluorescent |  | Circline (Screw Base) | 1 | 15 | Family Room
Ceiling Fixture | Incandescent |  | Reflector | 1 | 60 | Family Room
Table | Halogen |  | MR | 1 | 75 | Family Room
Wall Mount | Compact Fluorescent |  | Twist | 2 | 15 | Bathroom
Ceiling Fixture | Compact Fluorescent |  | Twist | 1 | 15 | Bedroom
Ceiling Fixture | Compact Fluorescent |  | Twist | 1 | 15 | Bedroom
Ceiling Fixture | Incandescent |  | Standard A Lamp | 1 | 60 | Dining Room
Ceiling Fixture | Incandescent |  | Standard A Lamp | 1 | 60 | Hall
Ceiling Fixture | Compact Fluorescent |  | Twist | 1 | 15 | Laundry Room
Floor lamp | Compact Fluorescent |  | Twist | 1 | 15 | Living Room
Ceiling Fixture | Incandescent |  | Mini base | 3 | 40 | Bedroom
Table | Compact Fluorescent |  | Twist | 1 | 15 | Bedroom
Ceiling Fixture | Incandescent |  | Standard A Lamp | 2 | 40 | Dining Room
Ceiling Fixture | Incandescent |  | Mini base | 3 | 40 | Bedroom
Table | Compact Fluorescent |  | Twist | 1 | 15 | Bedroom
Ceiling Fixture | Compact Fluorescent |  | Twist | 1 | 13 | Garage
Recessed Can | Compact Fluorescent |  | Twist | 1 | 13 | Garage
Recessed Can | Incandescent |  | Standard A Lamp | 1 | 60 | Hall
Recessed Can | Compact Fluorescent |  | Twist | 1 | 13 | Kitchen
Ceiling Fixture | Compact Fluorescent |  | Twist | 1 | 13 | Laundry Room
Recessed Can | Compact Fluorescent |  | Twist | 1 | 13 | Living Room
Floor lamp | Compact Fluorescent |  | Twist | 1 | 23 | Living Room
Floor lamp | Incandescent |  | 3-Way Incandescent | 1 | 150 | Living Room
Ceiling Fixture | Incandescent |  | Standard A Lamp | 2 | 40 | Living Room
Wall Mount | Compact Fluorescent |  | Twist | 1 | 14 | Bathroom
Ceiling Fixture | Incandescent |  | Standard A Lamp | 2 | 60 | Bathroom
Ceiling Fixture | Compact Fluorescent |  | Twist | 1 | 13 | Master Bedroom
Table | Incandescent |  | Standard A Lamp | 1 | 40 | Master Bedroom
Table | Halogen |  | MR | 1 | 20 | Master Bedroom
Recessed Can | Incandescent |  | Standard A Lamp | 1 | 40 | Hall
Ceiling Fan | Compact Fluorescent |  | Mini base | 3 | 7 | Office
Table | Compact Fluorescent |  | Twist | 1 | 13 | Office
Wall Mount | Incandescent |  | Decorative | 1 | 40 | Bathroom
Ceiling Fixture | Compact Fluorescent |  | Twist | 1 | 15 | Hall
Wall Mount | Incandescent |  | Globe | 3 | 40 | Bathroom
Ceiling Fixture | Incandescent |  | Heat Lamp | 2 | 150 | Bathroom
Ceiling Fixture | Compact Fluorescent |  | Straight Tube | 2 | 15 | Bedroom
Table | Compact Fluorescent |  | Twist | 1 | 15 | Bedroom
Ceiling Fixture | Compact Fluorescent |  | Twist | 2 | 15 | Bedroom
Ceiling Fixture | Compact Fluorescent |  | Twist | 1 | 15 | Bedroom
Ceiling Fixture | Compact Fluorescent |  | Twist | 2 | 15 | Family Room
Table | Compact Fluorescent |  | Twist | 1 | 15 | Family Room
Ceiling Fixture | Compact Fluorescent |  | Twist | 2 | 15 | Hall
Chandelier (Hanging) | Compact Fluorescent |  | Twist | 2 | 15 | Living Room
Table | Compact Fluorescent |  | Twist | 1 | 15 | Master Bedroom
Ceiling Fixture | Compact Fluorescent |  | Straight Tube | 2 | 15 | Master Bedroom
Chandelier (Hanging) | Compact Fluorescent |  | Twist | 5 | 15 | Kitchen
Ceiling Fixture | Compact Fluorescent |  | Twist | 1 | 15 | Kitchen
Ceiling Fixture | Compact Fluorescent |  | Twist | 1 | 14 | Garage
Wall Mount | Compact Fluorescent |  | Globe | 3 | 15 | Bathroom
Ceiling Fixture | Halogen |  | PAR | 1 | 75 | Bathroom
Ceiling Fixture | Compact Fluorescent |  | Reflector | 1 | 15 | Bedroom
Recessed Can | Incandescent |  | Reflector | 1 | 65 | Bedroom
Table | Incandescent |  | Clear | 2 | 25 | Bedroom
Table | Incandescent |  | Standard A Lamp | 1 | 60 | Bedroom
Ceiling Fixture | Compact Fluorescent |  | Twist | 1 | 15 | Hall
Ceiling Fixture | Compact Fluorescent |  | Twist | 2 | 15 | Bedroom
Wall Mount | Incandescent |  | Standard A Lamp | 2 | 40 | Bathroom
Ceiling Fixture | Compact Fluorescent |  | A shape bulb | 1 | 15 | Office
Table | Compact Fluorescent |  | Straight Tube | 1 | 27 | Office
Ceiling Fixture | Incandescent |  | Standard A Lamp | 2 | 60 | Bedroom
Table | Incandescent |  | Standard A Lamp | 1 | 40 | Bedroom
Ceiling Fixture | Incandescent |  | Globe | 1 | 60 | Bedroom
Table | Incandescent |  | Decorative | 2 | 25 | Bedroom
Table | Incandescent |  | Standard A Lamp | 1 | 60 | Bedroom
Chandelier (Hanging) | Incandescent |  | Standard A Lamp | 1 | 60 | Dining Room
Ceiling Fixture | Linear Fluorescent | 48 | T-12 | 2 | 40 | Family Room
Table | Incandescent |  | 3-Way Incandescent | 1 | 100 | Family Room
Ceiling Fixture | Linear Fluorescent | 48 | T-12 | 2 | 40 | Garage
Ceiling Fixture | Compact Fluorescent |  | Circline (Screw Base) | 1 | 22 | Garage
Ceiling Fixture | Incandescent |  | Standard A Lamp | 1 | 40 | Garage
Ceiling Fixture | Compact Fluorescent |  | Twist | 1 | 22 | Hall
Chandelier (Hanging) | Incandescent |  | Decorative | 3 | 40 | Hall
Recessed Can | Halogen |  | MR | 1 | 75 | Kitchen
Recessed Can | Halogen |  | MR | 1 | 30 | Kitchen
Wall Mount | Compact Fluorescent |  | Twist | 2 | 15 | Bathroom
Ceiling Fixture | Linear Fluorescent | 18 | T-12 | 2 | 16 | Bathroom
Table | Incandescent |  | 3-Way Incandescent | 1 | 100 | Living Room
Table | Incandescent |  | Standard A Lamp | 4 | 40 | Living Room
Ceiling Fixture | Compact Fluorescent |  | Twist | 1 | 15 | Other
Ceiling Fixture | Compact Fluorescent |  | Twist | 1 | 15 | Bathroom
Recessed Can | Compact Fluorescent |  | Straight Tube | 1 | 15 | Bathroom
Ceiling Fixture | Incandescent |  | Standard A Lamp | 3 | 40 | Bedroom
Table | Incandescent |  | Standard A Lamp | 1 | 60 | Bedroom
Ceiling Fixture | Incandescent |  | Standard A Lamp | 2 | 40 | Bedroom
Ceiling Fixture | Compact Fluorescent |  | Twist | 1 | 15 | Closet
Ceiling Fixture | Compact Fluorescent |  | Twist | 1 | 15 | Closet
Chandelier (Hanging) | Incandescent |  | Standard A Lamp | 5 | 40 | Dining Room
Floor lamp | Incandescent |  | Standard A Lamp | 4 | 40 | Family Room
Floor lamp | Compact Fluorescent |  | Twist | 2 | 15 | Family Room
Ceiling Fixture | Compact Fluorescent |  | Twist | 1 | 22 | Garage
Ceiling Fixture | Compact Fluorescent |  | Twist | 2 | 15 | Hall
Chandelier (Hanging) | Compact Fluorescent |  | Circline (Screw Base) | 1 | 28 | Kitchen
Other | Incandescent |  | Standard A Lamp | 1 | 40 | Kitchen
Ceiling Fixture | Compact Fluorescent |  | Twist | 1 | 15 | Laundry Room
Wall Mount | Compact Fluorescent |  | Twist | 3 | 13 | Bathroom
Ceiling Fan | Incandescent |  | Heat Lamp | 2 | 250 | Bathroom
Recessed Can | Compact Fluorescent |  | Twist | 1 | 13 | Bathroom
Chandelier (Hanging) | Incandescent |  | Other | 4 | 60 | Dining Room
Ceiling Fixture | Incandescent |  | Standard A Lamp | 1 | 100 | Closet
Ceiling Fan | Compact Fluorescent |  | Twist | 1 | 13 | Family Room
Floor lamp | Compact Fluorescent |  | Twist | 1 | 23 | Family Room
Ceiling Fixture | Incandescent |  | Standard A Lamp | 1 | 100 | Garage
Garage door opener | Incandescent |  | Standard A Lamp | 1 | 100 | Garage
Ceiling Fixture | Incandescent |  | Standard A Lamp | 1 | 100 | Closet
Recessed Can | Halogen |  | PAR | 1 | 75 | Hall
Recessed Can | Halogen |  | PAR | 1 | 75 | Kitchen
Ceiling Fan | Incandescent |  | Standard A Lamp | 1 | 60 | Living Room
Table | Incandescent |  | 3-Way Incandescent | 1 | 250 | Living Room
Floor lamp | Incandescent |  | Standard A Lamp | 1 | 100 | Living Room
Recessed Can | Halogen |  | PAR | 1 | 75 | Living Room
Wall Mount | Incandescent |  | Other | 2 | 75 | Bathroom
Recessed Can | Incandescent |  | Heat Lamp | 2 | 250 | Bathroom
Table | Incandescent |  | 3-Way Incandescent | 1 | 150 | Master Bedroom
Table | Incandescent |  | Standard A Lamp | 1 | 15 | Master Bedroom
Table | Incandescent |  | Decorative | 2 | 40 | Master Bedroom
Recessed Can | Halogen |  | PAR | 1 | 75 | Closet
Ceiling Fixture | Compact Fluorescent |  | Twist | 2 | 13 | Office
Table | Incandescent |  | Other | 1 | 75 | Office
Ceiling Fixture | Incandescent |  | Standard A Lamp | 2 | 60 | Bedroom
Floor lamp | Halogen |  | Quartz Tube | 2 | 100 | Bedroom
Table | Incandescent |  | 3-Way Incandescent | 1 | 150 | Bedroom
Ceiling Fan | Incandescent |  | Standard A Lamp | 1 | 60 | Bathroom
Architectural | Halogen |  | MR | 1 | 20 | Bathroom
Ceiling Fixture | Compact Fluorescent |  | Twist | 1 | 15 | Family Room
Ceiling Fixture | Incandescent |  | Standard A Lamp | 1 | 60 | Other
Wall Mount | Incandescent |  | Standard A Lamp | 2 | 60 | Closet
Ceiling Fixture | Incandescent |  | Standard A Lamp | 1 | 60 | Closet
Chandelier (Hanging) | Incandescent |  | Standard A Lamp | 6 | 40 | Dining Room
Table | Incandescent |  | 3-Way Incandescent | 1 | 100 | Dining Room
Recessed Can | Incandescent |  | Standard A Lamp | 1 | 40 | Garage
Wall Mount | Incandescent |  | Standard A Lamp | 1 | 40 | Garage
Wall Mount | Incandescent |  | Standard A Lamp | 2 | 60 | Garage
Ceiling Fixture | Incandescent |  | Standard A Lamp | 1 | 60 | Hall
Chandelier (Hanging) | Incandescent |  | Globe | 1 | 150 | Kitchen
Other | Linear Fluorescent | 16 | T-4 | 1 | 16 | Kitchen
Ceiling Fixture | Incandescent |  | Standard A Lamp | 1 | 60 | Laundry Room
Floor lamp | Incandescent |  | 3-Way Incandescent | 1 | 100 | Living Room
Floor lamp | Incandescent |  | Standard A Lamp | 1 | 60 | Living Room
Table | Incandescent |  | Standard A Lamp | 1 | 60 | Living Room
Ceiling Fixture | Incandescent |  | Standard A Lamp | 2 | 60 | Master Bedroom
Table | Compact Fluorescent |  | Twist | 1 | 15 | Master Bedroom
Wall Mount | Incandescent |  | Globe | 6 | 40 | Bathroom
Table | Incandescent |  | Standard A Lamp | 1 | 60 | Office
Table | Halogen |  | Quartz Tube | 1 | 50 | Office
Wall Mount | Compact Fluorescent |  | Twist | 3 | 15 | Bathroom
Ceiling Fan | Incandescent |  | Reflector | 2 | 150 | Bathroom
Ceiling Fixture | Incandescent |  | Standard A Lamp | 1 | 40 | Bathroom
Ceiling Fan | Incandescent |  | Standard A Lamp | 4 | 40 | Bedroom
Table | Incandescent |  | 3-Way Incandescent | 1 | 150 | Bedroom
Ceiling Fixture | Incandescent |  | Standard A Lamp | 2 | 40 | Bedroom
Ceiling Fixture | Compact Fluorescent |  | Twist | 3 | 15 | Bedroom
Chandelier (Hanging) | Compact Fluorescent |  | Twist | 1 | 15 | Dining Room
Ceiling Fixture | Compact Fluorescent |  | Twist | 2 | 15 | Family Room
Ceiling Fixture | Compact Fluorescent |  | Twist | 1 | 15 | Other
Architectural | Incandescent |  | Standard A Lamp | 3 | 40 | Hall
Ceiling Fixture | Incandescent |  | Standard A Lamp | 3 | 40 | Hall
Wall Mount | Incandescent |  | Standard A Lamp | 1 | 60 | Hall
Recessed Can | Compact Fluorescent |  | Twist | 1 | 15 | Kitchen
Ceiling Fixture | Compact Fluorescent |  | Twist | 2 | 15 | Laundry Room
Table | Compact Fluorescent |  | Twist | 1 | 15 | Family Room
Table | Incandescent |  | 3-Way Incandescent | 1 | 150 | Family Room
Floor lamp | Compact Fluorescent |  | Twist | 1 | 15 | Family Room
Ceiling Fixture | Compact Fluorescent |  | Twist | 2 | 15 | Dining Room
Ceiling Fixture | Compact Fluorescent |  | Twist | 1 | 15 | Office
Table | Halogen |  | Quartz Tube | 1 | 20 | Office
Ceiling Fixture | Compact Fluorescent |  | Twist | 1 | 15 | Hall
Ceiling Fixture | Compact Fluorescent |  | Twist | 1 | 15 | Other
Wall Mount | Linear Fluorescent | 48 | T-12 | 1 | 40 | Master Bedroom
Wall Mount | Linear Fluorescent | 48 | T-12 | 1 | 40 | Bathroom
Ceiling Fixture | Incandescent |  | Standard A Lamp | 1 | 60 | Bedroom
Ceiling Fixture | Compact Fluorescent |  | Twist | 1 | 15 | Garage
Ceiling Fixture | Incandescent |  | Standard A Lamp | 1 | 40 | Hall
Chandelier (Hanging) | Incandescent |  | Decorative | 3 | 25 | Hall
Other | Incandescent |  | Standard A Lamp | 1 | 40 | Kitchen
Ceiling Fixture | Compact Fluorescent |  | Pin base | 1 | 15 | Kitchen
Ceiling Fixture | Incandescent |  | Standard A Lamp | 1 | 40 | Kitchen
Ceiling Fixture | Linear Fluorescent | 36 | T-8 | 2 | 20 | Kitchen
Ceiling Fixture | Compact Fluorescent |  | Twist | 2 | 15 | Laundry Room
Floor lamp | Compact Fluorescent |  | Twist | 1 | 12 | Living Room
Torchiere | Incandescent |  | Standard A Lamp | 1 | 60 | Living Room
Track | Halogen |  | PAR | 3 | 50 | Living Room
Floor lamp | Compact Fluorescent |  | Twist | 1 | 15 | Living Room
Floor lamp | Incandescent |  | Standard A Lamp | 1 | 100 | Master Bedroom
Ceiling Fixture | Incandescent |  | Standard A Lamp | 3 | 40 | Master Bedroom
Ceiling Fixture | Incandescent |  | Standard A Lamp | 1 | 40 | Office
Chandelier (Hanging) | Incandescent |  | Standard A Lamp | 4 | 40 | Other
Recessed - other | Halogen |  | PAR | 1 | 50 | Other
Floor lamp | Incandescent |  | 3-Way Incandescent | 1 | 70 | Bedroom
Table | Compact Fluorescent |  | Twist | 1 | 13 | Bedroom
Ceiling Fixture | Incandescent |  | Standard A Lamp | 2 | 60 | Bedroom
Ceiling Fixture | Incandescent |  | Standard A Lamp | 2 | 60 | Office
Table | Incandescent |  | Standard A Lamp | 1 | 100 | Office
Chandelier (Hanging) | Incandescent |  | Clear | 5 | 40 | Dining Room
Chandelier (Hanging) | Incandescent |  | Mini base | 6 | 40 | Dining Room
Recessed Can | Incandescent |  | Reflector | 1 | 75 | Family Room
Floor lamp | Incandescent |  | 3-Way Incandescent | 1 | 200 | Family Room
Ceiling Fixture | Incandescent |  | Standard A Lamp | 3 | 60 | Hall
Garage door opener | Incandescent |  | Standard A Lamp | 1 | 60 | Garage
Ceiling Fixture | Compact Fluorescent |  | Twist | 1 | 23 | Garage
Ceiling Fixture | Incandescent |  | Standard A Lamp | 1 | 100 | Garage
Ceiling Fixture | Incandescent |  | Standard A Lamp | 1 | 60 | Office
Table | Incandescent |  | Standard A Lamp | 1 | 60 | Office
Recessed Can | Incandescent |  | Reflector | 1 | 100 | Hall
High bay | Linear Fluorescent | 48 | T-12 | 2 | 40 | Kitchen
Ceiling Fixture | Incandescent |  | Standard A Lamp | 1 | 60 | Laundry Room
Table | Incandescent |  | Standard A Lamp | 1 | 40 | Laundry Room
Table | Incandescent |  | Standard A Lamp | 1 | 150 | Living Room
Floor lamp | Incandescent |  | 3-Way Incandescent | 1 | 200 | Living Room
Table | Incandescent |  | Standard A Lamp | 1 | 60 | Living Room
Ceiling Fixture | Incandescent |  | Standard A Lamp | 1 | 60 | Other
Wall Mount | Incandescent |  | Standard A Lamp | 5 | 60 | Bathroom
Ceiling Fixture | Incandescent |  | Reflector | 1 | 150 | Bathroom
Table | Incandescent |  | Standard A Lamp | 1 | 40 | Master Bedroom
Table | Incandescent |  | 3-Way Incandescent | 1 | 100 | Master Bedroom
Ceiling Fan | Incandescent |  | Clear | 3 | 60 | Master Bedroom
Ceiling Fixture | Incandescent |  | Standard A Lamp | 1 | 60 | Closet
Ceiling Fixture | Incandescent |  | Standard A Lamp | 1 | 60 | Closet
Wall Mount | Incandescent |  | Standard A Lamp | 2 | 60 | Bathroom
Ceiling Fixture | Incandescent |  | Standard A Lamp | 2 | 60 | Hall
Wall Mount | Incandescent |  | Globe | 8 | 60 | Bathroom
Recessed Can | Incandescent |  | Reflector | 1 | 75 | Hall
Recessed Can | Incandescent |  | Reflector | 1 | 65 | Hall
Wall Mount | Incandescent |  | Standard A Lamp | 1 | 75 | Master Bedroom
Wall Mount | Compact Fluorescent |  | Twist | 1 | 15 | Master Bedroom
Ceiling Fixture | Incandescent |  | Reflector | 3 | 65 | Office
Ceiling Fixture | Linear Fluorescent | 48 | T-8 | 2 | 32 | Laundry Room
Recessed Can | Compact Fluorescent |  | Reflector | 1 | 15 | Kitchen
Recessed Can | Compact Fluorescent |  | Reflector | 1 | 15 | Dining Room
Ceiling Fixture | Compact Fluorescent |  | Twist | 1 | 22 | Garage
Wall Mount | Incandescent |  | Globe | 8 | 60 | Bathroom
Ceiling Fixture | Compact Fluorescent |  | Twist | 1 | 15 | Bathroom
Table | Halogen |  | MR | 1 | 50 | Bedroom
Recessed Can | Incandescent |  | Reflector | 1 | 65 | Bedroom
Recessed Can | Compact Fluorescent |  | Twist | 1 | 15 | Bedroom
Table | Compact Fluorescent |  | Twist | 1 | 15 | Bedroom
Wall Mount | Incandescent |  | Standard A Lamp | 3 | 75 | Bathroom
Table | Compact Fluorescent |  | A shape bulb | 2 | 7 | Living Room
Table | Incandescent |  | Standard A Lamp | 1 | 25 | Living Room
Ceiling Fixture | Compact Fluorescent |  | Twist | 1 | 15 | Hall
Floor lamp | Compact Fluorescent |  | Twist | 1 | 22 | Living Room
Table | Compact Fluorescent |  | Twist | 1 | 22 | Living Room
Ceiling Fixture | Incandescent |  | Standard A Lamp | 1 | 60 | Laundry Room
Table | Halogen |  | MR | 1 | 100 | Office
Ceiling Fixture | Incandescent |  | Standard A Lamp | 1 | 40 | Bathroom
Wall Mount | Incandescent |  | Globe | 3 | 60 | Bathroom
Ceiling Fixture | Incandescent |  | Standard A Lamp | 1 | 75 | Closet
Ceiling Fixture | Linear Fluorescent | 48 | T-4 | 2 | 32 | Bathroom
Ceiling Fixture | Incandescent |  | Decorative | 1 | 100 | Hall
Ceiling Fixture | Incandescent |  | Mini base | 1 | 60 | Bedroom
Table | Incandescent |  | Standard A Lamp | 1 | 100 | Bedroom
Ceiling Fixture | Incandescent |  | Mini base | 1 | 60 | Bathroom
Wall Mount | Incandescent |  | Standard A Lamp | 1 | 40 | Bathroom
Recessed - other | Incandescent |  | Standard A Lamp | 1 | 40 | Bathroom
Table | Incandescent |  | Standard A Lamp | 1 | 40 | Bedroom
Recessed Can | Incandescent |  | Reflector | 1 | 75 | Hall
Ceiling Fixture | Compact Fluorescent |  | Circline (Screw Base) | 1 | 22 | Closet
Floor lamp | Incandescent |  | Standard A Lamp | 1 | 75 | Living Room
Floor lamp | Compact Fluorescent |  | A shape bulb | 3 | 22 | Living Room
Floor lamp | Halogen |  | MR | 3 | 100 | Living Room
Ceiling Fixture | Incandescent |  | Reflector | 1 | 75 | Kitchen
Track | Incandescent |  | Standard A Lamp | 6 | 75 | Kitchen
Low bay | Linear Fluorescent | 48 | T-12 | 2 | 40 | Other
Ceiling Fixture | Incandescent |  | Standard A Lamp | 1 | 75 | Other
Ceiling Fixture | Incandescent |  | Standard A Lamp | 2 | 60 | Dining Room
Table | Incandescent |  | Standard A Lamp | 1 | 40 | Dining Room
Table | Incandescent |  | Standard A Lamp | 1 | 60 | Master Bedroom
Table | Incandescent |  | Standard A Lamp | 1 | 100 | Master Bedroom
Ceiling Fixture | Halogen |  | MR | 2 | 50 | Bathroom
Wall Mount | Incandescent |  | Mini base | 1 | 7 | Bathroom
Ceiling Fixture | Compact Fluorescent |  | Twist | 2 | 15 | Bathroom
Wall Mount | Incandescent |  | Standard A Lamp | 1 | 75 | Closet
Table | Compact Fluorescent |  | Twist | 1 | 15 | Laundry Room
Torchiere | Compact Fluorescent |  | Twist | 1 | 15 | Laundry Room
Table | Incandescent |  | Standard A Lamp | 1 | 60 | Laundry Room
Wall Mount | Incandescent |  | Reflector | 1 | 60 | Laundry Room
Ceiling Fixture | Incandescent |  | Standard A Lamp | 1 | 60 | Other
Ceiling Fixture | Compact Fluorescent |  | Twist | 2 | 15 | Hall
Recessed Can | Compact Fluorescent |  | Reflector | 1 | 15 | Master Bedroom
Table | Compact Fluorescent |  | Twist | 1 | 7 | Master Bedroom
Other | Compact Fluorescent |  | Twist | 2 | 15 | Kitchen
Ceiling Fixture | Halogen |  | MR | 1 | 50 | Kitchen
Ceiling Fixture | Halogen |  | MR | 2 | 50 | Kitchen
Ceiling Fixture | Other |  | LED Interior | 2 | 5 | Kitchen
Ceiling Fixture | Compact Fluorescent |  | Twist | 1 | 15 | Laundry Room
Table | Incandescent |  | Mini base | 1 | 75 | Master Bedroom
Ceiling Fixture | Incandescent |  | Reflector | 1 | 65 | Master Bedroom
Ceiling Fixture | Compact Fluorescent |  | Twist | 1 | 15 | Closet
Ceiling Fixture | Linear Fluorescent | 48 | T-12 | 2 | 40 | Garage
Wall Mount | Other |  | LED Interior | 1 | 6 | Bathroom
Wall Mount | Halogen |  | MR | 1 | 50 | Bathroom
Ceiling Fixture | Compact Fluorescent |  | Twist | 2 | 15 | Bedroom
Table | Incandescent |  | Standard A Lamp | 1 | 60 | Bedroom
Ceiling Fixture | Halogen |  | PAR | 4 | 32 | Office
Chandelier (Hanging) | Incandescent |  | Other | 9 | 15 | Dining Room
Track | Halogen |  | PAR | 5 | 32 | Hall
Recessed - other | Other |  | LED Interior | 1 | 6 | Hall
Chandelier (Hanging) | Compact Fluorescent |  | Twist | 3 | 15 | Hall
Ceiling Fixture | Compact Fluorescent |  | Twist | 2 | 15 | Hall
Ceiling Fixture | Compact Fluorescent |  | Twist | 1 | 15 | Kitchen
Recessed Can | Compact Fluorescent |  | Reflector | 1 | 22 | Kitchen
Ceiling Fixture | Linear Fluorescent | 48 | T-8 | 2 | 32 | Laundry Room
Ceiling Fixture | Compact Fluorescent |  | Reflector | 1 | 22 | Living Room
Recessed Can | Compact Fluorescent |  | Reflector | 2 | 22 | Living Room
Table | Incandescent |  | Standard A Lamp | 1 | 100 | Living Room
Recessed - other | Other |  | LED Interior | 1 | 6 | Living Room
Wall Mount | Compact Fluorescent |  | Pin base | 1 | 28 | Bathroom
Ceiling Fan | Compact Fluorescent |  | Twist | 2 | 15 | Bedroom
Table | Incandescent |  | Standard A Lamp | 1 | 60 | Bedroom
Ceiling Fixture | Linear Fluorescent | 48 | T-8 | 2 | 32 | Closet
Wall Mount | Compact Fluorescent |  | Twist | 3 | 13 | Bathroom
Ceiling Fixture | Incandescent |  | Heat Lamp | 1 | 150 | Bathroom
Ceiling Fixture | Incandescent |  | Clear | 1 | 40 | Bedroom
Ceiling Fixture | Incandescent |  | Globe | 1 | 40 | Hall
Ceiling Fixture | Compact Fluorescent |  | Twist | 1 | 23 | Kitchen
Ceiling Fixture | Compact Fluorescent |  | Twist | 1 | 23 | Laundry Room
Wall Mount | Incandescent |  | Standard A Lamp | 1 | 100 | Living Room
Ceiling Fixture | Compact Fluorescent |  | Twist | 1 | 13 | Living Room
Table | Compact Fluorescent |  | Twist | 1 | 13 | Master Bedroom
Ceiling Fixture | Incandescent |  | Standard A Lamp | 1 | 75 | Office
Recessed Can | Incandescent |  | Reflector | 1 | 65 | Bathroom
Ceiling Fixture | Compact Fluorescent |  | Twist | 2 | 13 | Bedroom
Floor lamp | Incandescent |  | Decorative | 3 | 25 | Bedroom
Chandelier (Hanging) | Compact Fluorescent |  | Twist | 3 | 13 | Dining Room
Recessed Can | Incandescent |  | Reflector | 1 | 65 | Dining Room
Ceiling Fixture | Linear Fluorescent | 48 | T-12 | 2 | 25 | Garage
Ceiling Fixture | Compact Fluorescent |  | A shape bulb | 1 | 15 | Garage
Ceiling Fixture | Compact Fluorescent |  | Twist | 1 | 13 | Bathroom
Ceiling Fixture | Incandescent |  | Globe | 4 | 60 | Hall
Wall Mount | Incandescent |  | Mini base | 1 | 25 | Kitchen
Ceiling Fixture | Compact Fluorescent |  | Twist | 4 | 13 | Kitchen
Ceiling Fixture | Compact Fluorescent |  | Twist | 1 | 13 | Laundry Room
Floor lamp | Compact Fluorescent |  | Twist | 1 | 13 | Living Room
Floor lamp | Incandescent |  | Decorative | 1 | 40 | Living Room
Floor lamp | Compact Fluorescent |  | A shape bulb | 1 | 15 | Living Room
Ceiling Fixture | Compact Fluorescent |  | Twist | 1 | 13 | Master Bedroom
Floor lamp | Compact Fluorescent |  | Twist | 1 | 13 | Family Room
Ceiling Fan | Incandescent |  | Decorative | 4 | 40 | Family Room
Architectural | Incandescent |  | Standard A Lamp | 1 | 60 | Other
Ceiling Fixture | Incandescent |  | Heat Lamp | 2 | 250 | Bathroom
Track | Compact Fluorescent |  | Globe | 1 | 9 | Bathroom
Recessed Can | Incandescent |  | Reflector | 1 | 65 | Hall
Ceiling Fixture | Incandescent |  | Standard A Lamp | 2 | 40 | Kitchen
Other | Incandescent |  | Mini base | 1 | 100 | Kitchen
Ceiling Fixture | Incandescent |  | Standard A Lamp | 2 | 40 | Hall
Recessed Can | Incandescent |  | Reflector | 1 | 60 | Living Room
Wall Mount | Compact Fluorescent |  | Globe | 2 | 9 | Bathroom
Other | Compact Fluorescent |  | Globe | 1 | 9 | Bathroom
Recessed Can | Incandescent |  | Reflector | 1 | 65 | Master Bedroom
Ceiling Fixture | Incandescent |  | Standard A Lamp | 2 | 40 | Office
Ceiling Fixture | Incandescent |  | Standard A Lamp | 2 | 40 | Living Room
Floor lamp | Compact Fluorescent |  | Pin base | 1 | 23 | Living Room
Floor lamp | Compact Fluorescent |  | Twist | 1 | 19 | Living Room
Table | Compact Fluorescent |  | Twist | 1 | 19 | Living Room
Track | Halogen |  | MR | 4 | 50 | Living Room
Ceiling Fixture | Compact Fluorescent |  | Twist | 4 | 19 | Kitchen
Ceiling Fixture | Linear Fluorescent | 48 | T-12 | 2 | 40 | Kitchen
Ceiling Fixture | Compact Fluorescent |  | Twist | 1 | 19 | Kitchen
Ceiling Fixture | Compact Fluorescent |  | Twist | 1 | 19 | Laundry Room
Ceiling Fixture | Linear Fluorescent | 48 | T-8 | 2 | 32 | Garage
Ceiling Fixture | Linear Fluorescent | 48 | T-12 | 2 | 40 | Garage
Garage door opener | Incandescent |  | Standard A Lamp | 2 | 60 | Garage
Wall Mount | Incandescent |  | Mini base | 1 | 60 | Garage
Wall Mount | Compact Fluorescent |  | Twist | 1 | 23 | Closet
Ceiling Fixture | Compact Fluorescent |  | Twist | 2 | 23 | Family Room
Track | Incandescent |  | Reflector | 2 | 75 | Family Room
Ceiling Fixture | Compact Fluorescent |  | Twist | 1 | 23 | Closet
Ceiling Fixture | Compact Fluorescent |  | Twist | 1 | 19 | Hall
Ceiling Fixture | Incandescent |  | Standard A Lamp | 3 | 100 | Dining Room
Ceiling Fixture | Compact Fluorescent |  | Twist | 2 | 19 | Hall
Ceiling Fixture | Compact Fluorescent |  | Twist | 2 | 19 | Bedroom
Table | Incandescent |  | 3-Way Incandescent | 1 | 100 | Bedroom
Ceiling Fixture | Incandescent |  | Standard A Lamp | 1 | 100 | Bathroom
High bay | Halogen |  | MR | 3 | 100 | Bathroom
Ceiling Fixture | Compact Fluorescent |  | Twist | 2 | 19 | Master Bedroom
Floor lamp | Incandescent |  | Standard A Lamp | 1 | 100 | Master Bedroom
Table | Compact Fluorescent |  | Twist | 1 | 19 | Master Bedroom
Ceiling Fixture | Incandescent |  | Heat Lamp | 1 | 150 | Bathroom
Wall Mount | Incandescent |  | Decorative | 3 | 60 | Bathroom
Ceiling Fixture | Compact Fluorescent |  | Twist | 2 | 19 | Bedroom
Wall Mount | Compact Fluorescent |  | Twist | 2 | 15 | Bathroom
Ceiling Fixture | Compact Fluorescent |  | Twist | 1 | 15 | Bedroom
Ceiling Fixture | Compact Fluorescent |  | Twist | 2 | 15 | Bedroom
Chandelier (Hanging) | Incandescent |  | Mini base | 5 | 25 | Dining Room
Ceiling Fixture | Linear Fluorescent | 48 | T-12 | 2 | 32 | Garage
Ceiling Fixture | Incandescent |  | Decorative | 1 | 60 | Hall
Recessed Can | Compact Fluorescent |  | Reflector | 1 | 7 | Kitchen
Ceiling Fixture | Incandescent |  | Standard A Lamp | 1 | 60 | Laundry Room
Ceiling Fixture | Compact Fluorescent |  | A shape bulb | 2 | 15 | Living Room
Table | Compact Fluorescent |  | A shape bulb | 1 | 15 | Living Room
Wall Mount | Incandescent |  | Standard A Lamp | 1 | 60 | Bathroom
Ceiling Fixture | Incandescent |  | Standard A Lamp | 2 | 60 | Bedroom
Wall Mount | Incandescent |  | Standard A Lamp | 1 | 60 | Office
Wall Mount | Incandescent |  | Standard A Lamp | 1 | 60 | Hall
Recessed Can | Incandescent |  | Reflector | 1 | 65 | Living Room
Recessed Can | Incandescent |  | Reflector | 1 | 65 | Living Room
Recessed Can | Incandescent |  | Reflector | 1 | 65 | Bedroom
Recessed Can | Incandescent |  | Reflector | 1 | 65 | Bathroom
Ceiling Fixture | Incandescent |  | Standard A Lamp | 1 | 60 | Bathroom
Wall Mount | Incandescent |  | Standard A Lamp | 3 | 60 | Bathroom
Ceiling Fan | Incandescent |  | Standard A Lamp | 2 | 75 | Bedroom
Ceiling Fan | Compact Fluorescent |  | A shape bulb | 1 | 11 | Bedroom
Floor lamp | Incandescent |  | Standard A Lamp | 1 | 75 | Bedroom
Ceiling Fixture | Halogen |  | PAR | 3 | 35 | Bedroom
Chandelier (Hanging) | Incandescent |  | Standard A Lamp | 1 | 100 | Dining Room
Wall Mount | Incandescent |  | Mini base | 1 | 40 | Bedroom
Wall Mount | Incandescent |  | Decorative | 1 | 25 | Bedroom
Ceiling Fixture | Compact Fluorescent |  | A shape bulb | 1 | 22 | Closet
Recessed Can | Incandescent |  | Standard A Lamp | 1 | 100 | Closet
Chandelier (Hanging) | Incandescent |  | Standard A Lamp | 6 | 60 | Dining Room
Floor lamp | Incandescent |  | Standard A Lamp | 1 | 60 | Dining Room
Ceiling Fixture | Incandescent |  | Standard A Lamp | 1 | 60 | Hall
Wall Mount | Incandescent |  | Standard A Lamp | 1 | 60 | Other
Ceiling Fixture | Incandescent |  | Standard A Lamp | 1 | 60 | Hall
Wall Mount | Incandescent |  | Standard A Lamp | 1 | 100 | Hall
Ceiling Fixture | Incandescent |  | Standard A Lamp | 1 | 60 | Hall
Ceiling Fixture | Incandescent |  | Standard A Lamp | 3 | 100 | Kitchen
Low bay | Incandescent |  | Standard A Lamp | 1 | 60 | Kitchen
Ceiling Fixture | Incandescent |  | Standard A Lamp | 1 | 100 | Laundry Room
Floor lamp | Incandescent |  | Standard A Lamp | 1 | 60 | Living Room
Table | Incandescent |  | Standard A Lamp | 1 | 100 | Living Room
Table | Compact Fluorescent |  | Twist | 1 | 13 | Living Room
Wall Mount | Incandescent |  | Globe | 6 | 40 | Bathroom
Table | Incandescent |  | Standard A Lamp | 1 | 60 | Master Bedroom
Ceiling Fixture | Incandescent |  | Standard A Lamp | 1 | 60 | Closet
Ceiling Fixture | Incandescent |  | Standard A Lamp | 2 | 60 | Hall
Ceiling Fixture | Incandescent |  | Standard A Lamp | 2 | 40 | Bedroom
Ceiling Fixture | Linear Fluorescent | 96 | T-12 | 2 | 40 | Bedroom
Table | Incandescent |  | Standard A Lamp | 1 | 60 | Bedroom
Floor lamp | Compact Fluorescent |  | Twist | 1 | 15 | Bedroom
Recessed Can | Compact Fluorescent |  | Reflector | 1 | 15 | Kitchen
Table | Compact Fluorescent |  | Twist | 1 | 15 | Kitchen
Track | Halogen |  | PAR | 1 | 50 | Kitchen
Recessed Can | Incandescent |  | Reflector | 1 | 60 | Kitchen
Ceiling Fixture | Incandescent |  | Standard A Lamp | 3 | 40 | Master Bedroom
Table | Incandescent |  | 3-Way Incandescent | 1 | 125 | Master Bedroom
Wall Mount | Incandescent |  | Mini base | 1 | 25 | Master Bedroom
Recessed Can | Compact Fluorescent |  | Reflector | 1 | 15 | Bathroom
Wall Mount | Halogen |  | PAR | 1 | 50 | Bathroom
Ceiling Fixture | Incandescent |  | Standard A Lamp | 2 | 60 | Closet
Ceiling Fixture | Incandescent |  | Decorative | 1 | 60 | Bedroom
Ceiling Fixture | Linear Fluorescent | 48 | T-12 | 1 | 40 | Other
Ceiling Fixture | Compact Fluorescent |  | Twist | 1 | 15 | Hall
Wall Mount | Compact Fluorescent |  | Twist | 3 | 15 | Bathroom
Ceiling Fixture | Incandescent |  | Globe | 4 | 40 | Family Room
Ceiling Fixture | Compact Fluorescent |  | Twist | 4 | 15 | Family Room
Table | Incandescent |  | Standard A Lamp | 1 | 60 | Family Room
Floor lamp | Incandescent |  | Standard A Lamp | 1 | 60 | Family Room
Ceiling Fixture | Linear Fluorescent | 96 | T-12 | 1 | 40 | Office
Ceiling Fixture | Incandescent |  | Standard A Lamp | 2 | 60 | Laundry Room
Ceiling Fan | Linear Fluorescent | 48 | T-12 | 2 | 40 | Garage
Garage door opener | Incandescent |  | Standard A Lamp | 2 | 40 | Garage
Ceiling Fixture | Compact Fluorescent |  | Twist | 2 | 15 | Hall
Chandelier (Hanging) | Incandescent |  | Standard A Lamp | 5 | 60 | Dining Room
Ceiling Fixture | Halogen |  | PAR | 1 | 50 | Dining Room
Recessed Can | Compact Fluorescent |  | Twist | 1 | 15 | Living Room
Floor lamp | Incandescent |  | Standard A Lamp | 1 | 100 | Living Room
Floor lamp | Halogen |  | Quartz Tube | 1 | 100 | Living Room
Table | Compact Fluorescent |  | Twist | 1 | 22 | Living Room
Chandelier (Hanging) | Incandescent |  | Decorative | 3 | 25 | Living Room
Wall Mount | Incandescent |  | Standard A Lamp | 1 | 100 | Hall
Wall Mount | Incandescent |  | Standard A Lamp | 4 | 60 | Bathroom
Recessed - other | Compact Fluorescent |  | Decorative | 1 | 15 | Bathroom
Ceiling Fixture | Incandescent |  | Standard A Lamp | 2 | 40 | Bedroom
Table | Incandescent |  | Standard A Lamp | 1 | 60 | Bedroom
Wall Mount | Incandescent |  | Standard A Lamp | 1 | 60 | Bathroom
Ceiling Fixture | Incandescent |  | Standard A Lamp | 1 | 60 | Bathroom
Ceiling Fixture | Compact Fluorescent |  | Twist | 1 | 13 | Bathroom
Wall Mount | Compact Fluorescent |  | Twist | 1 | 15 | Bathroom
Ceiling Fixture | Compact Fluorescent |  | Twist | 1 | 15 | Other
Ceiling Fixture | Incandescent |  | Standard A Lamp | 2 | 40 | Other
Ceiling Fixture | Linear Fluorescent | 48 | Fluorescent Other | 2 | 40 | Garage
Garage door opener | Incandescent |  | Clear | 1 | 25 | Garage
Ceiling Fixture | Compact Fluorescent |  | Twist | 1 | 22 | Garage
Ceiling Fixture | Compact Fluorescent |  | Twist | 2 | 15 | Kitchen
Wall Mount | Compact Fluorescent |  | Straight Tube | 1 | 20 | Kitchen
Other | Incandescent |  | Mini base | 1 | 5 | Kitchen
Chandelier (Hanging) | Incandescent |  | Standard A Lamp | 4 | 40 | Kitchen
Ceiling Fan | Compact Fluorescent |  | Twist | 4 | 15 | Bedroom
Table | Compact Fluorescent |  | Twist | 1 | 15 | Bedroom
Floor lamp | Compact Fluorescent |  | Twist | 1 | 9 | Bedroom
Ceiling Fixture | Incandescent |  | Standard A Lamp | 2 | 40 | Bedroom
Wall Mount | Linear Fluorescent | 48 | Fluorescent Other | 2 | 40 | Bedroom
Other | Incandescent |  | Mini base | 1 | 5 | Bedroom
Other | Compact Fluorescent |  | Twist | 1 | 15 | Bedroom
Ceiling Fixture | Incandescent |  | Standard A Lamp | 2 | 60 | Bedroom
Ceiling Fixture | Compact Fluorescent |  | Twist | 1 | 22 | Other
Ceiling Fixture | Incandescent |  | Standard A Lamp | 1 | 60 | Other
Ceiling Fixture | Compact Fluorescent |  | Twist | 1 | 22 | Bathroom
Recessed - other | Incandescent |  | Heat Lamp | 1 | 250 | Bathroom
Recessed - other | Incandescent |  | Standard A Lamp | 1 | 100 | Bathroom
Wall Mount | Incandescent |  | Globe | 6 | 40 | Bathroom
Recessed - other | Incandescent |  | Standard A Lamp | 1 | 60 | Bathroom
Ceiling Fixture | Compact Fluorescent |  | Twist | 1 | 15 | Bedroom
Wall Mount | Compact Fluorescent |  | Twist | 1 | 15 | Master Bedroom
Chandelier (Hanging) | Compact Fluorescent |  | Twist | 1 | 15 | Master Bedroom
Ceiling Fixture | Compact Fluorescent |  | Twist | 2 | 15 | Bedroom
Table | Incandescent |  | Standard A Lamp | 1 | 60 | Bedroom
Chandelier (Hanging) | Compact Fluorescent |  | Twist | 5 | 13 | Office
Chandelier (Hanging) | Incandescent |  | Decorative | 5 | 40 | Office
Table | Linear Fluorescent | 18 | T-8 | 1 | 15 | Office
Recessed Can | Other |  | LED Interior | 1 | 7 | Hall
Ceiling Fixture | Other |  | LED Interior | 4 | 15 | Kitchen
Architectural | Compact Fluorescent |  | Twist | 1 | 15 | Kitchen
Recessed Can | Other |  | LED Interior | 1 | 12 | Laundry Room
Ceiling Fan | Compact Fluorescent |  | Twist | 4 | 15 | Living Room
Chandelier (Hanging) | Compact Fluorescent |  | Twist | 1 | 28 | Living Room
Table | Incandescent |  | Other | 1 | 40 | Living Room
Recessed Can | Incandescent |  | Decorative | 1 | 40 | Office
Track | Incandescent |  | Standard A Lamp | 1 | 60 | Laundry Room
Ceiling Fan | Incandescent |  | Standard A Lamp | 1 | 60 | Family Room
Table | Incandescent |  | Standard A Lamp | 1 | 75 | Family Room
Ceiling Fixture | Linear Fluorescent | 48 | T-12 | 2 | 40 | Kitchen
Table | Compact Fluorescent |  | Twist | 1 | 15 | Bedroom
Ceiling Fixture | Linear Fluorescent | 48 | T-12 | 1 | 40 | Laundry Room
Wall Mount | Incandescent |  | Globe | 6 | 40 | Bathroom
Ceiling Fixture | Compact Fluorescent |  | Twist | 1 | 15 | Bedroom
Chandelier (Hanging) | Incandescent |  | Globe | 5 | 60 | Dining Room
Ceiling Fixture | Compact Fluorescent |  | Twist | 2 | 15 | Office
Other | Compact Fluorescent |  | Straight Tube | 1 | 22 | Office
Ceiling Fixture | Compact Fluorescent |  | Twist | 2 | 22 | Other
Wall Mount | Incandescent |  | Standard A Lamp | 2 | 60 | Bathroom
Ceiling Fixture | Incandescent |  | Standard A Lamp | 1 | 40 | Hall
Ceiling Fixture | Compact Fluorescent |  | Twist | 1 | 22 | Garage
Ceiling Fixture | Incandescent |  | Standard A Lamp | 2 | 60 | Laundry Room
Table | Incandescent |  | Standard A Lamp | 1 | 100 | Laundry Room
Table | Compact Fluorescent |  | Twist | 1 | 15 | Living Room
Floor lamp | Incandescent |  | Standard A Lamp | 1 | 60 | Living Room
Floor lamp | Halogen |  | MR | 1 | 100 | Living Room
Ceiling Fixture | Incandescent |  | Standard A Lamp | 1 | 60 | Hall
Ceiling Fixture | Incandescent |  | Heat Lamp | 1 | 250 | Bathroom
Wall Mount | Incandescent |  | Standard A Lamp | 2 | 40 | Bathroom
Ceiling Fixture | Compact Fluorescent |  | Twist | 3 | 15 | Kitchen
Ceiling Fixture | Incandescent |  | Standard A Lamp | 1 | 40 | Kitchen
Garage door opener | Incandescent |  | Standard A Lamp | 1 | 60 | Hall
Wall Mount | Incandescent |  | Standard A Lamp | 2 | 40 | Bathroom
Ceiling Fixture | Incandescent |  | Heat Lamp | 2 | 250 | Bathroom
Ceiling Fixture | Compact Fluorescent |  | Twist | 2 | 15 | Bedroom
Ceiling Fixture | Compact Fluorescent |  | Twist | 2 | 15 | Master Bedroom
Architectural | Incandescent |  | Standard A Lamp | 1 | 100 | Other
Architectural | Incandescent |  | Standard A Lamp | 1 | 100 | Other
Ceiling Fixture | Compact Fluorescent |  | Twist | 1 | 26 | Bathroom
Ceiling Fixture | Compact Fluorescent |  | Twist | 3 | 13 | Bedroom
Table | Compact Fluorescent |  | Twist | 1 | 13 | Bedroom
Ceiling Fixture | Incandescent |  | Standard A Lamp | 1 | 60 | Hall
Ceiling Fixture | Compact Fluorescent |  | A shape bulb | 2 | 15 | Kitchen
Ceiling Fixture | Incandescent |  | Standard A Lamp | 1 | 60 | Kitchen
Floor lamp | Compact Fluorescent |  | Twist | 1 | 20 | Living Room
Table | Incandescent |  | Standard A Lamp | 1 | 60 | Living Room
Table | Halogen |  | Other | 1 | 20 | Office
Floor lamp | Compact Fluorescent |  | 3-Way CFL | 2 | 32 | Office
Table | Compact Fluorescent |  | Twist | 1 | 13 | Office
Architectural | Incandescent |  | Standard A Lamp | 1 | 60 | Garage
Wall Mount | Incandescent |  | Standard A Lamp | 6 | 75 | Bathroom
Ceiling Fixture | Halogen |  | PAR | 2 | 150 | Bathroom
Ceiling Fixture | Incandescent |  | Standard A Lamp | 2 | 60 | Bedroom
Ceiling Fixture | Incandescent |  | Standard A Lamp | 2 | 60 | Bedroom
Floor lamp | Incandescent |  | Standard A Lamp | 1 | 95 | Bedroom
Ceiling Fixture | Incandescent |  | Standard A Lamp | 1 | 60 | Hall
Ceiling Fan | Compact Fluorescent |  | Twist | 4 | 20 | Kitchen
Floor lamp | Compact Fluorescent |  | Twist | 1 | 13 | Living Room
Floor lamp | Incandescent |  | Standard A Lamp | 1 | 100 | Living Room
Ceiling Fan | Incandescent |  | Standard A Lamp | 1 | 100 | Bedroom
Ceiling Fixture | Incandescent |  | Standard A Lamp | 1 | 60 | Bathroom
Wall Mount | Incandescent |  | Globe | 2 | 60 | Bathroom
Ceiling Fixture | Incandescent |  | Standard A Lamp | 1 | 60 | Bathroom
Recessed Can | Incandescent |  | Standard A Lamp | 1 | 65 | Closet
Chandelier (Hanging) | Incandescent |  | Standard A Lamp | 3 | 60 | Dining Room
Ceiling Fixture | Incandescent |  | Standard A Lamp | 1 | 60 | Hall
Ceiling Fixture | Incandescent |  | Standard A Lamp | 2 | 60 | Family Room
Wall Mount | Incandescent |  | Mini base | 1 | 7 | Family Room
Ceiling Fixture | Incandescent |  | Standard A Lamp | 1 | 100 | Garage
Garage door opener | Incandescent |  | Standard A Lamp | 1 | 60 | Garage
Ceiling Fixture | Incandescent |  | Standard A Lamp | 1 | 60 | Hall
Recessed Can | Incandescent |  | Reflector | 1 | 65 | Kitchen
Ceiling Fixture | Incandescent |  | Standard A Lamp | 2 | 60 | Laundry Room
Ceiling Fan | Incandescent |  | Standard A Lamp | 1 | 60 | Living Room
Recessed Can | Incandescent |  | Reflector | 1 | 65 | Living Room
Table | Incandescent |  | Standard A Lamp | 1 | 60 | Living Room
Table | Incandescent |  | Standard A Lamp | 1 | 75 | Living Room
Table | Compact Fluorescent |  | Twist | 1 | 22 | Living Room
Wall Mount | Halogen |  | PAR | 1 | 75 | Bathroom
Wall Mount | Incandescent |  | Globe | 1 | 60 | Bathroom
Ceiling Fixture | Incandescent |  | Standard A Lamp | 1 | 60 | Bathroom
Ceiling Fixture | Incandescent |  | Standard A Lamp | 2 | 60 | Bedroom
Chandelier (Hanging) | Incandescent |  | Standard A Lamp | 1 | 100 | Bedroom
Table | Incandescent |  | Standard A Lamp | 1 | 60 | Bedroom
Table | Incandescent |  | Standard A Lamp | 1 | 75 | Bedroom
Ceiling Fixture | Incandescent |  | Mini base | 1 | 65 | Office
Ceiling Fixture | Compact Fluorescent |  | Twist | 2 | 15 | Office
Wall Mount | Compact Fluorescent |  | Twist | 3 | 13 | Bathroom
Wall Mount | Incandescent |  | Globe | 7 | 50 | Bathroom
Recessed Can | Compact Fluorescent |  | Reflector | 1 | 15 | Bedroom
Table | Incandescent |  | Mini base | 3 | 15 | Bedroom
Recessed Can | Incandescent |  | Reflector | 1 | 75 | Bedroom
Floor lamp | Incandescent |  | 3-Way Incandescent | 1 | 75 | Bedroom
Recessed Can | Incandescent |  | Reflector | 1 | 75 | Closet
Chandelier (Hanging) | Incandescent |  | Decorative | 6 | 40 | Dining Room
Recessed Can | Incandescent |  | Reflector | 1 | 65 | Hall
Torchiere | Halogen |  | Quartz Tube | 1 | 250 | Family Room
Ceiling Fixture | Compact Fluorescent |  | Twist | 1 | 13 | Garage
Ceiling Fixture | Incandescent |  | Standard A Lamp | 1 | 60 | Garage
Garage door opener | Incandescent |  | Standard A Lamp | 1 | 60 | Garage
Wall Mount | Compact Fluorescent |  | Twist | 1 | 13 | Hall
Recessed Can | Compact Fluorescent |  | Reflector | 1 | 15 | Hall
Recessed Can | Compact Fluorescent |  | Reflector | 1 | 15 | Kitchen
Recessed Can | Incandescent |  | Reflector | 1 | 65 | Kitchen
Recessed Can | Incandescent |  | Reflector | 1 | 75 | Laundry Room
Floor lamp | Compact Fluorescent |  | Twist | 2 | 20 | Living Room
Recessed Can | Incandescent |  | Reflector | 1 | 65 | Bathroom
Wall Mount | Incandescent |  | Globe | 8 | 60 | Bathroom
Recessed Can | Compact Fluorescent |  | Reflector | 1 | 15 | Office
Table | Compact Fluorescent |  | Twist | 1 | 13 | Office
Recessed Can | Incandescent |  | Reflector | 1 | 75 | Master Bedroom
Table | Incandescent |  | Standard A Lamp | 3 | 60 | Master Bedroom
Wall Mount | Compact Fluorescent |  | Twist | 1 | 13 | Other
Wall Mount | Incandescent |  | Standard A Lamp | 3 | 60 | Bathroom
Chandelier (Hanging) | Incandescent |  | Standard A Lamp | 2 | 60 | Bedroom
Chandelier (Hanging) | Incandescent |  | Standard A Lamp | 1 | 60 | Bedroom
Chandelier (Hanging) | Incandescent |  | Globe | 1 | 100 | Dining Room
Ceiling Fixture | Compact Fluorescent |  | A shape bulb | 1 | 15 | Other
Chandelier (Hanging) | Incandescent |  | Decorative | 2 | 25 | Hall
Recessed Can | Incandescent |  | Reflector | 1 | 60 | Family Room
Chandelier (Hanging) | Incandescent |  | Globe | 3 | 60 | Family Room
Ceiling Fixture | Incandescent |  | Standard A Lamp | 1 | 100 | Kitchen
Ceiling Fixture | Incandescent |  | Standard A Lamp | 1 | 100 | Hall
Recessed Can | Incandescent |  | Reflector | 1 | 75 | Hall
Ceiling Fixture | Incandescent |  | Standard A Lamp | 1 | 100 | Kitchen
Chandelier (Hanging) | Incandescent |  | Decorative | 1 | 40 | Kitchen
Ceiling Fixture | Incandescent |  | Standard A Lamp | 1 | 60 | Laundry Room
Floor lamp | Compact Fluorescent |  | Twist | 1 | 15 | Living Room
Wall Mount | Incandescent |  | Standard A Lamp | 1 | 40 | Bathroom
Floor lamp | Incandescent |  | Globe | 3 | 25 | Bathroom
Ceiling Fixture | Incandescent |  | Mini base | 4 | 25 | Bathroom
Recessed Can | Halogen |  | PAR | 1 | 20 | Master Bedroom
Chandelier (Hanging) | Incandescent |  | Standard A Lamp | 5 | 40 | Master Bedroom
Table | Compact Fluorescent |  | Twist | 1 | 15 | Master Bedroom
Floor lamp | Incandescent |  | Standard A Lamp | 1 | 65 | Master Bedroom
Chandelier (Hanging) | Compact Fluorescent |  | Twist | 3 | 15 | Dining Room
Chandelier (Hanging) | Incandescent |  | Standard A Lamp | 2 | 60 | Office
Wall Mount | Compact Fluorescent |  | Twist | 2 | 15 | Hall
Ceiling Fixture | Incandescent |  | Standard A Lamp | 1 | 60 | Hall
Ceiling Fixture | Incandescent |  | Standard A Lamp | 1 | 40 | Other
Wall Mount | Incandescent |  | Standard A Lamp | 3 | 60 | Bathroom
Floor lamp | Compact Fluorescent |  | Twist | 2 | 13 | Other
Wall Mount | Incandescent |  | Mini base | 1 | 35 | Other
Ceiling Fan | Incandescent |  | Decorative | 3 | 25 | Other
Ceiling Fixture | Incandescent |  | Standard A Lamp | 2 | 60 | Other
Chandelier (Hanging) | Incandescent |  | Decorative | 5 | 40 | Family Room
Ceiling Fixture | Incandescent |  | Standard A Lamp | 1 | 60 | Garage
Garage door opener | Incandescent |  | Standard A Lamp | 1 | 40 | Garage
Ceiling Fixture | Incandescent |  | Decorative | 5 | 60 | Bedroom
Ceiling Fixture | Incandescent |  | Decorative | 3 | 40 | Hall
Ceiling Fixture | Incandescent |  | Standard A Lamp | 1 | 40 | Kitchen
Floor lamp | Incandescent |  | Standard A Lamp | 1 | 60 | Living Room
Floor lamp | Incandescent |  | Standard A Lamp | 1 | 100 | Living Room
Wall Mount | Incandescent |  | Standard A Lamp | 3 | 60 | Bathroom
Recessed Can | Incandescent |  | Reflector | 1 | 65 | Bathroom
Recessed Can | Incandescent |  | Reflector | 1 | 65 | Master Bedroom
Floor lamp | Compact Fluorescent |  | Twist | 1 | 13 | Master Bedroom
Chandelier (Hanging) | Incandescent |  | Decorative | 5 | 40 | Office
Floor lamp | Incandescent |  | Standard A Lamp | 1 | 40 | Office
Ceiling Fixture | Incandescent |  | Standard A Lamp | 2 | 60 | Office
Floor lamp | Compact Fluorescent |  | Twist | 1 | 23 | Office
Ceiling Fixture | Incandescent |  | Standard A Lamp | 2 | 60 | Bedroom
Wall Mount | Incandescent |  | Standard A Lamp | 3 | 40 | Bathroom
Ceiling Fixture | Incandescent |  | Heat Lamp | 1 | 250 | Bathroom
Ceiling Fixture | Incandescent |  | Standard A Lamp | 1 | 40 | Bathroom
Wall Mount | Incandescent |  | Globe | 4 | 40 | Bathroom
Recessed Can | Halogen |  | PAR | 1 | 75 | Dining Room
Chandelier (Hanging) | Incandescent |  | Standard A Lamp | 3 | 100 | Dining Room
Wall Mount | Incandescent |  | Standard A Lamp | 3 | 25 | Bathroom
Chandelier (Hanging) | Incandescent |  | Decorative | 12 | 60 | Other
Recessed Can | Halogen |  | PAR | 1 | 75 | Family Room
Floor lamp | Incandescent |  | 3-Way Incandescent | 1 | 150 | Family Room
Floor lamp | Incandescent |  | Other | 1 | 250 | Family Room
Ceiling Fixture | Incandescent |  | Standard A Lamp | 1 | 60 | Garage
Ceiling Fixture | Linear Fluorescent | 48 | T-12 | 2 | 25 | Garage
Garage door opener | Incandescent |  | Standard A Lamp | 2 | 60 | Garage
Recessed Can | Halogen |  | PAR | 1 | 75 | Hall
Recessed Can | Halogen |  | PAR | 1 | 75 | Kitchen
Chandelier (Hanging) | Incandescent |  | Standard A Lamp | 3 | 60 | Kitchen
Wall Mount | Linear Fluorescent | 24 | T-8 | 1 | 40 | Kitchen
Ceiling Fixture | Linear Fluorescent | 48 | T-12 | 4 | 40 | Laundry Room
Floor lamp | Incandescent |  | Other | 1 | 60 | Living Room
Wall Mount | Incandescent |  | Decorative | 2 | 60 | Living Room
Wall Mount | Incandescent |  | Standard A Lamp | 3 | 40 | Bathroom
Ceiling Fixture | Incandescent |  | Heat Lamp | 1 | 250 | Bathroom
Floor lamp | Incandescent |  | Standard A Lamp | 1 | 100 | Master Bedroom
Wall Mount | Linear Fluorescent | 48 | T-12 | 2 | 40 | Closet
Floor lamp | Compact Fluorescent |  | Twist | 1 | 26 | Office
Recessed Can | Halogen |  | PAR | 1 | 75 | Bedroom
Floor lamp | Other |  | LED Interior | 1 | 3 | Bedroom
Floor lamp | Compact Fluorescent |  | Twist | 1 | 26 | Bedroom
Wall Mount | Incandescent |  | Globe | 4 | 40 | Bathroom
Ceiling Fixture | Incandescent |  | Heat Lamp | 1 | 250 | Bathroom
Ceiling Fixture | Compact Fluorescent |  | Twist | 1 | 26 | Bathroom
Recessed Can | Halogen |  | PAR | 1 | 75 | Office
Floor lamp | Compact Fluorescent |  | Twist | 2 | 13 | Office
Wall Mount | Linear Fluorescent | 24 | T-12 | 2 | 20 | Closet
Recessed Can | Halogen |  | PAR | 1 | 75 | Closet
Wall Mount | Incandescent |  | Globe | 4 | 40 | Bathroom
Floor lamp | Compact Fluorescent |  | Twist | 3 | 26 | Bedroom
Floor lamp | Incandescent |  | Standard A Lamp | 1 | 60 | Bedroom
Recessed Can | Halogen |  | PAR | 1 | 75 | Bedroom
Recessed Can | Halogen |  | PAR | 1 | 75 | Hall
Recessed Can | Halogen |  | PAR | 1 | 75 | Bedroom
Floor lamp | Incandescent |  | Standard A Lamp | 5 | 40 | Bedroom
Floor lamp | Other |  | LED Interior | 1 | 1 | Bedroom
Ceiling Fixture | Linear Fluorescent | 48 | T-12 | 2 | 40 | Other
Ceiling Fixture | Compact Fluorescent |  | Twist | 2 | 28 | Bathroom
Wall Mount | Compact Fluorescent |  | Twist | 1 | 22 | Bathroom
Wall Mount | Compact Fluorescent |  | Twist | 2 | 15 | Bathroom
Ceiling Fixture | Compact Fluorescent |  | Twist | 1 | 15 | Bathroom
Wall Mount | Incandescent |  | Standard A Lamp | 1 | 40 | Bedroom
Ceiling Fixture | Compact Fluorescent |  | Twist | 2 | 15 | Bedroom
Ceiling Fixture | Compact Fluorescent |  | Twist | 2 | 15 | Bedroom
Floor lamp | Compact Fluorescent |  | Twist | 1 | 15 | Bedroom
Table | Halogen |  | Quartz Tube | 1 | 20 | Bedroom
Ceiling Fixture | Compact Fluorescent |  | Twist | 2 | 15 | Bedroom
Table | Compact Fluorescent |  | Twist | 2 | 15 | Bedroom
Ceiling Fixture | Compact Fluorescent |  | Twist | 1 | 15 | Bedroom
Table | Compact Fluorescent |  | Twist | 1 | 15 | Bedroom
Ceiling Fixture | Compact Fluorescent |  | Twist | 1 | 15 | Hall
Table | Compact Fluorescent |  | Twist | 1 | 15 | Hall
Ceiling Fan | Compact Fluorescent |  | Twist | 2 | 15 | Kitchen
Chandelier (Hanging) | Incandescent |  | Decorative | 5 | 40 | Kitchen
Recessed Can | Compact Fluorescent |  | Reflector | 1 | 15 | Kitchen
Chandelier (Hanging) | Incandescent |  | Standard A Lamp | 1 | 60 | Kitchen
Ceiling Fixture | Halogen |  | PAR | 1 | 20 | Kitchen
Ceiling Fixture | Compact Fluorescent |  | Twist | 2 | 22 | Laundry Room
Table | Compact Fluorescent |  | Twist | 1 | 22 | Living Room
Ceiling Fixture | Compact Fluorescent |  | Twist | 1 | 15 | Living Room
Wall Mount | Halogen |  | PAR | 3 | 20 | Living Room
Other | Other |  | LED Interior | 1 | 1 | Living Room
Ceiling Fixture | Compact Fluorescent |  | Twist | 1 | 15 | Office
Ceiling Fixture | Compact Fluorescent |  | Twist | 1 | 23 | Other
Ceiling Fixture | Linear Fluorescent | 48 | T-12 | 2 | 40 | Other
Exterior | Incandescent |  | Standard A Lamp | 1 | 60 | Other
Ceiling Fixture | Compact Fluorescent |  | Twist | 2 | 13 | Hall
Ceiling Fixture | Linear Fluorescent | 96 | T-12 | 1 | 72 | Other
Recessed Can | Compact Fluorescent |  | Twist | 1 | 13 | Bathroom
Ceiling Fixture | Compact Fluorescent |  | Straight Tube | 2 | 23 | Bathroom
Recessed Can | Compact Fluorescent |  | Twist | 1 | 23 | Bathroom
Ceiling Fixture | Compact Fluorescent |  | Reflector | 2 | 23 | Bathroom
Ceiling Fixture | Compact Fluorescent |  | Twist | 2 | 13 | Bedroom
Table | Compact Fluorescent |  | Twist | 1 | 23 | Bedroom
Ceiling Fixture | Compact Fluorescent |  | Twist | 1 | 13 | Closet
Chandelier (Hanging) | Incandescent |  | Decorative | 5 | 40 | Dining Room
Chandelier (Hanging) | Incandescent |  | Decorative | 8 | 40 | Family Room
Ceiling Fixture | Incandescent |  | Reflector | 2 | 65 | Family Room
Table | Compact Fluorescent |  | Twist | 1 | 13 | Family Room
Ceiling Fixture | Linear Fluorescent | 96 | T-12 | 2 | 56 | Garage
Ceiling Fixture | Compact Fluorescent |  | Twist | 1 | 13 | Hall
Ceiling Fixture | Compact Fluorescent |  | Twist | 1 | 13 | Hall
Track | Compact Fluorescent |  | Twist | 3 | 13 | Kitchen
Chandelier (Hanging) | Incandescent |  | Decorative | 1 | 60 | Kitchen
Ceiling Fixture | Compact Fluorescent |  | Twist | 1 | 27 | Laundry Room
Recessed Can | Compact Fluorescent |  | Twist | 1 | 13 | Master Bedroom
Table | Compact Fluorescent |  | Twist | 1 | 23 | Master Bedroom
Ceiling Fixture | Compact Fluorescent |  | Twist | 2 | 13 | Office
Wall Mount | Compact Fluorescent |  | Twist | 1 | 13 | Office
Ceiling Fixture | Linear Fluorescent | 24 | T-12 | 4 | 20 | Office
Ceiling Fixture | Compact Fluorescent |  | Twist | 2 | 27 | Other
Ceiling Fixture | Compact Fluorescent |  | Twist | 1 | 13 | Other
Exterior | Halogen |  | Quartz Tube | 1 | 100 | Other
Table | Compact Fluorescent |  | Twist | 1 | 15 | Office
Ceiling Fixture | Incandescent |  | Standard A Lamp | 1 | 75 | Office
Floor lamp | Compact Fluorescent |  | Twist | 1 | 15 | Office
Wall Mount | Halogen |  | Quartz Tube | 4 | 75 | Bathroom
Ceiling Fixture | Incandescent |  | Standard A Lamp | 1 | 60 | Master Bedroom
Table | Incandescent |  | Standard A Lamp | 1 | 60 | Master Bedroom
Table | Compact Fluorescent |  | Twist | 1 | 15 | Master Bedroom
Wall Mount | Incandescent |  | Standard A Lamp | 3 | 40 | Bathroom
Recessed Can | Incandescent |  | Reflector | 1 | 65 | Bathroom
Recessed Can | Incandescent |  | Reflector | 1 | 65 | Bedroom
Table | Incandescent |  | Standard A Lamp | 1 | 60 | Bedroom
Recessed Can | Incandescent |  | Reflector | 1 | 65 | Hall
Ceiling Fixture | Incandescent |  | Standard A Lamp | 1 | 75 | Laundry Room
Ceiling Fixture | Incandescent |  | Standard A Lamp | 1 | 100 | Laundry Room
Track | Halogen |  | MR | 5 | 50 | Dining Room
Table | Compact Fluorescent |  | Twist | 1 | 15 | Dining Room
Recessed Can | Incandescent |  | Reflector | 1 | 65 | Family Room
Ceiling Fixture | Compact Fluorescent |  | Twist | 1 | 22 | Hall
Ceiling Fixture | Compact Fluorescent |  | Twist | 1 | 15 | Kitchen
Wall Mount | Halogen |  | MR | 3 | 30 | Kitchen
Floor lamp | Compact Fluorescent |  | Twist | 1 | 15 | Living Room
Wall Mount | Compact Fluorescent |  | Twist | 3 | 15 | Bathroom
Ceiling Fixture | Compact Fluorescent |  | Twist | 1 | 15 | Bathroom
Ceiling Fixture | Incandescent |  | Standard A Lamp | 2 | 75 | Bedroom
Table | Compact Fluorescent |  | Twist | 1 | 15 | Bedroom
Ceiling Fixture | Incandescent |  | Standard A Lamp | 2 | 60 | Bedroom
Table | Compact Fluorescent |  | Twist | 1 | 28 | Family Room
Ceiling Fan | Compact Fluorescent |  | Twist | 3 | 28 | Family Room
Ceiling Fixture | Incandescent |  | Standard A Lamp | 2 | 75 | Kitchen
Ceiling Fixture | Compact Fluorescent |  | Twist | 1 | 15 | Laundry Room
Ceiling Fixture | Incandescent |  | Standard A Lamp | 1 | 75 | Laundry Room
Table | Incandescent |  | Standard A Lamp | 1 | 100 | Living Room
Floor lamp | Halogen |  | Quartz Tube | 1 | 100 | Living Room
Floor lamp | Incandescent |  | Clear | 1 | 75 | Living Room
Ceiling Fixture | Incandescent |  | Standard A Lamp | 2 | 60 | Living Room
Ceiling Fixture | Compact Fluorescent |  | Twist | 1 | 28 | Closet
Table | Incandescent |  | Standard A Lamp | 1 | 40 | Laundry Room
Ceiling Fixture | Incandescent |  | Standard A Lamp | 1 | 60 | Hall
Ceiling Fixture | Incandescent |  | Standard A Lamp | 1 | 100 | Garage
Ceiling Fixture | Incandescent |  | Standard A Lamp | 2 | 60 | Kitchen
Ceiling Fixture | Incandescent |  | Standard A Lamp | 2 | 25 | Dining Room
Table | Incandescent |  | Standard A Lamp | 1 | 25 | Dining Room
Table | Halogen |  | MR | 1 | 100 | Dining Room
Ceiling Fixture | Incandescent |  | Standard A Lamp | 1 | 40 | Living Room
Table | Incandescent |  | Standard A Lamp | 1 | 40 | Living Room
Table | Incandescent |  | Standard A Lamp | 1 | 100 | Living Room
Table | Incandescent |  | Reflector | 1 | 60 | Living Room
Floor lamp | Incandescent |  | Standard A Lamp | 1 | 150 | Living Room
Floor lamp | Halogen |  | MR | 1 | 30 | Living Room
Ceiling Fixture | Incandescent |  | Standard A Lamp | 2 | 60 | Office
Table | Halogen |  | MR | 1 | 30 | Office
Ceiling Fixture | Incandescent |  | Reflector | 1 | 40 | Master Bedroom
Table | Incandescent |  | Standard A Lamp | 1 | 40 | Master Bedroom
Table | Incandescent |  | Standard A Lamp | 1 | 60 | Master Bedroom
Other | Incandescent |  |  | 1 | 5 | Master Bedroom
Ceiling Fixture | Incandescent |  | Standard A Lamp | 1 | 25 | Closet
Ceiling Fixture | Compact Fluorescent |  | Twist | 1 | 15 | Bathroom
Floor lamp | Incandescent |  | 3-Way Incandescent | 1 | 100 | Laundry Room
Table | Incandescent |  | Standard A Lamp | 1 | 40 | Laundry Room
Table | Compact Fluorescent |  | Twist | 1 | 15 | Laundry Room
Ceiling Fixture | Compact Fluorescent |  | Twist | 2 | 15 | Bedroom
Table | Incandescent |  | 3-Way Incandescent | 1 | 100 | Bedroom
Wall Mount | Incandescent |  | Clear | 2 | 60 | Bathroom
Ceiling Fixture | Incandescent |  | Standard A Lamp | 1 | 40 | Bathroom
Ceiling Fixture | Compact Fluorescent |  | Twist | 2 | 15 | Master Bedroom
Track | Halogen |  | MR | 3 | 50 | Master Bedroom
Table | Incandescent |  | Standard A Lamp | 3 | 60 | Master Bedroom
Wall Mount | Incandescent |  | Globe | 2 | 40 | Bathroom
Ceiling Fixture | Incandescent |  | Standard A Lamp | 1 | 40 | Bathroom
Ceiling Fixture | Incandescent |  | Standard A Lamp | 1 | 40 | Closet
Wall Mount | Incandescent |  | Standard A Lamp | 2 | 60 | Bathroom
Ceiling Fixture | Incandescent |  | Standard A Lamp | 1 | 60 | Garage
Garage door opener | Incandescent |  | Standard A Lamp | 2 | 60 | Garage
Ceiling Fixture | Compact Fluorescent |  | A shape bulb | 2 | 15 | Hall
Ceiling Fixture | Incandescent |  | Standard A Lamp | 2 | 60 | Hall
Track | Halogen |  | MR | 5 | 50 | Office
Ceiling Fixture | Incandescent |  | Standard A Lamp | 5 | 60 | Dining Room
Recessed Can | Compact Fluorescent |  | Reflector | 1 | 22 | Kitchen
Other | Linear Fluorescent | 12 | T-4 | 5 | 13 | Kitchen
Track | Halogen |  | MR | 3 | 50 | Living Room
Ceiling Fixture | Compact Fluorescent |  | A shape bulb | 2 | 22 | Living Room
Ceiling Fixture | Incandescent |  | Standard A Lamp | 2 | 60 | Hall
Table | Incandescent |  | Standard A Lamp | 1 | 60 | Bedroom
Ceiling Fixture | Incandescent |  | Standard A Lamp | 3 | 60 | Bedroom
Track | Halogen |  | MR | 5 | 50 | Bedroom
Table | Compact Fluorescent |  | Twist | 2 | 15 | Bedroom
Table | Incandescent |  | Standard A Lamp | 1 | 60 | Bedroom
Table | Halogen |  | MR | 1 | 50 | Bedroom
Wall Mount | Incandescent |  | Globe | 6 | 40 | Bathroom
Ceiling Fixture | Incandescent |  | Heat Lamp | 2 | 150 | Bathroom
Wall Mount | Incandescent |  | Globe | 6 | 40 | Bathroom
Ceiling Fixture | Incandescent |  | Standard A Lamp | 3 | 60 | Bedroom
Floor lamp | Incandescent |  | Standard A Lamp | 2 | 75 | Bedroom
Ceiling Fixture | Incandescent |  | Standard A Lamp | 3 | 60 | Bedroom
Table | Incandescent |  | Standard A Lamp | 1 | 60 | Bedroom
Recessed Can | Halogen |  | PAR | 1 | 50 | Family Room
Ceiling Fixture | Halogen |  | PAR | 1 | 75 | Garage
Ceiling Fixture | Compact Fluorescent |  | Straight Tube | 1 | 25 | Garage
Ceiling Fixture | Incandescent |  | Standard A Lamp | 2 | 60 | Hall
Chandelier (Hanging) | Incandescent |  | Colored | 1 | 40 | Kitchen
Recessed Can | Halogen |  | PAR | 1 | 50 | Kitchen
Recessed Can | Halogen |  | PAR | 1 | 40 | Kitchen
Ceiling Fixture | Incandescent |  | Standard A Lamp | 2 | 60 | Laundry Room
Table | Compact Fluorescent |  | Twist | 1 | 20 | Living Room
Floor lamp | Incandescent |  | Standard A Lamp | 2 | 75 | Living Room
Table | Incandescent |  | Standard A Lamp | 1 | 75 | Living Room
Ceiling Fixture | Incandescent |  | Standard A Lamp | 2 | 60 | Master Bedroom
Table | Incandescent |  | Clear | 1 | 40 | Master Bedroom
Ceiling Fixture | Incandescent |  | Standard A Lamp | 1 | 60 | Other
Wall Mount | Incandescent |  | Standard A Lamp | 3 | 75 | Bathroom
Ceiling Fixture | Compact Fluorescent |  | Twist | 1 | 15 | Bathroom
Chandelier (Hanging) | Incandescent |  | Mini base | 5 | 5 | Bedroom
Chandelier (Hanging) | Compact Fluorescent |  | Twist | 1 | 15 | Bedroom
Ceiling Fixture | Linear Fluorescent | 48 | T-12 | 2 | 32 | Other
Ceiling Fixture | Incandescent |  | Standard A Lamp | 1 | 60 | Other
Ceiling Fixture | Linear Fluorescent | 48 | T-12 | 2 | 32 | Closet
Ceiling Fixture | Incandescent |  | Standard A Lamp | 2 | 60 | Office
Table | Compact Fluorescent |  | Twist | 1 | 15 | Office
Chandelier (Hanging) | Incandescent |  | Decorative | 1 | 60 | Office
Chandelier (Hanging) | Incandescent |  | Standard A Lamp | 3 | 60 | Dining Room
Ceiling Fixture | Incandescent |  | Standard A Lamp | 2 | 60 | Hall
Recessed - other | Linear Fluorescent | 48 | T-12 | 3 | 32 | Kitchen
Table | Compact Fluorescent |  | Twist | 1 | 15 | Living Room
Chandelier (Hanging) | Incandescent |  | Standard A Lamp | 3 | 60 | Living Room
Ceiling Fixture | Compact Fluorescent |  | Twist | 2 | 15 | Office
Ceiling Fixture | Incandescent |  | Standard A Lamp | 1 | 60 | Hall
Wall Mount | Incandescent |  | Standard A Lamp | 3 | 75 | Bathroom
Ceiling Fixture | Incandescent |  | Standard A Lamp | 3 | 60 | Dining Room
Ceiling Fixture | Linear Fluorescent | 24 | T-12 | 2 | 40 | Garage
Track | Incandescent |  | Mini base | 4 | 40 | Hall
Recessed Can | Incandescent |  | Reflector | 1 | 65 | Kitchen
Recessed Can | Incandescent |  | Reflector | 1 | 45 | Kitchen
Torchiere | Halogen |  | Quartz Tube | 1 | 300 | Living Room
Floor lamp | Incandescent |  | 3-Way Incandescent | 1 | 150 | Living Room
Ceiling Fixture | Incandescent |  | Standard A Lamp | 2 | 60 | Master Bedroom
Floor lamp | Incandescent |  | Standard A Lamp | 1 | 60 | Master Bedroom
Wall Mount | Incandescent |  | Standard A Lamp | 4 | 60 | Master Bedroom
Ceiling Fixture | Incandescent |  | Standard A Lamp | 1 | 60 | Office
Floor lamp | Incandescent |  | Mini base | 1 | 40 | Office
Wall Mount | Incandescent |  | Globe | 5 | 40 | Bathroom
Recessed - other | Incandescent |  | Heat Lamp | 1 | 250 | Bathroom
Ceiling Fan | Compact Fluorescent |  | Twist | 3 | 15 | Bedroom
Ceiling Fan | Compact Fluorescent |  | Twist | 3 | 15 | Bedroom
Ceiling Fan | Compact Fluorescent |  | Twist | 3 | 15 | Other
Chandelier (Hanging) | Compact Fluorescent |  | Twist | 4 | 15 | Dining Room
Chandelier (Hanging) | Incandescent |  | Standard A Lamp | 4 | 40 | Dining Room
Ceiling Fixture | Linear Fluorescent | 48 | T-12 | 2 | 40 | Garage
Ceiling Fixture | Incandescent |  | Standard A Lamp | 1 | 60 | Garage
Garage door opener | Incandescent |  | Standard A Lamp | 1 | 60 | Garage
Wall Mount | Compact Fluorescent |  | Twist | 1 | 15 | Hall
Ceiling Fixture | Compact Fluorescent |  | Twist | 1 | 15 | Hall
Ceiling Fixture | Incandescent |  | Standard A Lamp | 1 | 60 | Kitchen
Recessed Can | Incandescent |  | Reflector | 1 | 65 | Kitchen
Ceiling Fixture | Compact Fluorescent |  | Twist | 1 | 15 | Laundry Room
Ceiling Fan | Incandescent |  | Standard A Lamp | 4 | 60 | Living Room
Wall Mount | Incandescent |  | Standard A Lamp | 4 | 60 | Bathroom
Ceiling Fan | Compact Fluorescent |  | Twist | 3 | 15 | Master Bedroom
Wall Mount | Compact Fluorescent |  | Twist | 1 | 15 | Other
Wall Mount | Incandescent |  | Standard A Lamp | 3 | 60 | Bathroom
Recessed Can | Compact Fluorescent |  | Twist | 1 | 22 | Bathroom
Wall Mount | Compact Fluorescent |  | Twist | 2 | 15 | Bathroom
Recessed Can | Incandescent |  | Reflector | 1 | 60 | Bathroom
Recessed Can | Incandescent |  | Reflector | 1 | 60 | Other
Chandelier (Hanging) | Incandescent |  | Clear | 1 | 100 | Dining Room
Recessed Can | Incandescent |  | Reflector | 1 | 60 | Dining Room
Table | Compact Fluorescent |  | Twist | 1 | 15 | Dining Room
Recessed Can | Incandescent |  | Standard A Lamp | 1 | 100 | Other
Recessed Can | Incandescent |  | Reflector | 1 | 60 | Kitchen
Architectural | Halogen |  | Other | 1 | 10 | Kitchen
Other | Halogen |  | Other | 1 | 10 | Kitchen
Chandelier (Hanging) | Compact Fluorescent |  | Twist | 1 | 15 | Kitchen
Recessed Can | Incandescent |  | Reflector | 1 | 60 | Living Room
Floor lamp | Compact Fluorescent |  | Twist | 1 | 7 | Living Room
Table | Incandescent |  | 3-Way Incandescent | 1 | 100 | Living Room
Table | Incandescent |  | Standard A Lamp | 1 | 75 | Living Room
Recessed Can | Halogen |  | PAR | 1 | 60 | Master Bedroom
Table | Compact Fluorescent |  | Twist | 2 | 15 | Master Bedroom
Recessed Can | Compact Fluorescent |  | Twist | 1 | 22 | Closet
Recessed Can | Incandescent |  | Reflector | 1 | 60 | Hall
Recessed Can | Incandescent |  | Standard A Lamp | 1 | 60 | Office
Recessed Can | Compact Fluorescent |  | Twist | 1 | 22 | Office
Table | Compact Fluorescent |  | Twist | 1 | 15 | Office
Recessed Can | Compact Fluorescent |  | Twist | 1 | 22 | Hall
Recessed Can | Compact Fluorescent |  | Twist | 1 | 15 | Other
Recessed Can | Compact Fluorescent |  | Flood | 1 | 22 | Other
Recessed Can | Compact Fluorescent |  | Twist | 1 | 15 | Other
Ceiling Fixture | Linear Fluorescent | 18 | T-8 | 1 | 20 | Other
Chandelier (Hanging) | Compact Fluorescent |  | Twist | 8 | 15 | Living Room
Table | Compact Fluorescent |  | Twist | 2 | 15 | Living Room
Ceiling Fixture | Halogen |  | MR | 1 | 50 | Living Room
Track | Halogen |  | MR | 4 | 50 | Office
Table | Incandescent |  | Standard A Lamp | 1 | 60 | Office
Table | Compact Fluorescent |  | Twist | 2 | 15 | Office
Ceiling Fixture | Compact Fluorescent |  | Twist | 3 | 15 | Laundry Room
Wall Mount | Compact Fluorescent |  | Twist | 3 | 15 | Bathroom
Recessed Can | Incandescent |  | Reflector | 1 | 65 | Hall
Ceiling Fixture | Compact Fluorescent |  | Twist | 3 | 15 | Bedroom
Table | Compact Fluorescent |  | Twist | 1 | 15 | Bedroom
Ceiling Fixture | Compact Fluorescent |  | Twist | 3 | 15 | Bedroom
Table | Compact Fluorescent |  | Twist | 1 | 15 | Bedroom
Chandelier (Hanging) | Compact Fluorescent |  | Twist | 3 | 15 | Dining Room
Recessed Can | Incandescent |  | Reflector | 1 | 65 | Dining Room
Table | Compact Fluorescent |  | Twist | 1 | 15 | Dining Room
Recessed Can | Incandescent |  | Reflector | 1 | 65 | Kitchen
Ceiling Fixture | Compact Fluorescent |  | Twist | 1 | 15 | Kitchen
Other | Linear Fluorescent | 12 | T-5 | 1 | 16 | Kitchen
Ceiling Fixture | Compact Fluorescent |  | Twist | 1 | 15 | Garage
Garage door opener | Compact Fluorescent |  | Twist | 1 | 15 | Garage
Recessed Can | Incandescent |  | Reflector | 1 | 65 | Hall
Ceiling Fixture | Halogen |  | MR | 1 | 50 | Hall
Ceiling Fixture | Compact Fluorescent |  | Twist | 2 | 15 | Hall
Ceiling Fixture | Compact Fluorescent |  | Twist | 2 | 15 | Bathroom
Recessed Can | Incandescent |  | Reflector | 1 | 65 | Bathroom
Recessed Can | Incandescent |  | Reflector | 1 | 65 | Master Bedroom
Table | Compact Fluorescent |  | Twist | 1 | 15 | Master Bedroom
Ceiling Fixture | Compact Fluorescent |  | Twist | 3 | 15 | Closet
Ceiling Fixture | Compact Fluorescent |  | Twist | 1 | 15 | Closet
Wall Mount | Compact Fluorescent |  | Twist | 3 | 15 | Bathroom
Recessed Can | Compact Fluorescent |  | Twist | 1 | 15 | Bathroom
Wall Mount | Incandescent |  | Globe | 4 | 40 | Bathroom
Ceiling Fan | Incandescent |  | Heat Lamp | 2 | 250 | Bathroom
Ceiling Fixture | Incandescent |  | Standard A Lamp | 2 | 40 | Bedroom
Table | Compact Fluorescent |  | Twist | 1 | 13 | Bedroom
Chandelier (Hanging) | Incandescent |  | Globe | 5 | 40 | Family Room
Recessed - other | Incandescent |  | Standard A Lamp | 3 | 75 | Office
Ceiling Fixture | Incandescent |  | Standard A Lamp | 2 | 60 | Kitchen
Recessed Can | Compact Fluorescent |  | Reflector | 1 | 15 | Kitchen
Other | Halogen |  | MR | 2 | 20 | Kitchen
Architectural | Incandescent |  | Standard A Lamp | 1 | 90 | Kitchen
Floor lamp | Linear Fluorescent | 48 | T-4 | 0 | 40 | Living Room
Ceiling Fixture | Incandescent |  | Standard A Lamp | 2 | 60 | Living Room
Floor lamp | Compact Fluorescent |  | Twist | 1 | 13 | Living Room
Table | Compact Fluorescent |  | Twist | 1 | 13 | Living Room
Wall Mount | Incandescent |  | Standard A Lamp | 2 | 60 | Bathroom
Ceiling Fan | Incandescent |  | Standard A Lamp | 1 | 60 | Bathroom
Ceiling Fan | Incandescent |  | Standard A Lamp | 3 | 40 | Bedroom
Table | Compact Fluorescent |  | Twist | 1 | 15 | Bedroom
Table | Compact Fluorescent |  | Twist | 1 | 15 | Bedroom
Ceiling Fixture | Incandescent |  | Standard A Lamp | 2 | 60 | Bedroom
Ceiling Fixture | Compact Fluorescent |  | Twist | 1 | 15 | Bedroom
Ceiling Fixture | Compact Fluorescent |  | Twist | 1 | 15 | Dining Room
Ceiling Fixture | Compact Fluorescent |  | Twist | 2 | 15 | Hall
Recessed - other | Incandescent |  | Standard A Lamp | 1 | 60 | Kitchen
Ceiling Fixture | Compact Fluorescent |  | Twist | 3 | 15 | Kitchen
Ceiling Fan | Compact Fluorescent |  | Twist | 1 | 15 | Laundry Room
Recessed Can | Compact Fluorescent |  | Twist | 1 | 15 | Living Room
Wall Mount | Compact Fluorescent |  | Twist | 1 | 15 | Living Room
Table | Incandescent |  | Mini base | 1 | 25 | Master Bedroom
Floor lamp | Compact Fluorescent |  | Twist | 3 | 15 | Master Bedroom
Table | Incandescent |  | Standard A Lamp | 1 | 100 | Master Bedroom
Table | Incandescent |  | Globe | 2 | 40 | Master Bedroom
Wall Mount | Incandescent |  | Globe | 8 | 40 | Bathroom
Ceiling Fixture | Compact Fluorescent |  | Twist | 2 | 15 | Bedroom
Table | Incandescent |  | Mini base | 1 | 25 | Bedroom
Ceiling Fixture | Compact Fluorescent |  | Twist | 1 | 15 | Bedroom
Ceiling Fixture | Compact Fluorescent |  | Twist | 1 | 15 | Bedroom
Ceiling Fixture | Compact Fluorescent |  | Twist | 2 | 15 | Hall
Ceiling Fixture | Compact Fluorescent |  | Twist | 1 | 15 | Closet
Ceiling Fixture | Compact Fluorescent |  | Twist | 2 | 15 | Bedroom
Ceiling Fixture | Compact Fluorescent |  | Twist | 2 | 15 | Hall
Ceiling Fixture | Incandescent |  | Standard A Lamp | 1 | 60 | Bathroom
Architectural | Incandescent |  | Standard A Lamp | 1 | 40 | Closet
Ceiling Fixture | Compact Fluorescent |  | A shape bulb | 2 | 15 | Bedroom
Chandelier (Hanging) | Incandescent |  | Mini base | 6 | 40 | Dining Room
Floor lamp | Incandescent |  | Standard A Lamp | 3 | 60 | Dining Room
Floor lamp | Incandescent |  | 3-Way Incandescent | 1 | 100 | Dining Room
Wall Mount | Incandescent |  | Globe | 3 | 40 | Bathroom
Ceiling Fixture | Incandescent |  | Heat Lamp | 1 | 250 | Bathroom
Chandelier (Hanging) | Incandescent |  | Clear | 1 | 60 | Hall
Ceiling Fixture | Incandescent |  | Globe | 1 | 40 | Bedroom
Table | Incandescent |  | Clear | 1 | 40 | Bedroom
Recessed Can | Incandescent |  | Reflector | 1 | 65 | Kitchen
Ceiling Fixture | Incandescent |  | Standard A Lamp | 1 | 60 | Kitchen
Low bay | Linear Fluorescent | 34 | T-8 | 1 | 25 | Kitchen
High bay | Linear Fluorescent | 47 | T-12 | 2 | 40 | Laundry Room
Architectural | Compact Fluorescent |  | Twist | 1 | 9 | Laundry Room
Ceiling Fixture | Compact Fluorescent |  | A shape bulb | 3 | 15 | Master Bedroom
Table | Compact Fluorescent |  | Twist | 1 | 23 | Master Bedroom
Ceiling Fixture | Incandescent |  | Clear | 2 | 40 | Office
Table | Incandescent |  | Clear | 1 | 40 | Office
Table | Incandescent |  | Standard A Lamp | 1 | 60 | Living Room
Floor lamp | Incandescent |  | Standard A Lamp | 1 | 60 | Living Room
Table | Incandescent |  | Standard A Lamp | 1 | 60 | Living Room
Floor lamp | Incandescent |  | Standard A Lamp | 1 | 100 | Living Room
Table | Incandescent |  | Clear | 2 | 40 | Living Room
High bay | Compact Fluorescent |  | Twist | 1 | 9 | Hall
High bay | Linear Fluorescent | 47 | T-12 | 2 | 32 | Other
Recessed Can | Incandescent |  | Standard A Lamp | 1 | 60 | Family Room
Wall Mount | Incandescent |  | Standard A Lamp | 1 | 40 | Bathroom
Ceiling Fixture | Incandescent |  | Standard A Lamp | 1 | 60 | Hall
Ceiling Fixture | Compact Fluorescent |  | Twist | 1 | 15 | Other
Wall Mount | Incandescent |  | Standard A Lamp | 1 | 60 | Other
Wall Mount | Incandescent |  | Globe | 3 | 40 | Bathroom
Ceiling Fixture | Compact Fluorescent |  | Twist | 1 | 15 | Bedroom
Ceiling Fixture | Compact Fluorescent |  | Twist | 1 | 15 | Bedroom
Ceiling Fixture | Incandescent |  | Standard A Lamp | 2 | 75 | Dining Room
Ceiling Fixture | Incandescent |  | Standard A Lamp | 2 | 60 | Hall
Garage door opener | Incandescent |  | Standard A Lamp | 1 | 60 | Garage
Ceiling Fixture | Incandescent |  | Standard A Lamp | 1 | 60 | Hall
Ceiling Fixture | Compact Fluorescent |  | Twist | 1 | 15 | Kitchen
Table | Incandescent |  | Standard A Lamp | 1 | 60 | Living Room
Table | Compact Fluorescent |  | Twist | 1 | 15 | Living Room
Ceiling Fixture | Incandescent |  | Standard A Lamp | 2 | 60 | Other
Ceiling Fixture | Compact Fluorescent |  | Twist | 1 | 15 | Other
Wall Mount | Incandescent |  | Standard A Lamp | 2 | 60 | Bathroom
Recessed Can | Incandescent |  | Reflector | 1 | 40 | Bathroom
Ceiling Fixture | Compact Fluorescent |  | A shape bulb | 2 | 15 | Bathroom
Chandelier (Hanging) | Compact Fluorescent |  | Twist | 2 | 15 | Bedroom
Ceiling Fixture | Compact Fluorescent |  | A shape bulb | 2 | 15 | Bedroom
Recessed Can | Incandescent |  | Reflector | 1 | 25 | Dining Room
Chandelier (Hanging) | Compact Fluorescent |  | Twist | 3 | 15 | Family Room
Wall Mount | Compact Fluorescent |  | Twist | 1 | 15 | Kitchen
Recessed Can | Compact Fluorescent |  | Reflector | 1 | 15 | Kitchen
Ceiling Fan | Incandescent |  | Mini base | 6 | 25 | Living Room
Ceiling Fixture | Compact Fluorescent |  | Twist | 2 | 15 | Master Bedroom
Chandelier (Hanging) | Compact Fluorescent |  | Twist | 3 | 15 | Office
Wall Mount | Compact Fluorescent |  | Twist | 1 | 15 | Office
Wall Mount | Compact Fluorescent |  | Twist | 1 | 15 | Hall
Ceiling Fixture | Linear Fluorescent | 48 | T-8 | 2 | 32 | Laundry Room
Wall Mount | Compact Fluorescent |  | Twist | 3 | 15 | Bathroom
Ceiling Fixture | Incandescent |  | Standard A Lamp | 1 | 60 | Bedroom
Table | Incandescent |  | Decorative | 1 | 40 | Bedroom
Ceiling Fixture | Compact Fluorescent |  | Circline (Screw Base) | 1 | 22 | Bedroom
Table | Incandescent |  | Standard A Lamp | 1 | 75 | Bedroom
Track | Compact Fluorescent |  | Twist | 2 | 15 | Kitchen
Chandelier (Hanging) | Incandescent |  | Standard A Lamp | 3 | 60 | Kitchen
Ceiling Fixture | Incandescent |  | Standard A Lamp | 1 | 40 | Kitchen
Ceiling Fixture | Compact Fluorescent |  | Straight Tube | 1 | 15 | Laundry Room
Floor lamp | Compact Fluorescent |  | Twist | 5 | 15 | Living Room
Wall Mount | Compact Fluorescent |  | Twist | 1 | 15 | Living Room
Wall Mount | Compact Fluorescent |  | Twist | 1 | 22 | Other
Ceiling Fixture | Compact Fluorescent |  | Twist | 1 | 15 | Office
Table | Incandescent |  | Standard A Lamp | 1 | 60 | Office
Ceiling Fixture | Linear Fluorescent | 96 | T-12 | 2 | 100 | Garage
Ceiling Fixture | Linear Fluorescent | 36 | T-12 | 2 | 40 | Garage
Ceiling Fixture | Incandescent |  | Standard A Lamp | 2 | 60 | Bedroom
Floor lamp | Incandescent |  | Standard A Lamp | 2 | 60 | Bedroom
Ceiling Fixture | Compact Fluorescent |  | Twist | 1 | 22 | Hall
Chandelier (Hanging) | Incandescent |  | Clear | 4 | 40 | Kitchen
Ceiling Fixture | Compact Fluorescent |  | Twist | 3 | 15 | Kitchen
Wall Mount | Linear Fluorescent | 16 | T-8 | 1 | 16 | Kitchen
Wall Mount | Incandescent |  | Standard A Lamp | 1 | 25 | Kitchen
Recessed Can | Compact Fluorescent |  | Twist | 1 | 22 | Kitchen
Floor lamp | Incandescent |  | Standard A Lamp | 1 | 75 | Living Room
Floor lamp | Compact Fluorescent |  | Twist | 1 | 22 | Living Room
Ceiling Fixture | Compact Fluorescent |  | Twist | 1 | 15 | Bedroom
Table | Incandescent |  | Mini base | 3 | 25 | Bedroom
Wall Mount | Linear Fluorescent | 16 | T-5 | 1 | 16 | Bedroom
Wall Mount | Incandescent |  | Heat Lamp | 1 | 60 | Bedroom
Wall Mount | Incandescent |  | Standard A Lamp | 6 | 40 | Bathroom
Recessed Can | Incandescent |  | Reflector | 1 | 65 | Family Room
Floor lamp | Incandescent |  | Mini base | 3 | 40 | Family Room
Table | Incandescent |  | Standard A Lamp | 1 | 60 | Family Room
Table | Incandescent |  | Standard A Lamp | 1 | 25 | Living Room
Floor lamp | Compact Fluorescent |  | Twist | 1 | 22 | Living Room
Wall Mount | Compact Fluorescent |  | Twist | 2 | 15 | Bathroom
Recessed Can | Compact Fluorescent |  | Reflector | 1 | 15 | Bathroom
Recessed Can | Incandescent |  | Reflector | 1 | 65 | Kitchen
Ceiling Fan | Compact Fluorescent |  | Twist | 2 | 15 | Laundry Room
Ceiling Fixture | Compact Fluorescent |  | Twist | 3 | 22 | Garage
Garage door opener | Incandescent |  | Standard A Lamp | 2 | 60 | Garage
Ceiling Fixture | Compact Fluorescent |  | Twist | 2 | 15 | Office
Table | Linear Fluorescent | 48 | Fluorescent Unknown | 1 | 20 | Office
Recessed Can | Incandescent |  | Reflector | 1 | 60 | Hall
Recessed Can | Compact Fluorescent |  | Twist | 2 | 22 | Hall
Ceiling Fixture | Linear Fluorescent |  | T-4 | 3 | 60 | Master Bedroom
Table | Incandescent |  | Standard A Lamp | 1 | 60 | Master Bedroom
Table | Compact Fluorescent |  | Twist | 1 | 15 | Master Bedroom
Wall Mount | Compact Fluorescent |  | Twist | 2 | 15 | Bathroom
Wall Mount | Incandescent |  | Standard A Lamp | 6 | 60 | Bathroom
Ceiling Fixture | Incandescent |  | Reflector | 1 | 60 | Bathroom
Ceiling Fixture | Incandescent |  | Standard A Lamp | 2 | 60 | Closet
Ceiling Fixture | Incandescent |  | Standard A Lamp | 2 | 60 | Bedroom
Floor lamp | Incandescent |  | Standard A Lamp | 1 | 60 | Bedroom
Ceiling Fixture | Compact Fluorescent |  | Reflector | 1 | 15 | Bathroom
Wall Mount | Incandescent |  | Globe | 8 | 40 | Bathroom
Ceiling Fixture | Compact Fluorescent |  | Twist | 2 | 15 | Bedroom
Recessed Can | Compact Fluorescent |  | Reflector | 1 | 15 | Family Room
Floor lamp | Compact Fluorescent |  | Straight Tube | 1 | 22 | Family Room
Recessed Can | Incandescent |  | Reflector | 1 | 65 | Dining Room
Chandelier (Hanging) | Incandescent |  | Mini base | 6 | 40 | Dining Room
Table | Incandescent |  | Mini base | 1 | 40 | Dining Room
Recessed Can | Compact Fluorescent |  | Reflector | 1 | 22 | Hall
Wall Mount | Halogen |  | MR | 1 | 50 | Closet
Ceiling Fixture | Compact Fluorescent |  | Twist | 2 | 22 | Office
Table | Compact Fluorescent |  | Mini base | 1 | 15 | Office
Table | Compact Fluorescent |  | Twist | 1 | 15 | Office
Table | Halogen |  | PAR | 1 | 30 | Office
Wall Mount | Compact Fluorescent |  | Twist | 1 | 22 | Closet
Table | Incandescent |  | Decorative | 1 | 40 | Bedroom
Track | Incandescent |  | Reflector | 3 | 50 | Bedroom
Table | Incandescent |  | Standard A Lamp | 2 | 60 | Bedroom
Table | Incandescent |  | Mini base | 1 | 5 | Bedroom
Chandelier (Hanging) | Incandescent |  | Mini base | 5 | 60 | Family Room
Chandelier (Hanging) | Incandescent |  | Standard A Lamp | 1 | 100 | Dining Room
Table | Incandescent |  | Mini base | 1 | 5 | Dining Room
Wall Mount | Incandescent |  | Standard A Lamp | 3 | 40 | Bathroom
Ceiling Fixture | Compact Fluorescent |  | Straight Tube | 1 | 29 | Office
Table | Incandescent |  | Other | 1 | 40 | Office
Ceiling Fixture | Incandescent |  | Standard A Lamp | 2 | 40 | Hall
Wall Mount | Incandescent |  | Mini base | 1 | 5 | Hall
Ceiling Fixture | Compact Fluorescent |  | Twist | 1 | 13 | Hall
Chandelier (Hanging) | Incandescent |  | Globe | 1 | 100 | Kitchen
Recessed Can | Incandescent |  | Standard A Lamp | 1 | 75 | Kitchen
Recessed Can | Incandescent |  | Standard A Lamp | 1 | 100 | Kitchen
Ceiling Fixture | Incandescent |  | Standard A Lamp | 2 | 60 | Living Room
Floor lamp | Incandescent |  | Standard A Lamp | 1 | 100 | Living Room
Table | Compact Fluorescent |  | Twist | 1 | 26 | Living Room
Wall Mount | Incandescent |  | Decorative | 1 | 40 | Living Room
Floor lamp | Incandescent |  | Decorative | 1 | 60 | Living Room
Table | Incandescent |  | 3-Way Incandescent | 1 | 100 | Bedroom
Table | Incandescent |  | Standard A Lamp | 1 | 60 | Bedroom
Ceiling Fixture | Compact Fluorescent |  | Twist | 1 | 13 | Hall
Wall Mount | Incandescent |  | Standard A Lamp | 3 | 60 | Bathroom
Recessed - other | Incandescent |  | Standard A Lamp | 1 | 75 | Bathroom
Wall Mount | Incandescent |  | 3-Way Incandescent | 1 | 150 | Master Bedroom
Table | Incandescent |  | Standard A Lamp | 1 | 60 | Master Bedroom
Ceiling Fixture | Incandescent |  | Standard A Lamp | 1 | 60 | Closet
Ceiling Fixture | Incandescent |  | Standard A Lamp | 1 | 60 | Other
Ceiling Fixture | Incandescent |  | Standard A Lamp | 1 | 100 | Other
Wall Mount | Incandescent |  | Standard A Lamp | 1 | 40 | Laundry Room
Ceiling Fixture | Linear Fluorescent | 48 | T-12 | 2 | 40 | Garage
Ceiling Fixture | Incandescent |  | Standard A Lamp | 1 | 75 | Garage
Wall Mount | Incandescent |  | Standard A Lamp | 1 | 60 | Bathroom
Ceiling Fixture | Linear Fluorescent | 48 | T-12 | 2 | 40 | Bathroom
Wall Mount | Compact Fluorescent |  | Twist | 1 | 15 | Bathroom
Ceiling Fixture | Incandescent |  | Heat Lamp | 1 | 250 | Bathroom
Ceiling Fixture | Linear Fluorescent | 48 | T-12 | 2 | 40 | Bathroom
Ceiling Fixture | Compact Fluorescent |  | Twist | 2 | 22 | Bedroom
Wall Mount | Compact Fluorescent |  | Twist | 1 | 15 | Bedroom
Ceiling Fixture | Compact Fluorescent |  | Twist | 2 | 22 | Bedroom
Table | Compact Fluorescent |  | Straight Tube | 1 | 42 | Bedroom
Ceiling Fixture | Compact Fluorescent |  | Twist | 2 | 15 | Bedroom
Ceiling Fixture | Compact Fluorescent |  | Twist | 2 | 15 | Other
Ceiling Fixture | Incandescent |  | Standard A Lamp | 1 | 60 | Other
Chandelier (Hanging) | Incandescent |  | Mini base | 4 | 40 | Family Room
Ceiling Fixture | Compact Fluorescent |  | Twist | 1 | 15 | Family Room
Ceiling Fixture | Linear Fluorescent | 48 | T-12 | 2 | 40 | Kitchen
Ceiling Fixture | Compact Fluorescent |  | Twist | 3 | 15 | Laundry Room
Floor lamp | Incandescent |  | Standard A Lamp | 1 | 40 | Living Room
Floor lamp | Compact Fluorescent |  | Twist | 2 | 15 | Living Room
Table | Incandescent |  | Standard A Lamp | 2 | 60 | Living Room
Wall Mount | Compact Fluorescent |  | Straight Tube | 1 | 15 | Living Room
Wall Mount | Compact Fluorescent |  | Twist | 1 | 22 | Living Room
Table | Compact Fluorescent |  | Twist | 1 | 22 | Living Room
Ceiling Fan | Incandescent |  | Standard A Lamp | 1 | 25 | Living Room
Wall Mount | Incandescent |  | Standard A Lamp | 1 | 60 | Garage
Ceiling Fixture | Compact Fluorescent |  | Twist | 1 | 15 | Other
Floor lamp | Incandescent |  | Standard A Lamp | 1 | 60 | Other
Ceiling Fixture | Incandescent |  | Standard A Lamp | 1 | 60 | Bedroom
Wall Mount | Compact Fluorescent |  | Twist | 1 | 15 | Bedroom
Wall Mount | Compact Fluorescent |  | Globe | 4 | 7 | Bathroom
Ceiling Fixture | Compact Fluorescent |  | Twist | 1 | 15 | Bedroom
Ceiling Fan | Compact Fluorescent |  | Twist | 1 | 15 | Bedroom
Table | Compact Fluorescent |  | Twist | 1 | 15 | Bedroom
Ceiling Fixture | Compact Fluorescent |  | Twist | 1 | 15 | Hall
Ceiling Fixture | Compact Fluorescent |  | Twist | 1 | 15 | Kitchen
Ceiling Fan | Compact Fluorescent |  | Twist | 1 | 15 | Laundry Room
Table | Compact Fluorescent |  | Twist | 2 | 15 | Living Room
Wall Mount | Compact Fluorescent |  | Twist | 1 | 20 | Bathroom
Ceiling Fixture | Compact Fluorescent |  | Twist | 1 | 13 | Bedroom
Ceiling Fixture | Compact Fluorescent |  | Twist | 1 | 13 | Bedroom
Ceiling Fixture | Compact Fluorescent |  | Twist | 1 | 13 | Bedroom
Ceiling Fixture | Compact Fluorescent |  | Twist | 1 | 20 | Bedroom
Ceiling Fixture | Compact Fluorescent |  | Twist | 1 | 20 | Other
Table | Compact Fluorescent |  | Twist | 1 | 13 | Family Room
Ceiling Fixture | Compact Fluorescent |  | Twist | 1 | 13 | Hall
Ceiling Fixture | Compact Fluorescent |  | Twist | 1 | 13 | Kitchen
Ceiling Fixture | Linear Fluorescent | 24 | T-12 | 2 | 20 | Kitchen
Wall Mount | Compact Fluorescent |  | Twist | 2 | 20 | Laundry Room
Wall Mount | Incandescent |  | Globe | 3 | 25 | Bathroom
Ceiling Fixture | Compact Fluorescent |  | Circline (Screw Base) | 1 | 15 | Bathroom
Track | Compact Fluorescent |  | Twist | 3 | 22 | Laundry Room
Wall Mount | Incandescent |  | Globe | 3 | 25 | Bathroom
Ceiling Fixture | Compact Fluorescent |  | Twist | 1 | 15 | Bedroom
Ceiling Fixture | Compact Fluorescent |  | Twist | 1 | 15 | Garage
Ceiling Fixture | Compact Fluorescent |  | Twist | 1 | 15 | Living Room
Floor lamp | Incandescent |  | Mini base | 3 | 40 | Living Room
Ceiling Fixture | Incandescent |  | Standard A Lamp | 2 | 60 | Master Bedroom
Ceiling Fixture | Incandescent |  | Standard A Lamp | 1 | 60 | Master Bedroom
Table | Incandescent |  | Standard A Lamp | 1 | 60 | Master Bedroom
Ceiling Fixture | Compact Fluorescent |  | Twist | 1 | 15 | Office
Table | Halogen |  | Quartz Tube | 1 | 75 | Office
Recessed Can | Incandescent |  | Reflector | 1 | 75 | Bathroom
Recessed Can | Halogen |  | PAR | 1 | 75 | Bathroom
Recessed Can | Incandescent |  | Standard A Lamp | 1 | 60 | Bathroom
Wall Mount | Incandescent |  | Standard A Lamp | 2 | 40 | Bathroom
Wall Mount | Incandescent |  | Mini base | 1 | 75 | Bathroom
Recessed Can | Halogen |  | PAR | 1 | 75 | Bedroom
Table | Incandescent |  | 3-Way Incandescent | 1 | 150 | Bedroom
Table | Incandescent |  | Standard A Lamp | 1 | 60 | Bedroom
Table | Incandescent |  | Reflector | 1 | 60 | Bedroom
Table | Incandescent |  | Standard A Lamp | 1 | 60 | Bedroom
Garage door opener | Halogen |  | PAR | 1 | 75 | Bedroom
Recessed Can | Halogen |  | PAR | 1 | 75 | Bedroom
Table | Halogen |  | Other | 1 | 50 | Bedroom
Chandelier (Hanging) | Halogen |  | MR | 2 | 50 | Dining Room
Wall Mount | Halogen |  | PAR | 1 | 50 | Dining Room
Recessed Can | Halogen |  | PAR | 1 | 75 | Hall
Recessed Can | Halogen |  | PAR | 1 | 50 | Hall
Wall Mount | Incandescent |  | Mini base | 1 | 75 | Hall
Wall Mount | Incandescent |  | Standard A Lamp | 1 | 60 | Closet
Ceiling Fixture | Incandescent |  | Standard A Lamp | 1 | 60 | Other
Wall Mount | Incandescent |  | Standard A Lamp | 1 | 60 | Other
Ceiling Fixture | Incandescent |  | Standard A Lamp | 1 | 60 | Garage
Garage door opener | Incandescent |  | Standard A Lamp | 1 | 60 | Garage
Recessed Can | Halogen |  | PAR | 1 | 75 | Hall
Recessed Can | Halogen |  | PAR | 1 | 50 | Hall
Recessed Can | Incandescent |  | Reflector | 1 | 60 | Hall
Wall Mount | Linear Fluorescent | 48 | T-12 | 1 | 40 | Closet
Wall Mount | Linear Fluorescent | 48 | T-12 | 1 | 40 | Closet
Other | Halogen |  | Other | 1 | 25 | Kitchen
Recessed Can | Halogen |  | PAR | 1 | 75 | Kitchen
Recessed Can | Halogen |  | PAR | 1 | 50 | Kitchen
Recessed - other | Halogen |  | PAR | 1 | 50 | Kitchen
Recessed - other | Incandescent |  | Heat Lamp | 1 | 250 | Kitchen
Recessed Can | Halogen |  | Other | 1 | 35 | Laundry Room
Recessed Can | Halogen |  | PAR | 1 | 50 | Laundry Room
Recessed Can | Halogen |  | PAR | 1 | 75 | Living Room
Track | Halogen |  | PAR | 2 | 75 | Living Room
Floor lamp | Incandescent |  | Standard A Lamp | 1 | 75 | Living Room
Recessed Can | Halogen |  | PAR | 1 | 75 | Family Room
Table | Compact Fluorescent |  | Pin base | 1 | 5 | Family Room
Wall Mount | Halogen |  | PAR | 1 | 75 | Family Room
Table | Compact Fluorescent |  | Pin base | 1 | 15 | Family Room
Floor lamp | Incandescent |  | Other | 1 | 100 | Family Room
Floor lamp | Incandescent |  | Standard A Lamp | 1 | 60 | Family Room
Wall Mount | Incandescent |  | Standard A Lamp | 1 | 60 | Closet
Recessed Can | Incandescent |  | Standard A Lamp | 1 | 60 | Family Room
Recessed Can | Halogen |  | PAR | 1 | 75 | Family Room
Recessed Can | Incandescent |  | Reflector | 1 | 60 | Family Room
Wall Mount | Incandescent |  | Mini base | 1 | 75 | Family Room
Recessed Can | Halogen |  | PAR | 1 | 75 | Bathroom
Wall Mount | Incandescent |  | Other | 1 | 60 | Bathroom
Recessed Can | Incandescent |  | Reflector | 1 | 60 | Bathroom
Wall Mount | Incandescent |  | Reflector | 1 | 50 | Bathroom
Ceiling Fixture | Incandescent |  | Standard A Lamp | 1 | 60 | Other
High bay | Linear Fluorescent | 48 | T-8 | 2 | 32 | Other
Ceiling Fixture | Compact Fluorescent |  | Twist | 1 | 15 | Other
Ceiling Fixture | Incandescent |  | Standard A Lamp | 1 | 75 | Other
Ceiling Fixture | Incandescent |  | Standard A Lamp | 1 | 60 | Other
Ceiling Fixture | Incandescent |  | Standard A Lamp | 2 | 60 | Other
Wall Mount | Incandescent |  | Standard A Lamp | 1 | 60 | Bathroom
Wall Mount | Compact Fluorescent |  | Twist | 1 | 13 | Bathroom
Ceiling Fixture | Compact Fluorescent |  | Twist | 2 | 15 | Bedroom
Ceiling Fixture | Incandescent |  | Mini base | 2 | 40 | Bedroom
Ceiling Fixture | Compact Fluorescent |  | Twist | 2 | 15 | Dining Room
Ceiling Fixture | Compact Fluorescent |  | Twist | 1 | 13 | Hall
Wall Mount | Incandescent |  | Mini base | 1 | 40 | Hall
Ceiling Fixture | Compact Fluorescent |  | Twist | 2 | 15 | Kitchen
Ceiling Fixture | Incandescent |  | Colored | 1 | 60 | Hall
Wall Mount | Incandescent |  | Standard A Lamp | 4 | 60 | Bathroom
Ceiling Fixture | Compact Fluorescent |  | Twist | 2 | 14 | Bathroom
Wall Mount | Incandescent |  | Standard A Lamp | 3 | 60 | Bathroom
Recessed Can | Halogen |  | PAR | 1 | 75 | Bathroom
Recessed Can | Incandescent |  | Standard A Lamp | 1 | 25 | Bedroom
Floor lamp | Incandescent |  | Standard A Lamp | 1 | 60 | Bedroom
Table | Incandescent |  | Standard A Lamp | 1 | 60 | Bedroom
Recessed Can | Incandescent |  | Standard A Lamp | 1 | 60 | Bedroom
Table | Incandescent |  | Standard A Lamp | 1 | 60 | Bedroom
Floor lamp | Compact Fluorescent |  | Twist | 1 | 18 | Bedroom
Chandelier (Hanging) | Halogen |  | MR | 1 | 40 | Dining Room
Floor lamp | Compact Fluorescent |  | Twist | 3 | 14 | Dining Room
Chandelier (Hanging) | Incandescent |  | Decorative | 3 | 40 | Family Room
Table | Compact Fluorescent |  | Twist | 1 | 23 | Family Room
Chandelier (Hanging) | Incandescent |  | Standard A Lamp | 3 | 60 | Family Room
Ceiling Fixture | Linear Fluorescent | 96 | T-12 | 2 | 75 | Garage
Garage door opener | Compact Fluorescent |  | A shape bulb | 2 | 14 | Garage
Recessed Can | Incandescent |  | Reflector | 1 | 65 | Hall
Ceiling Fixture | Halogen |  | MR | 4 | 50 | Kitchen
Recessed Can | Halogen |  | PAR | 1 | 75 | Kitchen
Ceiling Fixture | Halogen |  | MR | 4 | 50 | Laundry Room
Ceiling Fixture | Halogen |  | MR | 3 | 50 | Laundry Room
Floor lamp | Compact Fluorescent |  | Twist | 1 | 20 | Master Bedroom
Table | Incandescent |  | Standard A Lamp | 1 | 40 | Master Bedroom
Wall Mount | Incandescent |  | Clear | 3 | 40 | Bathroom
Recessed - other | Incandescent |  | Heat Lamp | 1 | 250 | Bathroom
Ceiling Fixture | Incandescent |  | Standard A Lamp | 3 | 60 | Bedroom
Ceiling Fixture | Compact Fluorescent |  | Twist | 2 | 15 | Bedroom
Ceiling Fixture | Incandescent |  | Standard A Lamp | 3 | 60 | Hall
Ceiling Fixture | Incandescent |  | Standard A Lamp | 3 | 60 | Kitchen
Floor lamp | Halogen |  | MR | 1 | 30 | Living Room
Ceiling Fixture | Compact Fluorescent |  | A shape bulb | 1 | 15 | Bathroom
Ceiling Fan | Compact Fluorescent |  | Twist | 1 | 15 | Bathroom
Ceiling Fixture | Incandescent |  | Reflector | 1 | 250 | Bathroom
Ceiling Fixture | Halogen |  | Quartz Tube | 1 | 50 | Bathroom
Ceiling Fixture | Compact Fluorescent |  | Twist | 1 | 7 | Closet
Track | Compact Fluorescent |  | Reflector | 4 | 15 | Dining Room
Ceiling Fixture | Compact Fluorescent |  | Twist | 1 | 15 | Garage
Ceiling Fixture | Incandescent |  | Standard A Lamp | 1 | 100 | Garage
Exterior | Linear Fluorescent | 48 | T-12 | 2 | 40 | Garage
Table | Compact Fluorescent |  | Twist | 1 | 15 | Garage
Ceiling Fixture | Compact Fluorescent |  | Twist | 1 | 22 | Hall
Ceiling Fixture | Compact Fluorescent |  | Twist | 1 | 22 | Hall
Ceiling Fixture | Compact Fluorescent |  | Twist | 2 | 15 | Kitchen
Other | Linear Fluorescent | 36 | Fluorescent Other | 1 | 16 | Kitchen
Wall Mount | Compact Fluorescent |  | Twist | 1 | 15 | Living Room
Table | Compact Fluorescent |  | Twist | 1 | 22 | Living Room
Recessed - other | Halogen |  | MR | 1 | 50 | Living Room
Ceiling Fixture | Compact Fluorescent |  | Twist | 1 | 15 | Living Room
Ceiling Fixture | Compact Fluorescent |  | Twist | 2 | 15 | Master Bedroom
Chandelier (Hanging) | Compact Fluorescent |  | Twist | 2 | 15 | Master Bedroom
Ceiling Fixture | Compact Fluorescent |  | Twist | 1 | 22 | Other
Wall Mount | Compact Fluorescent |  | Twist | 1 | 22 | Other
Ceiling Fixture | Compact Fluorescent |  | Twist | 1 | 15 | Office
Track | Compact Fluorescent |  | Twist | 1 | 15 | Office
Ceiling Fixture | Incandescent |  | Standard A Lamp | 2 | 60 | Family Room
Floor lamp | Compact Fluorescent |  | Twist | 1 | 28 | Family Room
Floor lamp | Compact Fluorescent |  | Twist | 1 | 22 | Family Room
Chandelier (Hanging) | Incandescent |  | Mini base | 8 | 40 | Living Room
Ceiling Fixture | Compact Fluorescent |  | Twist | 1 | 15 | Hall
Ceiling Fixture | Compact Fluorescent |  | Twist | 1 | 15 | Bedroom
Floor lamp | Incandescent |  | 3-Way Incandescent | 1 | 100 | Bedroom
Ceiling Fixture | Incandescent |  | Standard A Lamp | 2 | 60 | Bedroom
Table | Compact Fluorescent |  | Twist | 1 | 22 | Bedroom
Ceiling Fixture | Compact Fluorescent |  | Twist | 2 | 15 | Office
Ceiling Fixture | Compact Fluorescent |  | Twist | 2 | 15 | Master Bedroom
Table | Incandescent |  | Standard A Lamp | 1 | 100 | Master Bedroom
Table | Incandescent |  | Standard A Lamp | 1 | 100 | Master Bedroom
Ceiling Fixture | Linear Fluorescent | 48 | Fluorescent Unknown | 1 | 40 | Bathroom
Table | Incandescent |  | Standard A Lamp | 1 | 75 | Living Room
Floor lamp | Compact Fluorescent |  | Twist | 4 | 22 | Living Room
Ceiling Fixture | Incandescent |  | Clear | 2 | 40 | Hall
Ceiling Fixture | Linear Fluorescent | 48 | T-12 | 1 | 40 | Kitchen
Ceiling Fixture | Compact Fluorescent |  | Twist | 2 | 15 | Laundry Room
Ceiling Fixture | Linear Fluorescent | 48 | T-12 | 2 | 40 | Garage
Ceiling Fixture | Compact Fluorescent |  | Twist | 2 | 15 | Bathroom
Ceiling Fixture | Linear Fluorescent | 48 | T-12 | 1 | 40 | Bathroom
Wall Mount | Incandescent |  | Globe | 4 | 40 | Bathroom
Table | Incandescent |  | Standard A Lamp | 1 | 100 | Master Bedroom
Table | Incandescent |  | Standard A Lamp | 1 | 75 | Master Bedroom
Recessed Can | Compact Fluorescent |  | Twist | 1 | 15 | Master Bedroom
Table | Compact Fluorescent |  | Twist | 2 | 15 | Living Room
Table | Compact Fluorescent |  | Twist | 1 | 22 | Living Room
Torchiere | Incandescent |  | Mini base | 5 | 25 | Living Room
Ceiling Fixture | Incandescent |  | Standard A Lamp | 1 | 75 | Kitchen
Ceiling Fixture | Incandescent |  | Mini base | 2 | 40 | Bedroom
Table | Incandescent |  | Standard A Lamp | 2 | 75 | Bedroom
Floor lamp | Compact Fluorescent |  | Twist | 3 | 15 | Bedroom
Wall Mount | Incandescent |  | Globe | 10 | 40 | Bathroom
Recessed Can | Incandescent |  | Standard A Lamp | 1 | 75 | Bathroom
Ceiling Fixture | Incandescent |  | Mini base | 2 | 40 | Hall
Other | Other |  | Other | 1 | 12 | Hall
Chandelier (Hanging) | Incandescent |  | Mini base | 7 | 25 | Dining Room
Ceiling Fixture | Incandescent |  | Mini base | 2 | 40 | Office
Table | Compact Fluorescent |  | Twist | 1 | 15 | Office
Ceiling Fixture | Incandescent |  | Standard A Lamp | 1 | 25 | Bathroom
Wall Mount | Incandescent |  | Mini base | 4 | 40 | Bathroom
Ceiling Fixture | Incandescent |  | Standard A Lamp | 1 | 40 | Closet
Track | Compact Fluorescent |  | Twist | 1 | 15 | Laundry Room
Track | Incandescent |  | Standard A Lamp | 1 | 60 | Laundry Room
Ceiling Fixture | Incandescent |  | Mini base | 2 | 60 | Bedroom
Table | Compact Fluorescent |  | Twist | 1 | 22 | Bedroom
Ceiling Fixture | Compact Fluorescent |  | Twist | 1 | 15 | Closet
Ceiling Fixture | Compact Fluorescent |  | Twist | 2 | 15 | Hall
Ceiling Fixture | Linear Fluorescent | 48 | T-12 | 2 | 40 | Kitchen
Wall Mount | Compact Fluorescent |  | Globe | 3 | 15 | Bathroom
Ceiling Fixture | Compact Fluorescent |  | Twist | 2 | 15 | Laundry Room
Ceiling Fixture | Compact Fluorescent |  | Twist | 2 | 15 | Garage
Table | Incandescent |  | Standard A Lamp | 1 | 60 | Master Bedroom
Wall Mount | Compact Fluorescent |  | Globe | 3 | 15 | Bathroom
Wall Mount | Compact Fluorescent |  | Globe | 3 | 15 | Bathroom
Recessed - other | Incandescent |  | Heat Lamp | 1 | 150 | Bathroom
Ceiling Fixture | Compact Fluorescent |  | Twist | 2 | 15 | Bedroom
Table | Incandescent |  | Mini base | 1 | 40 | Bedroom
Ceiling Fixture | Compact Fluorescent |  | Twist | 2 | 15 | Bedroom
Chandelier (Hanging) | Compact Fluorescent |  | Twist | 1 | 15 | Hall
Ceiling Fixture | Halogen |  | MR | 1 | 50 | Living Room
Chandelier (Hanging) | Compact Fluorescent |  | Twist | 4 | 15 | Dining Room
Ceiling Fixture | Incandescent |  | Standard A Lamp | 3 | 60 | Living Room
Table | Compact Fluorescent |  | Twist | 1 | 15 | Living Room
Floor lamp | Incandescent |  | Standard A Lamp | 1 | 60 | Living Room
Ceiling Fixture | Other |  | Other | 1 | 15 | Closet
Ceiling Fan | Incandescent |  | Standard A Lamp | 4 | 60 | Dining Room
Ceiling Fixture | Incandescent |  | Standard A Lamp | 1 | 60 | Dining Room
Table | Incandescent |  | Standard A Lamp | 1 | 60 | Bedroom
Chandelier (Hanging) | Incandescent |  | Standard A Lamp | 1 | 60 | Bedroom
Ceiling Fixture | Incandescent |  | Standard A Lamp | 1 | 60 | Hall
Ceiling Fixture | Incandescent |  | Standard A Lamp | 1 | 60 | Bedroom
Wall Mount | Incandescent |  | Standard A Lamp | 1 | 40 | Bathroom
Ceiling Fixture | Compact Fluorescent |  | Twist | 1 | 15 | Kitchen
Ceiling Fixture | Linear Fluorescent | 48 | T-8 | 2 | 32 | Laundry Room
Recessed Can | Incandescent |  | Standard A Lamp | 1 | 100 | Office
Ceiling Fixture | Compact Fluorescent |  | Twist | 1 | 22 | Office
Ceiling Fixture | Compact Fluorescent |  | Twist | 1 | 15 | Office
Ceiling Fixture | Incandescent |  | Standard A Lamp | 1 | 100 | Office
Wall Mount | Incandescent |  | Standard A Lamp | 1 | 100 | Bathroom
Ceiling Fixture | Incandescent |  | Standard A Lamp | 1 | 60 | Bathroom
Ceiling Fixture | Incandescent |  | Standard A Lamp | 2 | 60 | Bedroom
Table | Incandescent |  | Standard A Lamp | 2 | 60 | Bedroom
Table | Incandescent |  | Standard A Lamp | 1 | 60 | Bedroom
Ceiling Fixture | Incandescent |  | Standard A Lamp | 2 | 60 | Bedroom
Table | Incandescent |  | Standard A Lamp | 2 | 60 | Bedroom
Ceiling Fixture | Incandescent |  | Standard A Lamp | 4 | 100 | Dining Room
Ceiling Fixture | Incandescent |  | Standard A Lamp | 1 | 100 | Hall
Recessed Can | Incandescent |  | Standard A Lamp | 1 | 100 | Kitchen
Chandelier (Hanging) | Incandescent |  | Colored | 3 | 40 | Kitchen
Ceiling Fixture | Incandescent |  | Standard A Lamp | 1 | 100 | Laundry Room
Table | Incandescent |  | Standard A Lamp | 1 | 100 | Living Room
Ceiling Fixture | Incandescent |  | Decorative | 1 | 40 | Bathroom
Wall Mount | Incandescent |  | Decorative | 1 | 40 | Bathroom
Chandelier (Hanging) | Incandescent |  | Heat Lamp | 1 | 500 | Bathroom
Wall Mount | Incandescent |  | Globe | 3 | 40 | Bathroom
Ceiling Fixture | Incandescent |  | Heat Lamp | 1 | 500 | Bathroom
Ceiling Fixture | Incandescent |  | Clear | 5 | 40 | Bathroom
Ceiling Fixture | Incandescent |  | Standard A Lamp | 3 | 60 | Bedroom
Table | Compact Fluorescent |  | Twist | 2 | 15 | Bedroom
Wall Mount | Halogen |  | Other | 1 | 40 | Bedroom
Table | Compact Fluorescent |  | Twist | 1 | 15 | Bedroom
Ceiling Fixture | Incandescent |  | Standard A Lamp | 1 | 60 | Bedroom
Table | Incandescent |  | Standard A Lamp | 1 | 60 | Bedroom
Ceiling Fixture | Incandescent |  | Standard A Lamp | 1 | 60 | Dining Room
Ceiling Fixture | Compact Fluorescent |  | Twist | 1 | 15 | Living Room
Wall Mount | Compact Fluorescent |  | Twist | 1 | 15 | Living Room
Ceiling Fixture | Linear Fluorescent | 48 | T-12 | 2 | 40 | Garage
Garage door opener | Incandescent |  | Clear | 1 | 60 | Garage
Ceiling Fixture | Incandescent |  | Standard A Lamp | 1 | 60 | Hall
Ceiling Fixture | Compact Fluorescent |  | Twist | 1 | 15 | Hall
Ceiling Fixture | Incandescent |  | Globe | 1 | 40 | Kitchen
Recessed Can | Incandescent |  | Reflector | 1 | 65 | Kitchen
Ceiling Fixture | Halogen |  | PAR | 1 | 65 | Living Room
Table | Compact Fluorescent |  | Twist | 1 | 22 | Living Room
Floor lamp | Compact Fluorescent |  | Twist | 1 | 22 | Living Room
Ceiling Fixture | Halogen |  | MR | 3 | 50 | Bedroom
Ceiling Fixture | Incandescent |  | Decorative | 1 | 40 | Bedroom
Table | Compact Fluorescent |  | Twist | 2 | 15 | Bedroom
Floor lamp | Incandescent |  | Decorative | 5 | 40 | Bedroom
Ceiling Fixture | Compact Fluorescent |  | Twist | 2 | 22 | Bedroom
Ceiling Fixture | Compact Fluorescent |  | Twist | 1 | 13 | Bathroom
Wall Mount | Compact Fluorescent |  | Twist | 1 | 13 | Bathroom
Ceiling Fixture | Compact Fluorescent |  | Twist | 2 | 13 | Bedroom
Ceiling Fixture | Compact Fluorescent |  | Twist | 1 | 13 | Bedroom
Ceiling Fixture | Compact Fluorescent |  | Twist | 1 | 20 | Bedroom
Ceiling Fixture | Incandescent |  | Mini base | 3 | 40 | Dining Room
Ceiling Fixture | Incandescent |  | Decorative | 1 | 40 | Other
Ceiling Fixture | Compact Fluorescent |  | Twist | 1 | 20 | Other
Floor lamp | Compact Fluorescent |  | Twist | 1 | 20 | Family Room
Other | Linear Fluorescent | 24 | T-8 | 1 | 20 | Family Room
Ceiling Fan | Compact Fluorescent |  | Twist | 3 | 14 | Kitchen
Ceiling Fixture | Compact Fluorescent |  | Twist | 1 | 13 | Kitchen
Ceiling Fixture | Compact Fluorescent |  | Twist | 1 | 20 | Master Bedroom
Ceiling Fixture | Linear Fluorescent | 24 | T-8 | 2 | 16 | Bathroom
Ceiling Fixture | Incandescent |  | Standard A Lamp | 1 | 60 | Bedroom
Ceiling Fixture | Incandescent |  | Standard A Lamp | 1 | 60 | Bedroom
Ceiling Fixture | Incandescent |  | Standard A Lamp | 1 | 60 | Dining Room
Table | Incandescent |  | Standard A Lamp | 1 | 100 | Dining Room
Ceiling Fixture | Linear Fluorescent | 48 | T-12 | 2 | 40 | Kitchen
Ceiling Fixture | Incandescent |  | Standard A Lamp | 1 | 60 | Laundry Room
Ceiling Fixture | Incandescent |  | Standard A Lamp | 1 | 60 | Living Room
Ceiling Fixture | Compact Fluorescent |  | Twist | 1 | 22 | Bathroom
Floor lamp | Compact Fluorescent |  | Twist | 1 | 13 | Bathroom
Ceiling Fixture | Compact Fluorescent |  | Twist | 1 | 22 | Bedroom
Wall Mount | Compact Fluorescent |  | Twist | 1 | 23 | Bedroom
Table | Compact Fluorescent |  | Pin base | 1 | 13 | Bedroom
Ceiling Fixture | Compact Fluorescent |  | Twist | 1 | 22 | Kitchen
Ceiling Fixture | Compact Fluorescent |  | Twist | 1 | 13 | Kitchen
Ceiling Fixture | Linear Fluorescent | 36 | T-8 | 2 | 20 | Bathroom
Ceiling Fixture | Incandescent |  | Standard A Lamp | 1 | 60 | Bedroom
Table | Incandescent |  | Standard A Lamp | 1 | 60 | Bedroom
Ceiling Fixture | Incandescent |  | Standard A Lamp | 2 | 60 | Bedroom
Recessed Can | Incandescent |  | Reflector | 1 | 75 | Hall
Chandelier (Hanging) | Incandescent |  | Decorative | 4 | 40 | Living Room
Chandelier (Hanging) | Incandescent |  | Decorative | 4 | 25 | Hall
Recessed Can | Compact Fluorescent |  | Reflector | 1 | 22 | Kitchen
Recessed Can | Incandescent |  | Reflector | 2 | 75 | Kitchen
Architectural | Linear Fluorescent | 48 | T-12 | 2 | 40 | Kitchen
Architectural | Linear Fluorescent | 36 | T-12 | 2 | 32 | Kitchen
Ceiling Fixture | Incandescent |  | Standard A Lamp | 2 | 60 | Laundry Room
Architectural | Linear Fluorescent | 36 | T-12 | 2 | 32 | Living Room
Torchiere | Halogen |  | Quartz Tube | 1 | 150 | Living Room
Chandelier (Hanging) | Incandescent |  | Standard A Lamp | 3 | 60 | Living Room
Chandelier (Hanging) | Incandescent |  | Decorative | 24 | 25 | Living Room
Ceiling Fan | Incandescent |  | Standard A Lamp | 1 | 75 | Bathroom
Wall Mount | Incandescent |  | Globe | 8 | 40 | Bathroom
Recessed Can | Halogen |  | PAR | 1 | 100 | Master Bedroom
Architectural | Halogen |  | PAR | 1 | 75 | Master Bedroom
Ceiling Fixture | Incandescent |  | Standard A Lamp | 2 | 60 | Closet
Ceiling Fixture | Incandescent |  | Standard A Lamp | 2 | 60 | Office
Recessed - other | Linear Fluorescent | 36 | T-12 | 1 | 20 | Hall
Recessed - other | Incandescent |  | Reflector | 1 | 75 | Other
Architectural | Linear Fluorescent | 36 | T-12 | 2 | 32 | Other
Wall Mount | Compact Fluorescent |  | Mini base | 7 | 15 | Bathroom
Recessed Can | Incandescent |  | Reflector | 1 | 75 | Bathroom
Recessed Can | Incandescent |  | Reflector | 1 | 65 | Hall
Recessed Can | Compact Fluorescent |  | Reflector | 1 | 15 | Family Room
Wall Mount | Compact Fluorescent |  | Twist | 2 | 13 | Bathroom
Ceiling Fixture | Compact Fluorescent |  | Twist | 2 | 13 | Bedroom
Ceiling Fixture | Compact Fluorescent |  | Twist | 2 | 13 | Bedroom
Wall Mount | Compact Fluorescent |  | Twist | 1 | 13 | Closet
Wall Mount | Compact Fluorescent |  | Twist | 1 | 13 | Closet
Chandelier (Hanging) | Compact Fluorescent |  | Twist | 7 | 13 | Dining Room
Ceiling Fixture | Compact Fluorescent |  | Twist | 2 | 13 | Hall
Ceiling Fixture | Compact Fluorescent |  | Twist | 1 | 23 | Hall
Chandelier (Hanging) | Compact Fluorescent |  | Twist | 3 | 13 | Hall
Recessed Can | Incandescent |  | Reflector | 1 | 65 | Kitchen
Chandelier (Hanging) | Incandescent |  | Mini base | 1 | 40 | Kitchen
Ceiling Fixture | Compact Fluorescent |  | Twist | 2 | 13 | Master Bedroom
Table | Compact Fluorescent |  | Pin base | 1 | 14 | Master Bedroom
Wall Mount | Compact Fluorescent |  | Twist | 1 | 13 | Closet
Architectural | Compact Fluorescent |  | Twist | 1 | 13 | Laundry Room
Wall Mount | Incandescent |  | Mini base | 3 | 40 | Bathroom
Ceiling Fixture | Compact Fluorescent |  | Twist | 2 | 15 | Bedroom
Table | Compact Fluorescent |  | Twist | 1 | 15 | Bedroom
High bay | Compact Fluorescent |  | Twist | 1 | 15 | Living Room
Floor lamp | Compact Fluorescent |  | Twist | 1 | 15 | Living Room
Table | Compact Fluorescent |  | Twist | 1 | 15 | Office
Wall Mount | Incandescent |  | Reflector | 4 | 40 | Bathroom
Ceiling Fixture | Incandescent |  | Clear | 1 | 60 | Kitchen
Ceiling Fixture | Incandescent |  | Clear | 2 | 40 | Laundry Room
Wall Mount | Incandescent |  | Standard A Lamp | 2 | 60 | Bathroom
Wall Mount | Incandescent |  | Standard A Lamp | 2 | 75 | Bathroom
Ceiling Fixture | Incandescent |  | Standard A Lamp | 1 | 60 | Bathroom
Ceiling Fixture | Incandescent |  | Standard A Lamp | 2 | 60 | Bedroom
Ceiling Fixture | Incandescent |  | Standard A Lamp | 1 | 60 | Bedroom
Table | Incandescent |  | Standard A Lamp | 1 | 60 | Bedroom
Ceiling Fixture | Incandescent |  | Standard A Lamp | 2 | 60 | Bedroom
Chandelier (Hanging) | Incandescent |  | Decorative | 10 | 25 | Dining Room
Ceiling Fixture | Incandescent |  | Standard A Lamp | 3 | 60 | Family Room
Ceiling Fixture | Incandescent |  | Standard A Lamp | 1 | 60 | Garage
Ceiling Fixture | Incandescent |  | Standard A Lamp | 1 | 60 | Hall
Recessed Can | Incandescent |  | Reflector | 1 | 65 | Hall
Ceiling Fixture | Incandescent |  | Standard A Lamp | 2 | 60 | Kitchen
Recessed - other | Incandescent |  | Standard A Lamp | 1 | 60 | Kitchen
Ceiling Fixture | Incandescent |  | Standard A Lamp | 2 | 60 | Laundry Room
Table | Compact Fluorescent |  | Straight Tube | 1 | 22 | Living Room
Ceiling Fixture | Linear Fluorescent | 48 | T-12 | 2 | 40 | Bathroom
Table | Compact Fluorescent |  | Twist | 1 | 15 | Master Bedroom
Ceiling Fixture | Incandescent |  | Standard A Lamp | 3 | 60 | Master Bedroom
Ceiling Fixture | Incandescent |  | Standard A Lamp | 1 | 60 | Bedroom
Table | Incandescent |  | Other | 1 | 60 | Bedroom
Chandelier (Hanging) | Incandescent |  | Standard A Lamp | 1 | 100 | Dining Room
Garage door opener | Incandescent |  | Decorative | 2 | 40 | Garage
Ceiling Fixture | Incandescent |  | Standard A Lamp | 1 | 60 | Garage
Recessed - other | Incandescent |  | Standard A Lamp | 1 | 60 | Hall
Ceiling Fixture | Linear Fluorescent | 48 | T-12 | 4 | 40 | Kitchen
Torchiere | Compact Fluorescent |  | Twist | 1 | 28 | Living Room
Table | Incandescent |  | Standard A Lamp | 1 | 100 | Living Room
Table | Incandescent |  | Standard A Lamp | 1 | 75 | Living Room
Table | Incandescent |  | Decorative | 1 | 25 | Living Room
Floor lamp | Halogen |  | MR | 3 | 50 | Living Room
Ceiling Fixture | Halogen |  | MR | 3 | 50 | Bedroom
Table | Incandescent |  | Decorative | 1 | 40 | Bedroom
Floor lamp | Halogen |  | Quartz Tube | 2 | 50 | Master Bedroom
Wall Mount | Incandescent |  | Globe | 8 | 40 | Bathroom
Ceiling Fixture | Incandescent |  | Standard A Lamp | 1 | 100 | Bathroom
Ceiling Fixture | Incandescent |  | Standard A Lamp | 3 | 60 | Closet
Chandelier (Hanging) | Incandescent |  | Mini base | 6 | 40 | Dining Room
Ceiling Fixture | Linear Fluorescent | 48 | T-12 | 6 | 40 | Kitchen
Ceiling Fixture | Linear Fluorescent | 48 | T-12 | 2 | 40 | Garage
Garage door opener | Incandescent |  | Standard A Lamp | 1 | 60 | Garage
Ceiling Fixture | Compact Fluorescent |  | A shape bulb | 1 | 19 | Garage
Ceiling Fixture | Halogen |  | Quartz Tube | 1 | 50 | Laundry Room
Wall Mount | Halogen |  | Quartz Tube | 3 | 35 | Bathroom
Ceiling Fixture | Halogen |  | MR | 3 | 50 | Bedroom
Wall Mount | Incandescent |  | Standard A Lamp | 1 | 100 | Hall
Ceiling Fixture | Halogen |  | MR | 3 | 50 | Bedroom
Ceiling Fixture | Halogen |  | MR | 3 | 50 | Living Room
Floor lamp | Incandescent |  | Standard A Lamp | 1 | 100 | Living Room
Ceiling Fixture | Compact Fluorescent |  | Twist | 3 | 19 | Dining Room
Chandelier (Hanging) | Incandescent |  | Standard A Lamp | 9 | 60 | Hall
Ceiling Fixture | Halogen |  | MR | 3 | 50 | Office
Table | Incandescent |  | Clear | 1 | 100 | Office
Wall Mount | Incandescent |  | Standard A Lamp | 4 | 100 | Bathroom
Ceiling Fixture | Incandescent |  | Standard A Lamp | 2 | 60 | Bedroom
Table | Incandescent |  | 3-Way Incandescent | 1 | 150 | Bedroom
Ceiling Fixture | Incandescent |  | Standard A Lamp | 2 | 60 | Closet
Recessed Can | Incandescent |  | Reflector | 1 | 45 | Family Room
Torchiere | Incandescent |  | 3-Way Incandescent | 1 | 150 | Family Room
Table | Incandescent |  | 3-Way Incandescent | 1 | 150 | Family Room
Ceiling Fixture | Incandescent |  | Standard A Lamp | 2 | 60 | Family Room
Recessed Can | Incandescent |  | Reflector | 2 | 65 | Family Room
Ceiling Fixture | Incandescent |  | Standard A Lamp | 1 | 60 | Hall
Ceiling Fixture | Incandescent |  | Standard A Lamp | 2 | 60 | Kitchen
Ceiling Fixture | Incandescent |  | Standard A Lamp | 2 | 60 | Office
Table | Incandescent |  | 3-Way Incandescent | 1 | 150 | Office
Chandelier (Hanging) | Incandescent |  | Decorative | 5 | 40 | Office
Ceiling Fixture | Incandescent |  | Standard A Lamp | 1 | 60 | Hall
Ceiling Fixture | Incandescent |  | Standard A Lamp | 1 | 200 | Garage
Ceiling Fixture | Compact Fluorescent |  | Twist | 1 | 42 | Garage
Garage door opener | Compact Fluorescent |  | Twist | 2 | 15 | Garage
Recessed Can | Incandescent |  | Reflector | 1 | 65 | Living Room
Table | Incandescent |  | 3-Way Incandescent | 1 | 150 | Living Room
Wall Mount | Incandescent |  | Standard A Lamp | 1 | 75 | Bathroom
Wall Mount | Incandescent |  | Standard A Lamp | 2 | 60 | Bathroom
Recessed Can | Halogen |  | MR | 1 | 50 | Bathroom
Chandelier (Hanging) | Incandescent |  | Standard A Lamp | 5 | 60 | Dining Room
Floor lamp | Incandescent |  | Standard A Lamp | 1 | 100 | Hall
Chandelier (Hanging) | Incandescent |  | Mini base | 18 | 40 | Hall
Table | Incandescent |  | 3-Way Incandescent | 1 | 150 | Family Room
Recessed Can | Incandescent |  | Reflector | 1 | 45 | Family Room
Floor lamp | Incandescent |  | 3-Way Incandescent | 1 | 150 | Family Room
Torchiere | Incandescent |  | 3-Way Incandescent | 1 | 150 | Family Room
Recessed Can | Incandescent |  | Reflector | 1 | 65 | Family Room
Chandelier (Hanging) | Incandescent |  | Standard A Lamp | 10 | 60 | Dining Room
Recessed Can | Incandescent |  | Reflector | 1 | 60 | Hall
Recessed Can | Incandescent |  | Reflector | 1 | 65 | Hall
Recessed Can | Incandescent |  | Reflector | 1 | 65 | Kitchen
Other | Incandescent |  | Other | 5 | 30 | Kitchen
Ceiling Fixture | Incandescent |  | Standard A Lamp | 2 | 60 | Laundry Room
Other | Incandescent |  | Other | 3 | 30 | Other
Recessed Can | Incandescent |  | Reflector | 1 | 75 | Other
Ceiling Fixture | Incandescent |  | Standard A Lamp | 2 | 60 | Closet
Recessed Can | Incandescent |  | Reflector | 1 | 65 | Hall
Wall Mount | Incandescent |  | Standard A Lamp | 4 | 60 | Bathroom
Ceiling Fixture | Incandescent |  | Reflector | 1 | 65 | Bathroom
Ceiling Fixture | Incandescent |  | Standard A Lamp | 1 | 60 | Closet
Recessed Can | Incandescent |  | Standard A Lamp | 1 | 60 | Bathroom
Wall Mount | Incandescent |  | Standard A Lamp | 3 | 100 | Bathroom
Recessed Can | Incandescent |  | Reflector | 1 | 65 | Bathroom
Recessed Can | Incandescent |  | Standard A Lamp | 3 | 60 | Bathroom
Recessed Can | Incandescent |  | Heat Lamp | 1 | 250 | Bathroom
Ceiling Fixture | Incandescent |  | Standard A Lamp | 2 | 60 | Closet
Recessed Can | Incandescent |  | Reflector | 1 | 60 | Master Bedroom
Wall Mount | Incandescent |  | Standard A Lamp | 1 | 60 | Master Bedroom
Table | Incandescent |  | Mini base | 1 | 25 | Master Bedroom
Recessed Can | Incandescent |  | Reflector | 1 | 65 | Master Bedroom
Ceiling Fixture | Incandescent |  | Standard A Lamp | 1 | 60 | Bedroom
Ceiling Fixture | Incandescent |  | Standard A Lamp | 1 | 60 | Closet
Ceiling Fixture | Incandescent |  | Standard A Lamp | 2 | 60 | Office
Table | Incandescent |  | Standard A Lamp | 1 | 100 | Office
Table | Incandescent |  | Standard A Lamp | 2 | 60 | Office
Ceiling Fixture | Incandescent |  | Standard A Lamp | 1 | 60 | Closet
Ceiling Fixture | Incandescent |  | Standard A Lamp | 2 | 60 | Bedroom
Floor lamp | Incandescent |  | Standard A Lamp | 1 | 100 | Bedroom
Wall Mount | Incandescent |  | Mini base | 1 | 5 | Bedroom
Ceiling Fixture | Incandescent |  | Standard A Lamp | 1 | 60 | Closet
Wall Mount | Incandescent |  | Standard A Lamp | 3 | 60 | Bathroom
Recessed Can | Incandescent |  | Reflector | 1 | 65 | Bathroom
Recessed Can | Incandescent |  | Reflector | 1 | 65 | Bathroom
Wall Mount | Compact Fluorescent |  | Twist | 3 | 13 | Bathroom
Ceiling Fixture | Compact Fluorescent |  | Twist | 1 | 13 | Bedroom
Torchiere | Incandescent |  | Standard A Lamp | 1 | 120 | Bedroom
Chandelier (Hanging) | Compact Fluorescent |  | Twist | 1 | 13 | Dining Room
Recessed Can | Incandescent |  | Reflector | 1 | 65 | Dining Room
Recessed Can | Incandescent |  | Reflector | 1 | 65 | Family Room
Ceiling Fixture | Incandescent |  | Standard A Lamp | 1 | 40 | Other
Ceiling Fixture | Compact Fluorescent |  | Twist | 1 | 13 | Hall
Recessed Can | Incandescent |  | Reflector | 1 | 65 | Hall
Recessed Can | Incandescent |  | Reflector | 1 | 65 | Kitchen
Track | Incandescent |  | Mini base | 1 | 40 | Kitchen
Wall Mount | Incandescent |  | Standard A Lamp | 1 | 60 | Other
Recessed Can | Incandescent |  | Reflector | 1 | 65 | Laundry Room
Ceiling Fixture | Incandescent |  | Standard A Lamp | 1 | 60 | Laundry Room
Ceiling Fixture | Compact Fluorescent |  | Twist | 1 | 13 | Laundry Room
Floor lamp | Compact Fluorescent |  | Twist | 1 | 15 | Living Room
Ceiling Fixture | Incandescent |  | Decorative | 2 | 40 | Other
Recessed Can | Halogen |  | PAR | 1 | 75 | Bathroom
Wall Mount | Compact Fluorescent |  | Twist | 3 | 13 | Bathroom
Wall Mount | Incandescent |  | Decorative | 1 | 40 | Bathroom
Track | Halogen |  | PAR | 3 | 75 | Master Bedroom
Ceiling Fixture | Compact Fluorescent |  | Twist | 1 | 13 | Office
Recessed Can | Incandescent |  | Reflector | 1 | 65 | Bedroom
Floor lamp | Incandescent |  | Standard A Lamp | 1 | 40 | Bedroom
Recessed Can | Incandescent |  | Reflector | 1 | 65 | Hall
Wall Mount | Incandescent |  | Decorative | 1 | 40 | Hall
Ceiling Fixture | Incandescent |  | Standard A Lamp | 1 | 60 | Closet
Table | Incandescent |  | Standard A Lamp | 2 | 40 | Living Room
Table | Incandescent |  | Standard A Lamp | 1 | 60 | Living Room
Table | Incandescent |  | Mini base | 1 | 40 | Living Room
Ceiling Fixture | Incandescent |  | Standard A Lamp | 1 | 60 | Other
Ceiling Fixture | Compact Fluorescent |  | Twist | 2 | 15 | Other
Ceiling Fixture | Incandescent |  | Standard A Lamp | 1 | 60 | Hall
Table | Incandescent |  | Standard A Lamp | 1 | 40 | Hall
Ceiling Fixture | Incandescent |  | Standard A Lamp | 1 | 60 | Master Bedroom
Table | Incandescent |  | Standard A Lamp | 1 | 60 | Master Bedroom
Floor lamp | Incandescent |  | Standard A Lamp | 1 | 60 | Master Bedroom
Ceiling Fixture | Incandescent |  | Standard A Lamp | 1 | 75 | Closet
Ceiling Fixture | Compact Fluorescent |  | Twist | 2 | 15 | Bedroom
Table | Incandescent |  | Standard A Lamp | 1 | 60 | Bedroom
Ceiling Fixture | Incandescent |  | Standard A Lamp | 1 | 60 | Bathroom
Wall Mount | Incandescent |  | Standard A Lamp | 1 | 60 | Bathroom
Ceiling Fixture | Incandescent |  | Standard A Lamp | 2 | 60 | Bedroom
Table | Incandescent |  | Standard A Lamp | 1 | 60 | Bedroom
Ceiling Fixture | Incandescent |  | Standard A Lamp | 2 | 60 | Other
Ceiling Fixture | Compact Fluorescent |  | Twist | 1 | 22 | Garage
Ceiling Fixture | Linear Fluorescent | 48 | T-12 | 2 | 40 | Garage
Table | Linear Fluorescent | 48 | Fluorescent Unknown | 2 | 40 | Dining Room
Chandelier (Hanging) | Incandescent |  | Standard A Lamp | 4 | 60 | Dining Room
Table | Incandescent |  | Standard A Lamp | 1 | 40 | Dining Room
Ceiling Fixture | Incandescent |  | Standard A Lamp | 2 | 60 | Family Room
Wall Mount | Incandescent |  | Standard A Lamp | 1 | 40 | Family Room
Ceiling Fixture | Incandescent |  | Standard A Lamp | 2 | 60 | Bedroom
Ceiling Fixture | Incandescent |  | Standard A Lamp | 1 | 60 | Closet
Ceiling Fixture | Incandescent |  | Standard A Lamp | 1 | 60 | Kitchen
Chandelier (Hanging) | Incandescent |  | Standard A Lamp | 3 | 60 | Kitchen
Table | Incandescent |  | Standard A Lamp | 1 | 25 | Kitchen
Ceiling Fixture | Incandescent |  | Standard A Lamp | 2 | 60 | Closet
Wall Mount | Incandescent |  | Standard A Lamp | 1 | 60 | Laundry Room
Ceiling Fixture | Incandescent |  | Standard A Lamp | 2 | 60 | Laundry Room
Ceiling Fixture | Incandescent |  | Standard A Lamp | 2 | 60 | Bathroom
Wall Mount | Incandescent |  | Standard A Lamp | 1 | 60 | Bathroom
Wall Mount | Incandescent |  | Standard A Lamp | 1 | 60 | Living Room
Ceiling Fixture | Linear Fluorescent | 48 | T-12 | 1 | 40 | Bathroom
Ceiling Fixture | Incandescent |  | Standard A Lamp | 1 | 60 | Hall
Recessed Can | Incandescent |  | Reflector | 1 | 65 | Family Room
Table | Incandescent |  | Standard A Lamp | 1 | 60 | Family Room
Ceiling Fixture | Incandescent |  | Standard A Lamp | 1 | 60 | Laundry Room
Ceiling Fixture | Incandescent |  | Standard A Lamp | 2 | 60 | Laundry Room
Ceiling Fixture | Linear Fluorescent | 48 | T-12 | 2 | 40 | Laundry Room
Wall Mount | Incandescent |  | Standard A Lamp | 2 | 60 | Bathroom
Track | Halogen |  | MR | 4 | 30 | Office
Table | Incandescent |  | Colored | 1 | 25 | Office
Ceiling Fixture | Incandescent |  | Standard A Lamp | 3 | 60 | Other
Garage door opener | Incandescent |  | Standard A Lamp | 1 | 60 | Garage
Ceiling Fixture | Linear Fluorescent | 96 | T-12 | 2 | 60 | Garage
Recessed Can | Incandescent |  | Reflector | 1 | 65 | Dining Room
Floor lamp | Incandescent |  | Clear | 2 | 40 | Dining Room
Recessed Can | Incandescent |  | Reflector | 1 | 65 | Kitchen
Ceiling Fan | Incandescent |  | Standard A Lamp | 1 | 60 | Bathroom
Ceiling Fixture | Incandescent |  | Mini base | 4 | 40 | Hall
Ceiling Fan | Incandescent |  | Standard A Lamp | 1 | 60 | Bedroom
Table | Incandescent |  | Standard A Lamp | 2 | 60 | Bedroom
Ceiling Fan | Incandescent |  | Standard A Lamp | 3 | 75 | Master Bedroom
Table | Incandescent |  | Standard A Lamp | 1 | 60 | Master Bedroom
Recessed Can | Incandescent |  | Reflector | 1 | 65 | Bathroom
Ceiling Fixture | Incandescent |  | Mini base | 2 | 40 | Hall
Wall Mount | Incandescent |  | Decorative | 4 | 60 | Bathroom
Ceiling Fixture | Incandescent |  | Heat Lamp | 1 | 125 | Bathroom
Recessed Can | Halogen |  | PAR | 1 | 50 | Master Bedroom
Table | Incandescent |  | 3-Way Incandescent | 1 | 100 | Master Bedroom
Table | Compact Fluorescent |  | Twist | 1 | 22 | Master Bedroom
Table | Incandescent |  | Mini base | 1 | 25 | Master Bedroom
Wall Mount | Incandescent |  | Standard A Lamp | 3 | 60 | Bathroom
Ceiling Fixture | Incandescent |  | Standard A Lamp | 1 | 40 | Bathroom
Ceiling Fixture | Incandescent |  | Standard A Lamp | 3 | 60 | Bedroom
Table | Incandescent |  | 3-Way Incandescent | 1 | 100 | Bedroom
Table | Incandescent |  | Standard A Lamp | 1 | 60 | Bedroom
Ceiling Fixture | Incandescent |  | Standard A Lamp | 2 | 60 | Hall
Table | Incandescent |  | Standard A Lamp | 1 | 60 | Bedroom
Wall Mount | Incandescent |  | Globe | 4 | 40 | Bedroom
Wall Mount | Incandescent |  | Mini base | 6 | 25 | Bathroom
Ceiling Fixture | Incandescent |  | Heat Lamp | 1 | 150 | Bathroom
Ceiling Fixture | Incandescent |  | Reflector | 2 | 40 | Bedroom
Wall Mount | Incandescent |  | Mini base | 6 | 25 | Bedroom
Table | Incandescent |  | Mini base | 1 | 60 | Bedroom
Ceiling Fixture | Incandescent |  | Reflector | 2 | 75 | Hall
Wall Mount | Compact Fluorescent |  | Circline (Screw Base) | 1 | 22 | Hall
Ceiling Fixture | Incandescent |  | Standard A Lamp | 1 | 40 | Hall
Wall Mount | Halogen |  | Quartz Tube | 1 | 75 | Office
Floor lamp | Incandescent |  | Standard A Lamp | 1 | 60 | Office
Table | Incandescent |  | Standard A Lamp | 1 | 60 | Office
Torchiere | Halogen |  | Quartz Tube | 2 | 75 | Office
Recessed Can | Halogen |  | PAR | 1 | 75 | Other
Ceiling Fixture | Halogen |  | PAR | 3 | 75 | Bedroom
Table | Incandescent |  | Standard A Lamp | 1 | 60 | Bedroom
Wall Mount | Incandescent |  | Globe | 6 | 40 | Bathroom
Wall Mount | Incandescent |  | Clear | 1 | 60 | Bathroom
Ceiling Fixture | Incandescent |  | Heat Lamp | 1 | 150 | Bathroom
Ceiling Fixture | Incandescent |  | Standard A Lamp | 2 | 40 | Hall
Ceiling Fixture | Incandescent |  | Standard A Lamp | 2 | 40 | Closet
Ceiling Fixture | Linear Fluorescent | 48 | T-12 | 2 | 40 | Laundry Room
Other | Linear Fluorescent | 48 | T-12 | 1 | 40 | Laundry Room
Chandelier (Hanging) | Incandescent |  | Mini base | 4 | 60 | Dining Room
Table | Compact Fluorescent |  | Twist | 1 | 22 | Dining Room
Recessed - other | Halogen |  | PAR | 1 | 20 | Dining Room
Ceiling Fixture | Linear Fluorescent | 48 | T-12 | 1 | 32 | Kitchen
Ceiling Fixture | Incandescent |  | Standard A Lamp | 1 | 40 | Other
Table | Compact Fluorescent |  | Twist | 1 | 15 | Living Room
Floor lamp | Incandescent |  | Standard A Lamp | 1 | 40 | Living Room
Wall Mount | Incandescent |  | Globe | 4 | 40 | Bathroom
Wall Mount | Compact Fluorescent |  | Twist | 2 | 15 | Bathroom
Wall Mount | Compact Fluorescent |  | Globe | 2 | 15 | Bathroom
Wall Mount | Incandescent |  | Globe | 1 | 40 | Bathroom
Wall Mount | Incandescent |  | Globe | 4 | 25 | Bathroom
Torchiere | Incandescent |  | Standard A Lamp | 1 | 100 | Bedroom
Ceiling Fixture | Incandescent |  | Standard A Lamp | 1 | 100 | Bedroom
Ceiling Fixture | Incandescent |  | Standard A Lamp | 2 | 60 | Bedroom
Wall Mount | Incandescent |  | Mini base | 1 | 5 | Bedroom
Ceiling Fixture | Incandescent |  | Standard A Lamp | 1 | 60 | Bedroom
Table | Incandescent |  | Mini base | 1 | 25 | Bedroom
Ceiling Fixture | Incandescent |  | Standard A Lamp | 2 | 60 | Dining Room
Floor lamp | Compact Fluorescent |  | Twist | 1 | 22 | Dining Room
Floor lamp | Halogen |  | Quartz Tube | 2 | 20 | Family Room
Ceiling Fixture | Incandescent |  | Standard A Lamp | 1 | 75 | Family Room
Ceiling Fixture | Incandescent |  | Standard A Lamp | 1 | 150 | Garage
Garage door opener | Incandescent |  | Standard A Lamp | 1 | 60 | Garage
Ceiling Fixture | Incandescent |  | Standard A Lamp | 1 | 75 | Hall
Recessed Can | Incandescent |  | Standard A Lamp | 1 | 75 | Hall
Ceiling Fixture | Linear Fluorescent | 46 | T-8 | 2 | 40 | Kitchen
Ceiling Fixture | Incandescent |  | Standard A Lamp | 2 | 60 | Laundry Room
Table | Compact Fluorescent |  | Twist | 2 | 15 | Living Room
Ceiling Fixture | Incandescent |  | Standard A Lamp | 2 | 60 | Office
Wall Mount | Incandescent |  | Standard A Lamp | 1 | 60 | Bathroom
Ceiling Fixture | Incandescent |  | Standard A Lamp | 2 | 60 | Bedroom
Table | Incandescent |  | Standard A Lamp | 1 | 65 | Bedroom
Ceiling Fixture | Incandescent |  | Standard A Lamp | 2 | 60 | Bedroom
Table | Incandescent |  | Standard A Lamp | 1 | 100 | Bedroom
Floor lamp | Incandescent |  | Standard A Lamp | 2 | 60 | Bedroom
Ceiling Fixture | Incandescent |  | Standard A Lamp | 1 | 60 | Dining Room
Ceiling Fixture | Incandescent |  | Standard A Lamp | 1 | 75 | Garage
Garage door opener | Incandescent |  | Standard A Lamp | 2 | 60 | Garage
Ceiling Fixture | Incandescent |  | Standard A Lamp | 2 | 60 | Hall
Ceiling Fixture | Halogen |  | MR | 4 | 50 | Kitchen
Other | Halogen |  | Quartz Tube | 1 | 50 | Kitchen
Table | Incandescent |  | Standard A Lamp | 1 | 60 | Kitchen
Ceiling Fixture | Linear Fluorescent | 44 | T-12 | 2 | 32 | Laundry Room
Ceiling Fixture | Incandescent |  | Standard A Lamp | 2 | 60 | Living Room
Table | Incandescent |  | Standard A Lamp | 1 | 60 | Living Room
Table | Incandescent |  | Standard A Lamp | 2 | 60 | Living Room
Floor lamp | Incandescent |  | Standard A Lamp | 1 | 60 | Living Room
High bay | Incandescent |  | Clear | 5 | 75 | Bathroom
Table | Incandescent |  | Standard A Lamp | 1 | 90 | Closet
Ceiling Fixture | Compact Fluorescent |  | Twist | 1 | 13 | Bathroom
Wall Mount | Incandescent |  | Standard A Lamp | 3 | 100 | Bathroom
Ceiling Fixture | Compact Fluorescent |  | Twist | 2 | 13 | Bedroom
Floor lamp | Incandescent |  | Standard A Lamp | 1 | 60 | Bedroom
Ceiling Fixture | Compact Fluorescent |  | Twist | 2 | 23 | Bedroom
Ceiling Fixture | Compact Fluorescent |  | Twist | 2 | 13 | Bedroom
Chandelier (Hanging) | Incandescent |  | Standard A Lamp | 6 | 60 | Dining Room
Ceiling Fixture | Compact Fluorescent |  | Twist | 1 | 23 | Family Room
Ceiling Fixture | Compact Fluorescent |  | Twist | 1 | 36 | Garage
Ceiling Fixture | Compact Fluorescent |  | Twist | 1 | 23 | Hall
Wall Mount | Incandescent |  | Standard A Lamp | 1 | 40 | Kitchen
Ceiling Fixture | Compact Fluorescent |  | Twist | 1 | 13 | Kitchen
Ceiling Fixture | Compact Fluorescent |  | Twist | 1 | 13 | Laundry Room
Chandelier (Hanging) | Incandescent |  | Decorative | 4 | 40 | Living Room
Wall Mount | Incandescent |  | Standard A Lamp | 3 | 100 | Bathroom
Ceiling Fixture | Compact Fluorescent |  | Twist | 2 | 13 | Master Bedroom
Floor lamp | Compact Fluorescent |  | Twist | 1 | 23 | Master Bedroom
Chandelier (Hanging) | Incandescent |  | Decorative | 5 | 40 | Other
Floor lamp | Compact Fluorescent |  | Twist | 1 | 13 | Other
Wall Mount | Compact Fluorescent |  | Twist | 2 | 15 | Bathroom
Ceiling Fixture | Compact Fluorescent |  | Twist | 1 | 15 | Bathroom
Wall Mount | Incandescent |  | Clear | 6 | 40 | Bathroom
Ceiling Fixture | Incandescent |  | Standard A Lamp | 1 | 60 | Bedroom
Ceiling Fixture | Compact Fluorescent |  | Pin base | 1 | 15 | Bedroom
Recessed Can | Incandescent |  | Reflector | 1 | 65 | Bedroom
Chandelier (Hanging) | Incandescent |  | Mini base | 6 | 25 | Dining Room
Wall Mount | Incandescent |  | Reflector | 1 | 40 | Dining Room
Recessed Can | Incandescent |  | Reflector | 1 | 65 | Family Room
Recessed Can | Incandescent |  | Reflector | 1 | 65 | Hall
Recessed Can | Incandescent |  | Reflector | 1 | 65 | Hall
Recessed Can | Incandescent |  | Reflector | 1 | 65 | Kitchen
Ceiling Fixture | Linear Fluorescent | 24 | T-5 | 2 | 16 | Laundry Room
Recessed Can | Incandescent |  | Reflector | 1 | 65 | Living Room
Floor lamp | Incandescent |  | 3-Way Incandescent | 1 | 150 | Living Room
Wall Mount | Compact Fluorescent |  | Twist | 1 | 15 | Bathroom
Recessed Can | Incandescent |  | Reflector | 1 | 65 | Bathroom
Recessed Can | Incandescent |  | Reflector | 1 | 65 | Master Bedroom
Table | Compact Fluorescent |  | Twist | 1 | 7 | Master Bedroom
Recessed Can | Compact Fluorescent |  | Twist | 1 | 15 | Family Room
Ceiling Fixture | Incandescent |  | Standard A Lamp | 2 | 60 | Kitchen
Chandelier (Hanging) | Compact Fluorescent |  | Twist | 1 | 15 | Hall
Ceiling Fixture | Incandescent |  | Standard A Lamp | 1 | 60 | Living Room
Floor lamp | Incandescent |  | Standard A Lamp | 3 | 60 | Living Room
Table | Incandescent |  | Standard A Lamp | 1 | 60 | Living Room
Table | Compact Fluorescent |  | Twist | 1 | 15 | Living Room
Wall Mount | Incandescent |  | Standard A Lamp | 1 | 25 | Bathroom
Ceiling Fan | Incandescent |  | Standard A Lamp | 1 | 100 | Bathroom
Ceiling Fixture | Compact Fluorescent |  | Twist | 2 | 15 | Bedroom
Table | Incandescent |  | Standard A Lamp | 1 | 100 | Bedroom
Ceiling Fixture | Incandescent |  | Standard A Lamp | 1 | 60 | Closet
Ceiling Fixture | Incandescent |  | Standard A Lamp | 1 | 60 | Bedroom
Table | Compact Fluorescent |  | Twist | 1 | 15 | Bedroom
Wall Mount | Incandescent |  | Standard A Lamp | 1 | 100 | Closet
Wall Mount | Compact Fluorescent |  | Twist | 1 | 22 | Closet
Wall Mount | Incandescent |  | Standard A Lamp | 1 | 75 | Closet
Ceiling Fixture | Incandescent |  | Standard A Lamp | 1 | 75 | Other
Ceiling Fixture | Compact Fluorescent |  | Twist | 1 | 15 | Other
Ceiling Fixture | Linear Fluorescent | 48 | T-4 | 4 | 40 | Other
Ceiling Fixture | Linear Fluorescent | 48 | T-4 | 1 | 40 | Other
Garage door opener | Incandescent |  | Decorative | 1 | 25 | Garage
Ceiling Fixture | Incandescent |  | Standard A Lamp | 2 | 60 | Dining Room
Ceiling Fixture | Compact Fluorescent |  | Twist | 2 | 15 | Kitchen
Ceiling Fixture | Incandescent |  | Globe | 3 | 40 | Kitchen
Recessed Can | Compact Fluorescent |  | Reflector | 1 | 22 | Kitchen
Ceiling Fixture | Incandescent |  | Standard A Lamp | 1 | 60 | Living Room
Table | Incandescent |  | Standard A Lamp | 1 | 40 | Living Room
Table | Compact Fluorescent |  | Twist | 1 | 15 | Living Room
Ceiling Fixture | Incandescent |  | Decorative | 1 | 100 | Master Bedroom
Table | Incandescent |  | Decorative | 1 | 75 | Master Bedroom
Ceiling Fixture | Incandescent |  | Standard A Lamp | 1 | 60 | Closet
Ceiling Fixture | Compact Fluorescent |  | Decorative | 1 | 36 | Bedroom
Ceiling Fixture | Compact Fluorescent |  | Twist | 1 | 15 | Office
Table | Compact Fluorescent |  | Twist | 1 | 15 | Office
Floor lamp | Incandescent |  | Standard A Lamp | 1 | 75 | Office
Other | Other |  | Other | 9 | 15 | Closet
Ceiling Fixture | Incandescent |  | Standard A Lamp | 1 | 75 | Family Room
Wall Mount | Compact Fluorescent |  | Twist | 1 | 15 | Family Room
Table | Incandescent |  | Standard A Lamp | 1 | 75 | Family Room
Table | Incandescent |  | Standard A Lamp | 1 | 75 | Family Room
Wall Mount | Incandescent |  | Standard A Lamp | 4 | 40 | Bathroom
Ceiling Fixture | Incandescent |  | Standard A Lamp | 2 | 60 | Bedroom
Ceiling Fixture | Incandescent |  | Standard A Lamp | 2 | 60 | Bedroom
Ceiling Fixture | Incandescent |  | Standard A Lamp | 2 | 60 | Dining Room
Ceiling Fixture | Linear Fluorescent | 48 | T-12 | 2 | 40 | Garage
Ceiling Fixture | Compact Fluorescent |  | Twist | 2 | 15 | Hall
Chandelier (Hanging) | Incandescent |  | Standard A Lamp | 1 | 60 | Kitchen
Ceiling Fixture | Incandescent |  | Standard A Lamp | 1 | 60 | Laundry Room
Track | Incandescent |  | Reflector | 4 | 65 | Living Room
Ceiling Fixture | Incandescent |  | Standard A Lamp | 1 | 60 | Bathroom
Wall Mount | Incandescent |  | Globe | 8 | 40 | Bathroom
Ceiling Fixture | Incandescent |  | Standard A Lamp | 2 | 60 | Master Bedroom
Chandelier (Hanging) | Incandescent |  | Decorative | 5 | 25 | Dining Room
Floor lamp | Incandescent |  | Standard A Lamp | 1 | 60 | Office
Ceiling Fixture | Incandescent |  | Decorative | 3 | 40 | Office
Chandelier (Hanging) | Incandescent |  | Decorative | 8 | 40 | Dining Room
Wall Mount | Incandescent |  | Globe | 5 | 40 | Bathroom
Ceiling Fixture | Incandescent |  | Globe | 3 | 25 | Bathroom
Ceiling Fixture | Incandescent |  | Decorative | 4 | 40 | Hall
Chandelier (Hanging) | Incandescent |  | Decorative | 4 | 40 | Hall
Ceiling Fixture | Compact Fluorescent |  | Twist | 3 | 13 | Family Room
Floor lamp | Compact Fluorescent |  | Pin base | 1 | 13 | Family Room
Ceiling Fixture | Incandescent |  | Globe | 4 | 25 | Family Room
Garage door opener | Incandescent |  | Standard A Lamp | 2 | 40 | Garage
Ceiling Fixture | Linear Fluorescent | 48 | T-8 | 2 | 32 | Garage
Wall Mount | Incandescent |  | Globe | 5 | 25 | Bathroom
Ceiling Fixture | Linear Fluorescent | 24 | T-8 | 1 | 40 | Kitchen
Ceiling Fixture | Compact Fluorescent |  | Twist | 1 | 23 | Laundry Room
Ceiling Fixture | Incandescent |  | Standard A Lamp | 1 | 60 | Bathroom
Torchiere | Compact Fluorescent |  | Twist | 1 | 22 | Master Bedroom
Chandelier (Hanging) | Compact Fluorescent |  | Twist | 1 | 23 | Master Bedroom
Ceiling Fixture | Incandescent |  | Standard A Lamp | 1 | 60 | Bedroom
Ceiling Fixture | Incandescent |  | Standard A Lamp | 1 | 40 | Other
Wall Mount | Incandescent |  | Standard A Lamp | 1 | 60 | Bedroom
Ceiling Fixture | Compact Fluorescent |  | Flood | 1 | 15 | Living Room
Floor lamp | Compact Fluorescent |  | Twist | 1 | 23 | Living Room
Recessed Can | Compact Fluorescent |  | Flood | 1 | 15 | Office
Wall Mount | Incandescent |  | Standard A Lamp | 1 | 60 | Office
Floor lamp | Incandescent |  | Decorative | 1 | 25 | Office
Ceiling Fixture | Halogen |  | Other | 2 | 52 | Bathroom
Table | Incandescent |  | 3-Way Incandescent | 1 | 100 | Bedroom
Chandelier (Hanging) | Incandescent |  | Mini base | 8 | 40 | Dining Room
Recessed - other | Incandescent |  | Standard A Lamp | 1 | 60 | Hall
Other | Linear Fluorescent | 48 | T-12 | 1 | 40 | Hall
Wall Mount | Incandescent |  | 3-Way Incandescent | 1 | 100 | Family Room
Ceiling Fixture | Incandescent |  | Standard A Lamp | 1 | 60 | Garage
Recessed - other | Incandescent |  | Standard A Lamp | 1 | 60 | Hall
Chandelier (Hanging) | Incandescent |  | Globe | 1 | 40 | Kitchen
Other | Halogen |  | MR | 2 | 30 | Kitchen
Architectural | Linear Fluorescent | 48 | T-12 | 1 | 40 | Kitchen
Ceiling Fixture | Incandescent |  | Standard A Lamp | 1 | 60 | Laundry Room
Chandelier (Hanging) | Incandescent |  | Mini base | 5 | 40 | Living Room
Table | Incandescent |  | 3-Way Incandescent | 1 | 100 | Living Room
Architectural | Linear Fluorescent | 48 | T-12 | 1 | 40 | Bathroom
Architectural | Linear Fluorescent | 48 | T-12 | 1 | 40 | Bathroom
Table | Incandescent |  | Clear | 1 | 25 | Master Bedroom
Table | Incandescent |  | 3-Way Incandescent | 1 | 100 | Master Bedroom
Ceiling Fixture | Incandescent |  | Standard A Lamp | 1 | 40 | Master Bedroom
Table | Incandescent |  | Standard A Lamp | 1 | 75 | Office
Table | Incandescent |  | Standard A Lamp | 1 | 60 | Office
Table | Incandescent |  | 3-Way Incandescent | 1 | 100 | Bedroom
Other | Incandescent |  | Standard A Lamp | 1 | 40 | Bedroom
Ceiling Fixture | Compact Fluorescent |  | Twist | 1 | 15 | Hall
Ceiling Fixture | Compact Fluorescent |  | Twist | 1 | 15 | Bedroom
Ceiling Fixture | Compact Fluorescent |  | Twist | 1 | 15 | Closet
Ceiling Fixture | Compact Fluorescent |  | Twist | 1 | 15 | Bedroom
Table | Halogen |  | MR | 1 | 30 | Bedroom
Ceiling Fixture | Compact Fluorescent |  | Twist | 2 | 15 | Living Room
Floor lamp | Compact Fluorescent |  | Twist | 1 | 15 | Living Room
Ceiling Fixture | Compact Fluorescent |  | Twist | 1 | 15 | Dining Room
Track | Incandescent |  | Globe | 1 | 40 | Kitchen
Wall Mount | Incandescent |  | Globe | 3 | 40 | Bathroom
Ceiling Fixture | Incandescent |  | Standard A Lamp | 1 | 60 | Bathroom
Ceiling Fixture | Incandescent |  | Standard A Lamp | 1 | 75 | Hall
Wall Mount | Incandescent |  | Globe | 5 | 25 | Bathroom
Ceiling Fixture | Compact Fluorescent |  | Twist | 1 | 15 | Bathroom
Ceiling Fixture | Incandescent |  | Reflector | 1 | 75 | Bedroom
Table | Incandescent |  | Standard A Lamp | 1 | 40 | Bedroom
Ceiling Fixture | Compact Fluorescent |  | Twist | 1 | 15 | Closet
Ceiling Fixture | Incandescent |  | Reflector | 1 | 60 | Living Room
Floor lamp | Compact Fluorescent |  | Twist | 1 | 15 | Living Room
Table | Incandescent |  | Decorative | 1 | 25 | Living Room
Ceiling Fixture | Halogen |  | MR | 3 | 50 | Kitchen
Recessed Can | Compact Fluorescent |  | Twist | 1 | 15 | Kitchen
Other | Incandescent |  | Standard A Lamp | 1 | 40 | Kitchen
Ceiling Fixture | Incandescent |  | Globe | 1 | 25 | Dining Room
Ceiling Fixture | Compact Fluorescent |  | Twist | 1 | 15 | Laundry Room
Ceiling Fixture | Compact Fluorescent |  | Twist | 1 | 15 | Garage
Garage door opener | Incandescent |  | Standard A Lamp | 1 | 40 | Garage
Ceiling Fixture | Compact Fluorescent |  | Twist | 2 | 15 | Hall
Chandelier (Hanging) | Compact Fluorescent |  | Twist | 3 | 15 | Office
Table | Compact Fluorescent |  | Twist | 1 | 15 | Office
Ceiling Fixture | Compact Fluorescent |  | Twist | 1 | 15 | Master Bedroom
Table | Incandescent |  | Standard A Lamp | 1 | 75 | Master Bedroom
Table | Compact Fluorescent |  | Twist | 1 | 15 | Master Bedroom
Ceiling Fixture | Compact Fluorescent |  | Twist | 1 | 15 | Bedroom
Table | Compact Fluorescent |  | Twist | 1 | 15 | Bedroom
Ceiling Fixture | Incandescent |  | Standard A Lamp | 2 | 60 | Office
Wall Mount | Incandescent |  | Globe | 4 | 40 | Bathroom
Recessed - other | Incandescent |  | Heat Lamp | 1 | 250 | Bathroom
Ceiling Fixture | Incandescent |  | Standard A Lamp | 2 | 60 | Bedroom
Chandelier (Hanging) | Incandescent |  | Standard A Lamp | 5 | 60 | Dining Room
Recessed - other | Incandescent |  | Standard A Lamp | 2 | 60 | Dining Room
Other | Incandescent |  | Standard A Lamp | 1 | 60 | Dining Room
Track | Incandescent |  | Reflector | 3 | 65 | Dining Room
Garage door opener | Incandescent |  | Standard A Lamp | 2 | 60 | Garage
Ceiling Fixture | Compact Fluorescent |  | Twist | 1 | 13 | Garage
Ceiling Fixture | Incandescent |  | Standard A Lamp | 1 | 60 | Hall
Ceiling Fixture | Incandescent |  | Standard A Lamp | 2 | 60 | Kitchen
Ceiling Fixture | Incandescent |  | Standard A Lamp | 2 | 60 | Living Room
Wall Mount | Incandescent |  | Globe | 4 | 40 | Bathroom
Recessed - other | Incandescent |  | Heat Lamp | 1 | 250 | Bathroom
Ceiling Fixture | Incandescent |  | Standard A Lamp | 2 | 60 | Master Bedroom
Ceiling Fixture | Incandescent |  | Standard A Lamp | 1 | 60 | Closet
Wall Mount | Incandescent |  | Standard A Lamp | 2 | 60 | Bathroom
Wall Mount | Incandescent |  | Globe | 4 | 40 | Bathroom
Ceiling Fixture | Incandescent |  | Standard A Lamp | 2 | 60 | Bedroom
Ceiling Fixture | Incandescent |  | Standard A Lamp | 1 | 65 | Bedroom
Ceiling Fixture | Compact Fluorescent |  | Twist | 1 | 15 | Bedroom
Ceiling Fixture | Compact Fluorescent |  | A shape bulb | 1 | 15 | Hall
Ceiling Fixture | Incandescent |  | Standard A Lamp | 2 | 60 | Family Room
Ceiling Fixture | Compact Fluorescent |  | Twist | 1 | 22 | Garage
Garage door opener | Incandescent |  | Standard A Lamp | 1 | 65 | Garage
Ceiling Fixture | Incandescent |  | Standard A Lamp | 1 | 60 | Hall
Ceiling Fixture | Compact Fluorescent |  | Twist | 2 | 15 | Hall
Ceiling Fixture | Incandescent |  | Standard A Lamp | 2 | 60 | Kitchen
Recessed - other | Incandescent |  | Standard A Lamp | 1 | 60 | Kitchen
Ceiling Fixture | Linear Fluorescent | 48 | T-12 | 2 | 32 | Laundry Room
Floor lamp | Compact Fluorescent |  | A shape bulb | 1 | 15 | Living Room
Chandelier (Hanging) | Compact Fluorescent |  | A shape bulb | 3 | 15 | Other
Ceiling Fixture | Incandescent |  | Standard A Lamp | 1 | 60 | Closet
Floor lamp | Incandescent |  | Standard A Lamp | 1 | 60 | Living Room
Recessed Can | Compact Fluorescent |  | Reflector | 1 | 22 | Living Room
Ceiling Fan | Compact Fluorescent |  | Twist | 1 | 22 | Living Room
Ceiling Fixture | Linear Fluorescent | 48 | T-8 | 2 | 32 | Other
Recessed Can | Compact Fluorescent |  | Reflector | 1 | 22 | Kitchen
Ceiling Fixture | Compact Fluorescent |  | Globe | 1 | 22 | Kitchen
Ceiling Fixture | Compact Fluorescent |  | Globe | 1 | 22 | Laundry Room
Wall Mount | Compact Fluorescent |  | Globe | 3 | 15 | Bathroom
Ceiling Fixture | Compact Fluorescent |  | Globe | 1 | 15 | Bathroom
Chandelier (Hanging) | Compact Fluorescent |  | Globe | 1 | 15 | Hall
Ceiling Fixture | Compact Fluorescent |  | Globe | 1 | 11 | Bedroom
Wall Mount | Compact Fluorescent |  | Globe | 3 | 11 | Bathroom
Ceiling Fixture | Compact Fluorescent |  | Globe | 1 | 11 | Bathroom
Chandelier (Hanging) | Compact Fluorescent |  | Globe | 2 | 11 | Master Bedroom
Table | Incandescent |  | Standard A Lamp | 1 | 60 | Master Bedroom
Wall Mount | Incandescent |  | Globe | 3 | 40 | Bathroom
Wall Mount | Incandescent |  | Globe | 4 | 40 | Bathroom
Ceiling Fixture | Compact Fluorescent |  | Twist | 2 | 15 | Bathroom
Ceiling Fixture | Incandescent |  | Standard A Lamp | 3 | 60 | Bedroom
Ceiling Fixture | Incandescent |  | Standard A Lamp | 1 | 60 | Bedroom
Floor lamp | Incandescent |  | 3-Way Incandescent | 2 | 100 | Bedroom
Ceiling Fixture | Incandescent |  | Standard A Lamp | 2 | 60 | Bedroom
Ceiling Fixture | Incandescent |  | Standard A Lamp | 1 | 60 | Other
Floor lamp | Incandescent |  | 3-Way Incandescent | 1 | 70 | Family Room
Floor lamp | Compact Fluorescent |  | Twist | 2 | 23 | Family Room
Ceiling Fixture | Linear Fluorescent | 48 | T-12 | 2 | 40 | Garage
Other | Incandescent |  | Standard A Lamp | 1 | 72 | Garage
Ceiling Fixture | Incandescent |  | Standard A Lamp | 2 | 60 | Hall
Recessed Can | Compact Fluorescent |  | Flood | 1 | 15 | Kitchen
Ceiling Fixture | Incandescent |  | Standard A Lamp | 1 | 60 | Kitchen
Track | Halogen |  | MR | 2 | 20 | Kitchen
Ceiling Fixture | Incandescent |  | Standard A Lamp | 3 | 40 | Laundry Room
Ceiling Fixture | Compact Fluorescent |  | Twist | 2 | 23 | Master Bedroom
Table | Halogen |  | MR | 1 | 8 | Master Bedroom
Table | Compact Fluorescent |  | Twist | 1 | 15 | Master Bedroom
Wall Mount | Incandescent |  | Globe | 8 | 40 | Bathroom
Floor lamp | Incandescent |  | Globe | 2 | 40 | Bedroom
Ceiling Fixture | Compact Fluorescent |  | Twist | 1 | 14 | Bedroom
Ceiling Fixture | Compact Fluorescent |  | Twist | 1 | 14 | Bedroom
Chandelier (Hanging) | Incandescent |  | Decorative | 4 | 40 | Dining Room
Chandelier (Hanging) | Incandescent |  | Reflector | 1 | 65 | Dining Room
Ceiling Fixture | Linear Fluorescent | 36 | T-12 | 2 | 40 | Garage
Ceiling Fixture | Compact Fluorescent |  | Twist | 1 | 14 | Hall
Recessed Can | Compact Fluorescent |  | Twist | 1 | 14 | Kitchen
Wall Mount | Incandescent |  | Standard A Lamp | 1 | 60 | Kitchen
Ceiling Fixture | Incandescent |  | Standard A Lamp | 1 | 60 | Laundry Room
Floor lamp | Incandescent |  | Standard A Lamp | 1 | 75 | Living Room
Ceiling Fixture | Incandescent |  | Standard A Lamp | 2 | 60 | Living Room
Wall Mount | Compact Fluorescent |  | Twist | 4 | 14 | Bathroom
Ceiling Fixture | Incandescent |  | Standard A Lamp | 1 | 60 | Bathroom
Floor lamp | Incandescent |  | Standard A Lamp | 1 | 60 | Master Bedroom
Ceiling Fixture | Incandescent |  | Standard A Lamp | 2 | 60 | Master Bedroom
Ceiling Fixture | Incandescent |  | Standard A Lamp | 1 | 60 | Bedroom
Recessed Can | Incandescent |  | Reflector | 1 | 75 | Master Bedroom
Table | Incandescent |  | Standard A Lamp | 1 | 60 | Master Bedroom
Table | Compact Fluorescent |  | Twist | 1 | 22 | Master Bedroom
Table | Incandescent |  | 3-Way Incandescent | 1 | 75 | Master Bedroom
Ceiling Fixture | Incandescent |  | Standard A Lamp | 1 | 60 | Closet
Ceiling Fixture | Incandescent |  | Standard A Lamp | 3 | 60 | Bedroom
Table | Incandescent |  | Standard A Lamp | 2 | 100 | Bedroom
Recessed - other | Linear Fluorescent | 18 | T-5 | 1 | 32 | Family Room
Recessed Can | Incandescent |  | Reflector | 1 | 75 | Family Room
Table | Incandescent |  | 3-Way Incandescent | 1 | 100 | Family Room
Floor lamp | Incandescent |  | 3-Way Incandescent | 1 | 100 | Family Room
Ceiling Fixture | Incandescent |  | Standard A Lamp | 2 | 60 | Laundry Room
Wall Mount | Incandescent |  | Standard A Lamp | 2 | 25 | Bathroom
Table | Incandescent |  | 3-Way Incandescent | 1 | 100 | Living Room
Table | Incandescent |  | Standard A Lamp | 1 | 60 | Living Room
Floor lamp | Incandescent |  | Standard A Lamp | 1 | 100 | Living Room
Table | Incandescent |  | Standard A Lamp | 1 | 40 | Living Room
Chandelier (Hanging) | Incandescent |  | Mini base | 6 | 60 | Dining Room
Ceiling Fixture | Linear Fluorescent | 48 | T-12 | 2 | 40 | Kitchen
Other | Linear Fluorescent | 36 | T-8 | 1 | 30 | Kitchen
Recessed Can | Incandescent |  | Reflector | 1 | 60 | Kitchen
Other | Incandescent |  | Standard A Lamp | 1 | 40 | Kitchen
Ceiling Fixture | Incandescent |  | Standard A Lamp | 2 | 65 | Bedroom
Ceiling Fixture | Incandescent |  | Mini base | 2 | 60 | Hall
Recessed Can | Incandescent |  | Reflector | 1 | 40 | Bathroom
Wall Mount | Incandescent |  | Standard A Lamp | 2 | 60 | Bathroom
Ceiling Fan | Incandescent |  | Standard A Lamp | 2 | 60 | Bathroom
Wall Mount | Incandescent |  | Globe | 4 | 40 | Bathroom
Wall Mount | Incandescent |  | Standard A Lamp | 2 | 60 | Bathroom
Ceiling Fixture | Incandescent |  | Standard A Lamp | 2 | 60 | Bedroom
Ceiling Fixture | Incandescent |  | Standard A Lamp | 2 | 60 | Bedroom
Ceiling Fixture | Incandescent |  | Standard A Lamp | 1 | 60 | Closet
Chandelier (Hanging) | Incandescent |  | Standard A Lamp | 5 | 60 | Dining Room
Ceiling Fixture | Linear Fluorescent | 48 | T-8 | 2 | 32 | Garage
Garage door opener | Incandescent |  | Standard A Lamp | 1 | 60 | Garage
Ceiling Fixture | Incandescent |  | Standard A Lamp | 2 | 60 | Hall
Ceiling Fixture | Incandescent |  | Standard A Lamp | 2 | 60 | Hall
Recessed Can | Incandescent |  | Reflector | 1 | 65 | Kitchen
Ceiling Fixture | Incandescent |  | Standard A Lamp | 1 | 60 | Laundry Room
Recessed Can | Incandescent |  | Reflector | 1 | 75 | Living Room
Recessed Can | Incandescent |  | Reflector | 1 | 65 | Bathroom
Wall Mount | Incandescent |  | Standard A Lamp | 3 | 60 | Bathroom
Floor lamp | Incandescent |  | Clear | 2 | 60 | Master Bedroom
Ceiling Fixture | Incandescent |  | Standard A Lamp | 2 | 60 | Office
Chandelier (Hanging) | Incandescent |  | Standard A Lamp | 1 | 60 | Hall
Wall Mount | Incandescent |  | Standard A Lamp | 2 | 60 | Bathroom
Ceiling Fixture | Incandescent |  | Standard A Lamp | 1 | 100 | Bathroom
Chandelier (Hanging) | Incandescent |  | Decorative | 3 | 40 | Bedroom
Table | Incandescent |  | Standard A Lamp | 1 | 60 | Bedroom
Ceiling Fixture | Compact Fluorescent |  | Twist | 3 | 22 | Other
Chandelier (Hanging) | Compact Fluorescent |  | Twist | 3 | 22 | Family Room
Table | Compact Fluorescent |  | Twist | 1 | 22 | Family Room
Recessed Can | Incandescent |  | Reflector | 1 | 40 | Family Room
Ceiling Fixture | Halogen |  | PAR | 1 | 50 | Family Room
Ceiling Fixture | Incandescent |  | Standard A Lamp | 3 | 60 | Hall
Ceiling Fixture | Compact Fluorescent |  | Twist | 3 | 22 | Kitchen
Other | Halogen |  | MR | 1 | 30 | Kitchen
Chandelier (Hanging) | Incandescent |  | Standard A Lamp | 5 | 60 | Kitchen
Ceiling Fixture | Linear Fluorescent | 48 | T-12 | 2 | 40 | Laundry Room
Ceiling Fixture | Incandescent |  | Globe | 3 | 40 | Master Bedroom
Ceiling Fixture | Incandescent |  | Standard A Lamp | 2 | 60 | Master Bedroom
Table | Incandescent |  | Standard A Lamp | 1 | 60 | Master Bedroom
Ceiling Fixture | Incandescent |  | Standard A Lamp | 3 | 60 | Bathroom
Wall Mount | Halogen |  | MR | 3 | 100 | Bathroom
Wall Mount | Incandescent |  | Mini base | 1 | 60 | Bathroom
Chandelier (Hanging) | Incandescent |  | Standard A Lamp | 3 | 60 | Other
Wall Mount | Halogen |  | Other | 1 | 100 | Other
Table | Incandescent |  | Standard A Lamp | 1 | 40 | Other
Table | Linear Fluorescent |  | Fluorescent Other | 1 | 22 | Other
Ceiling Fixture | Incandescent |  | Standard A Lamp | 1 | 60 | Other
Ceiling Fixture | Linear Fluorescent | 48 | T-12 | 2 | 40 | Other
Ceiling Fixture | Linear Fluorescent | 48 | T-4 | 1 | 40 | Other
Ceiling Fixture | Compact Fluorescent |  | Twist | 1 | 15 | Other
Ceiling Fixture | Compact Fluorescent |  | Twist | 1 | 15 | Bathroom
Track | Compact Fluorescent |  | Twist | 3 | 15 | Bedroom
Ceiling Fixture | Compact Fluorescent |  | Twist | 1 | 15 | Closet
Ceiling Fixture | Compact Fluorescent |  | Twist | 1 | 15 | Bedroom
Ceiling Fixture | Incandescent |  | Globe | 1 | 60 | Bedroom
Wall Mount | Compact Fluorescent |  | Twist | 1 | 15 | Bedroom
Ceiling Fixture | Compact Fluorescent |  | Twist | 1 | 15 | Closet
Ceiling Fixture | Compact Fluorescent |  | Twist | 2 | 15 | Closet
Chandelier (Hanging) | Incandescent |  | Mini base | 7 | 60 | Dining Room
Ceiling Fixture | Incandescent |  | Mini base | 2 | 60 | Hall
Other | Linear Fluorescent | 12 | T-8 | 1 | 13 | Kitchen
Ceiling Fixture | Compact Fluorescent |  | Twist | 1 | 15 | Kitchen
Ceiling Fixture | Compact Fluorescent |  | Twist | 2 | 15 | Kitchen
Torchiere | Halogen |  | Quartz Tube | 1 | 500 | Living Room
Table | Incandescent |  | Standard A Lamp | 1 | 60 | Living Room
Ceiling Fixture | Compact Fluorescent |  | Twist | 1 | 15 | Bathroom
Wall Mount | Incandescent |  | Globe | 4 | 60 | Bathroom
Ceiling Fixture | Compact Fluorescent |  | Twist | 1 | 15 | Bedroom
Wall Mount | Compact Fluorescent |  | Twist | 1 | 20 | Hall
Ceiling Fixture | Compact Fluorescent |  | Twist | 1 | 15 | Hall
Recessed Can | Incandescent |  | Reflector | 1 | 75 | Kitchen
Wall Mount | Halogen |  | MR | 3 | 50 | Living Room
Ceiling Fixture | Incandescent |  | Standard A Lamp | 1 | 60 | Other
Wall Mount | Incandescent |  | Standard A Lamp | 1 | 40 | Bathroom
Track | Compact Fluorescent |  | Twist | 4 | 15 | Master Bedroom
Table | Compact Fluorescent |  | Twist | 1 | 15 | Master Bedroom
Table | Compact Fluorescent |  | Twist | 1 | 15 | Master Bedroom
Table | Incandescent |  | Standard A Lamp | 1 | 25 | Master Bedroom
Chandelier (Hanging) | Incandescent |  | Standard A Lamp | 1 | 40 | Dining Room
Chandelier (Hanging) | Incandescent |  | Standard A Lamp | 1 | 75 | Dining Room
Chandelier (Hanging) | Compact Fluorescent |  | A shape bulb | 1 | 15 | Hall
Ceiling Fixture | Linear Fluorescent | 48 | Fluorescent Unknown | 2 | 40 | Kitchen
Chandelier (Hanging) | Compact Fluorescent |  | Twist | 1 | 15 | Kitchen
Other | Linear Fluorescent | 12 | T-4 | 1 | 16 | Kitchen
Floor lamp | Compact Fluorescent |  | Other | 1 | 40 | Living Room
Floor lamp | Compact Fluorescent |  | Twist | 1 | 22 | Living Room
Table | Compact Fluorescent |  | Twist | 1 | 15 | Living Room
Other | Incandescent |  | Standard A Lamp | 1 | 60 | Living Room
Wall Mount | Incandescent |  | Globe | 6 | 60 | Bathroom
Ceiling Fixture | Incandescent |  | Reflector | 1 | 120 | Bathroom
Ceiling Fan | Incandescent |  | Standard A Lamp | 3 | 60 | Bedroom
Track | Compact Fluorescent |  | Twist | 2 | 15 | Bedroom
Table | Compact Fluorescent |  | Twist | 1 | 18 | Dining Room
Ceiling Fixture | Compact Fluorescent |  | Other | 1 | 22 | Dining Room
Ceiling Fixture | Compact Fluorescent |  | Twist | 1 | 15 | Hall
Track | Compact Fluorescent |  | Twist | 2 | 15 | Kitchen
Wall Mount | Halogen |  | Other | 1 | 50 | Kitchen
Table | Halogen |  | Other | 1 | 50 | Living Room
Table | Incandescent |  | Standard A Lamp | 1 | 60 | Living Room
Track | Compact Fluorescent |  | Twist | 2 | 15 | Living Room
Table | Linear Fluorescent | 14 | T-12 | 1 | 15 | Living Room
Wall Mount | Linear Fluorescent | 16 | Fluorescent Other | 1 | 16 | Other
Ceiling Fixture | Compact Fluorescent |  | Twist | 1 | 15 | Hall
Chandelier (Hanging) | Compact Fluorescent |  | Twist | 3 | 15 | Family Room
Table | Halogen |  | Other | 1 | 50 | Family Room
Chandelier (Hanging) | Compact Fluorescent |  | Twist | 1 | 15 | Garage
Ceiling Fixture | Incandescent |  | Standard A Lamp | 1 | 75 | Garage
Other | Linear Fluorescent | 48 | T-12 | 2 | 40 | Garage
Ceiling Fixture | Incandescent |  | Standard A Lamp | 1 | 60 | Laundry Room
Wall Mount | Incandescent |  | Standard A Lamp | 1 | 100 | Laundry Room
High bay | Linear Fluorescent | 48 | T-12 | 2 | 40 | Other
High bay | Linear Fluorescent | 48 | T-12 | 2 | 40 | Other
Ceiling Fixture | Incandescent |  | Standard A Lamp | 2 | 60 | Other
Wall Mount | Incandescent |  | Standard A Lamp | 1 | 60 | Bathroom
Wall Mount | Incandescent |  | Standard A Lamp | 1 | 60 | Hall
High bay | Linear Fluorescent | 48 | T-12 | 2 | 40 | Kitchen
Ceiling Fixture | Incandescent |  | Standard A Lamp | 1 | 60 | Kitchen
Chandelier (Hanging) | Incandescent |  | Decorative | 7 | 60 | Dining Room
Floor lamp | Incandescent |  | Standard A Lamp | 2 | 60 | Dining Room
Ceiling Fixture | Compact Fluorescent |  | Twist | 2 | 13 | Hall
Ceiling Fixture | Compact Fluorescent |  | Twist | 2 | 13 | Hall
Ceiling Fixture | Incandescent |  | Standard A Lamp | 2 | 60 | Closet
High bay | Linear Fluorescent | 48 | T-12 | 2 | 40 | Other
Ceiling Fan | Compact Fluorescent |  | Twist | 5 | 13 | Kitchen
Ceiling Fixture | Compact Fluorescent |  | Other | 1 | 23 | Laundry Room
Wall Mount | Incandescent |  | Standard A Lamp | 1 | 60 | Laundry Room
Floor lamp | Incandescent |  | Decorative | 4 | 40 | Living Room
Ceiling Fixture | Compact Fluorescent |  | Twist | 3 | 13 | Living Room
Floor lamp | Incandescent |  | Standard A Lamp | 2 | 60 | Living Room
Ceiling Fixture | Incandescent |  | Mini base | 2 | 60 | Bathroom
High bay | Linear Fluorescent | 24 | T-5 | 1 | 15 | Bathroom
Ceiling Fan | Compact Fluorescent |  | Twist | 4 | 13 | Master Bedroom
Table | Incandescent |  | Mini base | 3 | 60 | Master Bedroom
Ceiling Fixture | Incandescent |  | Standard A Lamp | 1 | 60 | Closet
Ceiling Fixture | Incandescent |  | Standard A Lamp | 2 | 60 | Bedroom
Table | Compact Fluorescent |  | Twist | 1 | 15 | Bedroom
Ceiling Fan | Compact Fluorescent |  | Twist | 3 | 13 | Bedroom
Ceiling Fan | Compact Fluorescent |  | Twist | 4 | 13 | Office
High bay | Linear Fluorescent | 48 | T-8 | 2 | 32 | Other
Ceiling Fixture | Incandescent |  | Standard A Lamp | 1 | 60 | Other
Wall Mount | Incandescent |  | Standard A Lamp | 1 | 60 | Other
High bay | Linear Fluorescent | 48 | T-12 | 2 | 40 | Other
Ceiling Fixture | Compact Fluorescent |  | Twist | 1 | 13 | Other
High bay | Linear Fluorescent | 48 | T-12 | 2 | 40 | Other
Ceiling Fixture | Incandescent |  | Mini base | 2 | 60 | Bathroom
High bay | Linear Fluorescent | 24 | T-5 | 1 | 15 | Bathroom
Ceiling Fixture | Linear Fluorescent | 48 | T-12 | 2 | 40 | Other
Ceiling Fixture | Compact Fluorescent |  | Twist | 1 | 15 | Other
Ceiling Fixture | Incandescent |  | Standard A Lamp | 1 | 60 | Other
Ceiling Fixture | Compact Fluorescent |  | Reflector | 1 | 22 | Other
Wall Mount | Incandescent |  | Standard A Lamp | 1 | 60 | Bathroom
Recessed Can | Incandescent |  | Heat Lamp | 2 | 150 | Bathroom
Wall Mount | Incandescent |  | Standard A Lamp | 3 | 60 | Bathroom
Ceiling Fixture | Incandescent |  | Standard A Lamp | 1 | 40 | Bathroom
Recessed Can | Incandescent |  | Standard A Lamp | 1 | 40 | Bathroom
Wall Mount | Incandescent |  | Standard A Lamp | 1 | 60 | Bathroom
Wall Mount | Incandescent |  | Standard A Lamp | 2 | 60 | Bathroom
Recessed - other | Incandescent |  | Standard A Lamp | 1 | 40 | Bathroom
Wall Mount | Incandescent |  | Standard A Lamp | 1 | 60 | Bathroom
Wall Mount | Incandescent |  | Standard A Lamp | 1 | 60 | Master Bedroom
Table | Incandescent |  | Standard A Lamp | 1 | 40 | Master Bedroom
Recessed Can | Halogen |  | MR | 1 | 50 | Master Bedroom
Wall Mount | Incandescent |  | Standard A Lamp | 1 | 60 | Bedroom
Ceiling Fixture | Incandescent |  | Standard A Lamp | 1 | 60 | Bedroom
Table | Incandescent |  | Decorative | 1 | 40 | Bedroom
Ceiling Fixture | Linear Fluorescent | 48 | T-8 | 2 | 32 | Closet
Recessed - other | Halogen |  | MR | 1 | 50 | Dining Room
Track | Halogen |  | MR | 7 | 50 | Family Room
Floor lamp | Halogen |  | Quartz Tube | 1 | 75 | Family Room
Track | Halogen |  | MR | 7 | 50 | Hall
Recessed - other | Halogen |  | MR | 1 | 50 | Hall
Ceiling Fixture | Incandescent |  | Standard A Lamp | 1 | 60 | Hall
Ceiling Fixture | Incandescent |  | Standard A Lamp | 1 | 60 | Hall
Ceiling Fixture | Incandescent |  | Reflector | 1 | 60 | Hall
Chandelier (Hanging) | Incandescent |  | Standard A Lamp | 1 | 60 | Kitchen
Ceiling Fixture | Incandescent |  | Reflector | 1 | 65 | Kitchen
Recessed Can | Halogen |  | MR | 1 | 75 | Kitchen
Recessed Can | Incandescent |  | Standard A Lamp | 1 | 60 | Laundry Room
Recessed Can | Incandescent |  | Standard A Lamp | 1 | 60 | Living Room
Recessed Can | Halogen |  | MR | 2 | 50 | Living Room
Floor lamp | Incandescent |  | 3-Way Incandescent | 1 | 100 | Living Room
Track | Halogen |  | MR | 4 | 50 | Dining Room
Recessed Can | Halogen |  | MR | 1 | 50 | Office
Wall Mount | Incandescent |  | Standard A Lamp | 1 | 60 | Office
Ceiling Fixture | Incandescent |  | Standard A Lamp | 1 | 60 | Office
Table | Incandescent |  | Standard A Lamp | 2 | 60 | Office
Table | Halogen |  | Quartz Tube | 1 | 30 | Office
Table | Compact Fluorescent |  | Twist | 1 | 15 | Living Room
Floor lamp | Compact Fluorescent |  | Twist | 2 | 22 | Living Room
Ceiling Fixture | Halogen |  | MR | 4 | 50 | Kitchen
Other | Incandescent |  | Decorative | 2 | 40 | Kitchen
Floor lamp | Incandescent |  | Standard A Lamp | 1 | 75 | Living Room
Floor lamp | Compact Fluorescent |  | Twist | 1 | 15 | Living Room
Ceiling Fixture | Compact Fluorescent |  | Twist | 2 | 15 | Living Room
Ceiling Fixture | Incandescent |  | Standard A Lamp | 3 | 60 | Bedroom
Wall Mount | Incandescent |  | Standard A Lamp | 1 | 60 | Bedroom
Table | Compact Fluorescent |  | Twist | 1 | 15 | Bedroom
Ceiling Fixture | Incandescent |  | Standard A Lamp | 2 | 60 | Office
Table | Compact Fluorescent |  | Twist | 1 | 15 | Office
Table | Incandescent |  | Standard A Lamp | 1 | 60 | Office
Ceiling Fixture | Linear Fluorescent | 48 | T-12 | 2 | 32 | Garage
Garage door opener | Compact Fluorescent |  | Twist | 2 | 15 | Garage
Ceiling Fan | Incandescent |  | Mini base | 2 | 60 | Dining Room
Wall Mount | Incandescent |  | Standard A Lamp | 1 | 100 | Closet
Ceiling Fixture | Incandescent |  | Heat Lamp | 1 | 250 | Bathroom
Wall Mount | Compact Fluorescent |  | Twist | 2 | 7 | Bathroom
Ceiling Fixture | Compact Fluorescent |  | Twist | 1 | 15 | Hall
Ceiling Fixture | Compact Fluorescent |  | Twist | 2 | 22 | Master Bedroom
Table | Compact Fluorescent |  | Twist | 1 | 22 | Master Bedroom
Ceiling Fixture | Compact Fluorescent |  | Twist | 2 | 22 | Family Room
Table | Compact Fluorescent |  | Twist | 1 | 22 | Family Room
Ceiling Fixture | Compact Fluorescent |  | Twist | 1 | 22 | Hall
Recessed Can | Incandescent |  | Reflector | 1 | 65 | Laundry Room
Recessed Can | Incandescent |  | Reflector | 1 | 65 | Living Room
Wall Mount | Compact Fluorescent |  | Twist | 4 | 15 | Living Room
Table | Incandescent |  | Standard A Lamp | 2 | 60 | Living Room
Ceiling Fixture | Compact Fluorescent |  | Twist | 2 | 15 | Master Bedroom
Table | Incandescent |  | Standard A Lamp | 1 | 60 | Master Bedroom
Recessed - other | Incandescent |  | Reflector | 1 | 65 | Hall
Wall Mount | Incandescent |  | Standard A Lamp | 2 | 60 | Bathroom
Ceiling Fixture | Incandescent |  | Standard A Lamp | 2 | 60 | Bathroom
Ceiling Fixture | Compact Fluorescent |  | Twist | 2 | 15 | Bedroom
Table | Halogen |  | MR | 1 | 30 | Bedroom
Garage door opener | Incandescent |  | Standard A Lamp | 1 | 60 | Garage
Ceiling Fixture | Linear Fluorescent | 96 | T-12 | 2 | 40 | Garage
Exterior | Compact Fluorescent |  | Twist | 2 | 22 | Garage
Exterior | Compact Fluorescent |  | Twist | 1 | 15 | Garage
Wall Mount | Incandescent |  | Standard A Lamp | 2 | 60 | Bathroom
Ceiling Fixture | Incandescent |  | Reflector | 2 | 65 | Bathroom
Recessed Can | Incandescent |  | Reflector | 1 | 65 | Office
Table | Halogen |  | MR | 1 | 20 | Office
Recessed Can | Incandescent |  | Reflector | 1 | 65 | Bedroom
Wall Mount | Linear Fluorescent | 18 | T-12 | 1 | 20 | Closet
Recessed Can | Incandescent |  | Reflector | 1 | 65 | Family Room
Table | Compact Fluorescent |  | Twist | 2 | 15 | Family Room
Recessed Can | Incandescent |  | Reflector | 1 | 65 | Hall
Recessed Can | Incandescent |  | Reflector | 1 | 65 | Kitchen
Recessed Can | Compact Fluorescent |  | Reflector | 1 | 22 | Hall
Ceiling Fixture | Compact Fluorescent |  | Twist | 1 | 15 | Other
Ceiling Fixture | Linear Fluorescent | 48 | T-12 | 2 | 40 | Other
Ceiling Fixture | Compact Fluorescent |  | Twist | 1 | 22 | Other
Ceiling Fixture | Incandescent |  | Standard A Lamp | 1 | 100 | Other
Ceiling Fixture | Incandescent |  | Reflector | 1 | 100 | Other
Wall Mount | Incandescent |  | Clear | 4 | 40 | Bathroom
Ceiling Fixture | Compact Fluorescent |  | Twist | 1 | 22 | Bathroom
Ceiling Fixture | Incandescent |  | Standard A Lamp | 2 | 60 | Bedroom
Table | Compact Fluorescent |  | Twist | 1 | 15 | Bedroom
Wall Mount | Incandescent |  | Clear | 1 | 40 | Bedroom
Ceiling Fixture | Incandescent |  | Standard A Lamp | 2 | 60 | Bedroom
Table | Incandescent |  | Decorative | 1 | 25 | Bedroom
Ceiling Fixture | Incandescent |  | Clear | 1 | 60 | Dining Room
Table | Incandescent |  | Decorative | 1 | 40 | Family Room
Table | Incandescent |  | Decorative | 1 | 25 | Family Room
Floor lamp | Compact Fluorescent |  | Twist | 1 | 15 | Family Room
Ceiling Fixture | Compact Fluorescent |  | Twist | 1 | 15 | Hall
Track | Halogen |  | Other | 4 | 50 | Kitchen
Ceiling Fixture | Linear Fluorescent | 36 | T-12 | 2 | 40 | Kitchen
Ceiling Fixture | Compact Fluorescent |  | Twist | 1 | 22 | Kitchen
Recessed Can | Incandescent |  | Reflector | 1 | 75 | Living Room
Table | Compact Fluorescent |  | Twist | 2 | 15 | Living Room
Floor lamp | Incandescent |  | Standard A Lamp | 1 | 60 | Living Room
Wall Mount | Incandescent |  | Clear | 5 | 40 | Bathroom
Recessed Can | Incandescent |  | Heat Lamp | 1 | 125 | Bathroom
Recessed Can | Incandescent |  | Standard A Lamp | 1 | 60 | Bathroom
Wall Mount | Incandescent |  | Standard A Lamp | 1 | 60 | Master Bedroom
Wall Mount | Halogen |  | PAR | 1 | 50 | Master Bedroom
Ceiling Fixture | Compact Fluorescent |  | Straight Tube | 1 | 15 | Master Bedroom
Ceiling Fixture | Incandescent |  | Standard A Lamp | 1 | 100 | Office
Ceiling Fixture | Incandescent |  | Standard A Lamp | 1 | 60 | Office
Floor lamp | Incandescent |  | Standard A Lamp | 1 | 100 | Office
Ceiling Fixture | Incandescent |  | Standard A Lamp | 2 | 60 | Office
Ceiling Fixture | Linear Fluorescent | 48 | T-12 | 2 | 40 | Closet
Recessed Can | Incandescent |  | Reflector | 1 | 75 | Hall
Wall Mount | Incandescent |  | Standard A Lamp | 1 | 60 | Hall
Recessed Can | Linear Fluorescent |  | T-12 | 2 | 65 | Bathroom
Other | Incandescent |  | Heat Lamp | 1 | 250 | Bathroom
Recessed Can | Incandescent |  | Reflector | 1 | 65 | Bedroom
Table | Incandescent |  | Standard A Lamp | 1 | 60 | Bedroom
Recessed - other | Incandescent |  | Reflector | 1 | 65 | Bedroom
Chandelier (Hanging) | Incandescent |  | Standard A Lamp | 5 | 60 | Dining Room
Ceiling Fixture | Incandescent |  | Standard A Lamp | 3 | 60 | Garage
Garage door opener | Incandescent |  | Standard A Lamp | 2 | 60 | Garage
Recessed Can | Incandescent |  | Reflector | 1 | 60 | Hall
Recessed Can | Incandescent |  | Reflector | 1 | 65 | Kitchen
Ceiling Fixture | Incandescent |  | Standard A Lamp | 2 | 60 | Kitchen
Recessed Can | Incandescent |  | Reflector | 2 | 65 | Laundry Room
Recessed Can | Incandescent |  | Reflector | 1 | 65 | Living Room
Table | Incandescent |  | Standard A Lamp | 2 | 60 | Living Room
Recessed Can | Linear Fluorescent |  | T-12 | 1 | 65 | Bathroom
Recessed Can | Incandescent |  | Reflector | 1 | 65 | Master Bedroom
Wall Mount | Incandescent |  | Standard A Lamp | 2 | 60 | Bathroom
Wall Mount | Compact Fluorescent |  | Twist | 4 | 13 | Bathroom
Ceiling Fixture | Incandescent |  | Standard A Lamp | 1 | 60 | Other
Chandelier (Hanging) | Incandescent |  | Decorative | 6 | 40 | Dining Room
Chandelier (Hanging) | Incandescent |  | Reflector | 1 | 50 | Dining Room
Table | Incandescent |  | Standard A Lamp | 1 | 60 | Bedroom
Ceiling Fixture | Compact Fluorescent |  | Twist | 2 | 13 | Bedroom
Floor lamp | Incandescent |  | Standard A Lamp | 1 | 60 | Bedroom
Table | Incandescent |  | Standard A Lamp | 1 | 60 | Family Room
Track | Halogen |  | PAR | 4 | 50 | Family Room
Ceiling Fixture | Incandescent |  | Standard A Lamp | 1 | 60 | Other
Ceiling Fixture | Incandescent |  | Standard A Lamp | 1 | 60 | Hall
Ceiling Fixture | Incandescent |  | Standard A Lamp | 2 | 60 | Kitchen
Other | Incandescent |  | Reflector | 2 | 40 | Kitchen
Other | Linear Fluorescent | 24 | Fluorescent Other | 2 | 10 | Kitchen
Ceiling Fixture | Linear Fluorescent | 48 | T-12 | 2 | 40 | Laundry Room
Table | Incandescent |  | Standard A Lamp | 1 | 60 | Living Room
Wall Mount | Incandescent |  | Standard A Lamp | 1 | 60 | Living Room
Ceiling Fixture | Incandescent |  | Standard A Lamp | 2 | 60 | Bedroom
Table | Compact Fluorescent |  | Twist | 1 | 27 | Bedroom
Ceiling Fixture | Incandescent |  | Standard A Lamp | 1 | 60 | Bedroom
Table | Compact Fluorescent |  | Twist | 1 | 13 | Bedroom
Ceiling Fixture | Compact Fluorescent |  | Twist | 1 | 22 | Family Room
Wall Mount | Incandescent |  | Reflector | 1 | 60 | Family Room
Wall Mount | Incandescent |  | Standard A Lamp | 1 | 60 | Family Room
Ceiling Fixture | Incandescent |  | Standard A Lamp | 1 | 60 | Hall
Ceiling Fixture | Incandescent |  | Standard A Lamp | 2 | 60 | Laundry Room
Ceiling Fixture | Linear Fluorescent | 48 | T-12 | 2 | 40 | Other
Wall Mount | Compact Fluorescent |  | A shape bulb | 1 | 15 | Other
Ceiling Fixture | Compact Fluorescent |  | Straight Tube | 1 | 22 | Other
Ceiling Fixture | Incandescent |  | Standard A Lamp | 1 | 60 | Other
Wall Mount | Incandescent |  | Standard A Lamp | 1 | 60 | Bathroom
Ceiling Fixture | Incandescent |  | Standard A Lamp | 1 | 60 | Bathroom
Chandelier (Hanging) | Compact Fluorescent |  | Twist | 5 | 15 | Dining Room
Table | Incandescent |  | Standard A Lamp | 1 | 60 | Dining Room
Chandelier (Hanging) | Incandescent |  | Standard A Lamp | 1 | 60 | Dining Room
Ceiling Fan | Incandescent |  | Standard A Lamp | 1 | 60 | Hall
Ceiling Fixture | Incandescent |  | Standard A Lamp | 2 | 60 | Bedroom
Wall Mount | Incandescent |  | Standard A Lamp | 1 | 60 | Bedroom
Table | Incandescent |  | Standard A Lamp | 1 | 60 | Bedroom
Ceiling Fixture | Incandescent |  | Standard A Lamp | 1 | 60 | Hall
Wall Mount | Compact Fluorescent |  | Twist | 3 | 22 | Bathroom
Wall Mount | Incandescent |  | Mini base | 1 | 7 | Bathroom
Ceiling Fixture | Incandescent |  | Standard A Lamp | 1 | 60 | Bathroom
Ceiling Fixture | Linear Fluorescent | 48 | T-12 | 2 | 40 | Hall
Ceiling Fixture | Linear Fluorescent | 24 | T-12 | 2 | 20 | Hall
Wall Mount | Linear Fluorescent | 24 | T-12 | 1 | 20 | Hall
Floor lamp | Incandescent |  | 3-Way Incandescent | 1 | 150 | Living Room
Table | Compact Fluorescent |  | 3-Way CFL | 1 | 26 | Living Room
Floor lamp | Compact Fluorescent |  | Twist | 1 | 15 | Living Room
Table | Compact Fluorescent |  | Twist | 1 | 23 | Living Room
Wall Mount | Incandescent |  | Standard A Lamp | 1 | 60 | Bathroom
Wall Mount | Compact Fluorescent |  | Twist | 1 | 15 | Bathroom
Chandelier (Hanging) | Incandescent |  | Standard A Lamp | 1 | 60 | Master Bedroom
Table | Incandescent |  | Standard A Lamp | 1 | 15 | Master Bedroom
Ceiling Fixture | Compact Fluorescent |  | Twist | 2 | 15 | Master Bedroom
Table | Incandescent |  | Standard A Lamp | 1 | 60 | Other
Ceiling Fixture | Compact Fluorescent |  | Twist | 2 | 22 | Other
Ceiling Fixture | Incandescent |  | Standard A Lamp | 1 | 60 | Bedroom
Table | Compact Fluorescent |  | Twist | 1 | 23 | Bedroom
Wall Mount | Incandescent |  | Globe | 4 | 60 | Bathroom
Ceiling Fixture | Incandescent |  | Standard A Lamp | 1 | 60 | Bathroom
Wall Mount | Incandescent |  | Reflector | 1 | 7 | Bathroom
Chandelier (Hanging) | Compact Fluorescent |  | Twist | 1 | 26 | Dining Room
Chandelier (Hanging) | Incandescent |  | Standard A Lamp | 1 | 60 | Hall
Ceiling Fixture | Linear Fluorescent | 48 | T-12 | 1 | 40 | Garage
Ceiling Fixture | Linear Fluorescent | 48 | T-12 | 2 | 40 | Garage
Ceiling Fixture | Linear Fluorescent | 48 | T-12 | 4 | 48 | Garage
Garage door opener | Incandescent |  | Standard A Lamp | 2 | 60 | Garage
Ceiling Fixture | Incandescent |  | Standard A Lamp | 1 | 60 | Hall
Ceiling Fixture | Linear Fluorescent | 48 | T-12 | 1 | 40 | Kitchen
Ceiling Fixture | Incandescent |  | Standard A Lamp | 1 | 60 | Kitchen
Low bay | Linear Fluorescent | 48 | T-12 | 2 | 40 | Laundry Room
Table | Compact Fluorescent |  | Twist | 1 | 26 | Living Room
Ceiling Fan | Incandescent |  | Standard A Lamp | 3 | 60 | Living Room
Floor lamp | Compact Fluorescent |  | Twist | 3 | 15 | Living Room
Chandelier (Hanging) | Incandescent |  | Standard A Lamp | 1 | 60 | Living Room
Ceiling Fixture | Incandescent |  | Standard A Lamp | 2 | 60 | Master Bedroom
Table | Incandescent |  | Standard A Lamp | 1 | 60 | Master Bedroom
Ceiling Fixture | Incandescent |  | Standard A Lamp | 2 | 60 | Office
Wall Mount | Incandescent |  | Globe | 4 | 40 | Bathroom
Ceiling Fixture | Compact Fluorescent |  | Twist | 2 | 15 | Bedroom
Ceiling Fixture | Incandescent |  | Standard A Lamp | 1 | 60 | Bedroom
Ceiling Fixture | Compact Fluorescent |  | Twist | 2 | 15 | Bedroom
Chandelier (Hanging) | Incandescent |  | Mini base | 5 | 25 | Dining Room
Track | Compact Fluorescent |  | Reflector | 3 | 22 | Family Room
Table | Compact Fluorescent |  | Twist | 1 | 15 | Family Room
Ceiling Fixture | Compact Fluorescent |  | Twist | 1 | 15 | Garage
Ceiling Fixture | Incandescent |  | Standard A Lamp | 1 | 60 | Hall
Track | Incandescent |  | Reflector | 3 | 65 | Kitchen
Floor lamp | Incandescent |  | Standard A Lamp | 1 | 60 | Living Room
Wall Mount | Incandescent |  | Globe | 4 | 40 | Bathroom
Table | Compact Fluorescent |  | Twist | 1 | 15 | Master Bedroom
Ceiling Fixture | Compact Fluorescent |  | Twist | 2 | 15 | Kitchen
Ceiling Fan | Compact Fluorescent |  | Twist | 5 | 15 | Dining Room
Recessed Can | Incandescent |  | Reflector | 1 | 65 | Living Room
Recessed Can | Incandescent |  | Standard A Lamp | 1 | 75 | Living Room
Recessed Can | Incandescent |  | Reflector | 1 | 100 | Living Room
Ceiling Fixture | Incandescent |  | Standard A Lamp | 1 | 65 | Hall
Ceiling Fan | Compact Fluorescent |  | Twist | 5 | 15 | Master Bedroom
Table | Incandescent |  | Standard A Lamp | 1 | 60 | Master Bedroom
Table | Compact Fluorescent |  | Twist | 1 | 15 | Master Bedroom
Chandelier (Hanging) | Compact Fluorescent |  | Twist | 1 | 15 | Office
Ceiling Fan | Incandescent |  | Standard A Lamp | 3 | 60 | Bedroom
Wall Mount | Compact Fluorescent |  | Twist | 4 | 15 | Bathroom
Ceiling Fixture | Incandescent |  | Standard A Lamp | 2 | 60 | Garage
Ceiling Fixture | Compact Fluorescent |  | Twist | 1 | 15 | Garage
Garage door opener | Incandescent |  | Standard A Lamp | 3 | 60 | Garage
Table | Incandescent |  | 3-Way Incandescent | 1 | 75 | Living Room
Wall Mount | Compact Fluorescent |  | Twist | 2 | 23 | Living Room
Wall Mount | Compact Fluorescent |  | Twist | 2 | 18 | Living Room
Ceiling Fixture | Compact Fluorescent |  | Globe | 4 | 18 | Bedroom
Table | Compact Fluorescent |  | Twist | 1 | 23 | Bedroom
Table | Incandescent |  | 3-Way Incandescent | 1 | 100 | Bedroom
Ceiling Fixture | Incandescent |  | Standard A Lamp | 1 | 60 | Closet
Ceiling Fixture | Compact Fluorescent |  | Twist | 1 | 23 | Bathroom
Ceiling Fixture | Incandescent |  | Globe | 4 | 40 | Laundry Room
Ceiling Fixture | Linear Fluorescent | 48 | T-12 | 1 | 40 | Laundry Room
Ceiling Fixture | Incandescent |  | Standard A Lamp | 1 | 60 | Bathroom
Ceiling Fixture | Incandescent |  | Standard A Lamp | 1 | 60 | Garage
Garage door opener | Incandescent |  | Standard A Lamp | 1 | 60 | Garage
Wall Mount | Incandescent |  | Standard A Lamp | 1 | 60 | Garage
Ceiling Fixture | Compact Fluorescent |  | Twist | 1 | 23 | Other
Ceiling Fixture | Linear Fluorescent | 48 | T-12 | 2 | 40 | Other
Ceiling Fixture | Incandescent |  | Standard A Lamp | 1 | 100 | Other
Ceiling Fixture | Incandescent |  | Globe | 4 | 40 | Kitchen
Chandelier (Hanging) | Incandescent |  | Globe | 3 | 40 | Kitchen
Chandelier (Hanging) | Incandescent |  | Mini base | 5 | 40 | Dining Room
Table | Incandescent |  | 3-Way Incandescent | 1 | 100 | Living Room
Floor lamp | Incandescent |  | 3-Way Incandescent | 1 | 100 | Living Room
Floor lamp | Compact Fluorescent |  | Twist | 1 | 19 | Living Room
Ceiling Fixture | Incandescent |  | Globe | 4 | 40 | Hall
Ceiling Fixture | Incandescent |  | Standard A Lamp | 2 | 60 | Office
Table | Incandescent |  | 3-Way Incandescent | 1 | 100 | Office
Ceiling Fixture | Compact Fluorescent |  | Twist | 2 | 19 | Bedroom
Table | Compact Fluorescent |  | Twist | 1 | 19 | Bedroom
Table | Incandescent |  | Standard A Lamp | 1 | 25 | Bedroom
Ceiling Fixture | Incandescent |  | Standard A Lamp | 1 | 40 | Bathroom
Ceiling Fixture | Incandescent |  | Heat Lamp | 1 | 250 | Bathroom
Ceiling Fixture | Incandescent |  | Standard A Lamp | 2 | 60 | Bedroom
Table | Incandescent |  | Standard A Lamp | 1 | 60 | Bedroom
Floor lamp | Halogen |  | MR | 1 | 50 | Laundry Room
Ceiling Fixture | Compact Fluorescent |  | Twist | 1 | 15 | Laundry Room
Ceiling Fixture | Compact Fluorescent |  | Twist | 1 | 15 | Closet
Wall Mount | Compact Fluorescent |  | Twist | 4 | 15 | Bathroom
Table | Compact Fluorescent |  | Twist | 1 | 15 | Garage
Table | Incandescent |  | Standard A Lamp | 1 | 60 | Garage
Ceiling Fixture | Linear Fluorescent | 48 | T-12 | 2 | 40 | Garage
Wall Mount | Compact Fluorescent |  | A shape bulb | 3 | 15 | Bathroom
Ceiling Fan | Incandescent |  | Clear | 4 | 25 | Laundry Room
Recessed Can | Incandescent |  | Reflector | 1 | 65 | Kitchen
Track | Halogen |  | PAR | 5 | 50 | Kitchen
Other | Linear Fluorescent | 18 | T-8 | 2 | 20 | Kitchen
Ceiling Fixture | Compact Fluorescent |  | A shape bulb | 1 | 15 | Hall
Chandelier (Hanging) | Compact Fluorescent |  | Twist | 5 | 15 | Dining Room
Ceiling Fixture | Compact Fluorescent |  | Twist | 2 | 15 | Bedroom
Ceiling Fixture | Compact Fluorescent |  | Twist | 1 | 15 | Hall
Ceiling Fixture | Compact Fluorescent |  | Twist | 2 | 15 | Bedroom
Table | Compact Fluorescent |  | Twist | 1 | 15 | Bedroom
Table | Compact Fluorescent |  | Twist | 1 | 22 | Master Bedroom
Wall Mount | Compact Fluorescent |  | Twist | 3 | 15 | Bathroom
Ceiling Fixture | Compact Fluorescent |  | Twist | 2 | 15 | Bedroom
Ceiling Fan | Compact Fluorescent |  | Twist | 2 | 15 | Bedroom
Table | Compact Fluorescent |  | Twist | 1 | 15 | Bedroom
Ceiling Fixture | Compact Fluorescent |  | Twist | 1 | 15 | Closet
Chandelier (Hanging) | Compact Fluorescent |  | Twist | 3 | 15 | Dining Room
Ceiling Fixture | Linear Fluorescent | 48 | T-8 | 2 | 32 | Garage
Recessed Can | Compact Fluorescent |  | Reflector | 1 | 22 | Hall
Recessed Can | Compact Fluorescent |  | Reflector | 1 | 22 | Kitchen
Chandelier (Hanging) | Halogen |  | MR | 1 | 35 | Kitchen
Ceiling Fan | Compact Fluorescent |  | Twist | 1 | 15 | Laundry Room
Chandelier (Hanging) | Compact Fluorescent |  | Twist | 3 | 15 | Living Room
Table | Compact Fluorescent |  | Twist | 1 | 15 | Living Room
Wall Mount | Compact Fluorescent |  | Twist | 4 | 15 | Bathroom
Ceiling Fan | Compact Fluorescent |  | Twist | 3 | 15 | Master Bedroom
Ceiling Fixture | Compact Fluorescent |  | Twist | 1 | 15 | Dining Room
Chandelier (Hanging) | Incandescent |  | Globe | 1 | 60 | Dining Room
Ceiling Fixture | Incandescent |  | Standard A Lamp | 1 | 60 | Hall
Ceiling Fixture | Incandescent |  | Decorative | 1 | 60 | Garage
Ceiling Fixture | Compact Fluorescent |  | Twist | 2 | 15 | Bedroom
Recessed Can | Compact Fluorescent |  | Reflector | 1 | 15 | Hall
Wall Mount | Incandescent |  | Clear | 3 | 60 | Bathroom
Ceiling Fixture | Compact Fluorescent |  | Twist | 1 | 15 | Closet
Recessed Can | Incandescent |  | Reflector | 1 | 100 | Kitchen
Ceiling Fixture | Incandescent |  | Standard A Lamp | 1 | 60 | Laundry Room
Ceiling Fixture | Compact Fluorescent |  | Twist | 2 | 15 | Living Room
Floor lamp | Incandescent |  | Standard A Lamp | 1 | 100 | Living Room
Floor lamp | Incandescent |  | 3-Way Incandescent | 1 | 150 | Living Room
Wall Mount | Incandescent |  | Globe | 4 | 60 | Bathroom
Ceiling Fixture | Compact Fluorescent |  | Twist | 2 | 15 | Master Bedroom
Ceiling Fan | Incandescent |  | Standard A Lamp | 1 | 60 | Master Bedroom
Table | Incandescent |  | Standard A Lamp | 1 | 100 | Master Bedroom
Ceiling Fixture | Compact Fluorescent |  | Twist | 1 | 15 | Office
Table | Incandescent |  | Mini base | 2 | 32 | Office
Ceiling Fixture | Compact Fluorescent |  | Twist | 3 | 15 | Dining Room
Wall Mount | Linear Fluorescent | 48 | T-8 | 2 | 32 | Garage
Wall Mount | Incandescent |  | Clear | 3 | 40 | Bathroom
Wall Mount | Incandescent |  | Clear | 4 | 60 | Bathroom
Ceiling Fixture | Incandescent |  | Standard A Lamp | 2 | 60 | Bedroom
Ceiling Fixture | Incandescent |  | Standard A Lamp | 2 | 60 | Bedroom
Ceiling Fixture | Incandescent |  | Standard A Lamp | 1 | 60 | Closet
Chandelier (Hanging) | Incandescent |  | Clear | 5 | 60 | Dining Room
Ceiling Fixture | Linear Fluorescent | 96 | T-12 | 2 | 40 | Garage
Ceiling Fixture | Incandescent |  | Standard A Lamp | 2 | 60 | Hall
Recessed Can | Incandescent |  | Reflector | 1 | 65 | Kitchen
Ceiling Fixture | Incandescent |  | Standard A Lamp | 2 | 40 | Laundry Room
Floor lamp | Compact Fluorescent |  | Twist | 1 | 15 | Living Room
Wall Mount | Incandescent |  | Clear | 4 | 60 | Bathroom
Ceiling Fixture | Incandescent |  | Standard A Lamp | 2 | 60 | Master Bedroom
Ceiling Fixture | Incandescent |  | Standard A Lamp | 1 | 60 | Hall
Ceiling Fixture | Incandescent |  | Standard A Lamp | 1 | 60 | Bathroom
Recessed Can | Incandescent |  | Reflector | 1 | 75 | Bathroom
Ceiling Fixture | Compact Fluorescent |  | Twist | 2 | 15 | Bedroom
Track | Compact Fluorescent |  | Twist | 3 | 20 | Bedroom
Recessed Can | Compact Fluorescent |  | Reflector | 1 | 22 | Closet
Chandelier (Hanging) | Incandescent |  | Standard A Lamp | 3 | 60 | Dining Room
Chandelier (Hanging) | Incandescent |  | Standard A Lamp | 2 | 40 | Dining Room
Wall Mount | Incandescent |  | Standard A Lamp | 1 | 60 | Hall
Ceiling Fixture | Incandescent |  | Standard A Lamp | 1 | 60 | Hall
Recessed Can | Incandescent |  | Reflector | 1 | 65 | Kitchen
Other | Incandescent |  | Standard A Lamp | 2 | 40 | Kitchen
Ceiling Fixture | Incandescent |  | Standard A Lamp | 2 | 60 | Laundry Room
Ceiling Fixture | Incandescent |  | Standard A Lamp | 1 | 40 | Laundry Room
Ceiling Fixture | Compact Fluorescent |  | Twist | 2 | 15 | Living Room
Floor lamp | Incandescent |  | Standard A Lamp | 1 | 75 | Living Room
Wall Mount | Incandescent |  | Mini base | 1 | 60 | Living Room
Table | Incandescent |  | 3-Way Incandescent | 1 | 100 | Living Room
Wall Mount | Incandescent |  | Mini base | 1 | 60 | Bathroom
Ceiling Fixture | Incandescent |  | Standard A Lamp | 1 | 60 | Bathroom
Wall Mount | Incandescent |  | Reflector | 1 | 30 | Master Bedroom
Table | Incandescent |  | 3-Way Incandescent | 1 | 100 | Master Bedroom
Ceiling Fixture | Compact Fluorescent |  | Twist | 2 | 15 | Bedroom
Ceiling Fixture | Incandescent |  | Standard A Lamp | 2 | 60 | Office
Table | Incandescent |  | Standard A Lamp | 1 | 60 | Office
Ceiling Fixture | Compact Fluorescent |  | Twist | 2 | 15 | Bathroom
Ceiling Fixture | Compact Fluorescent |  | Twist | 1 | 15 | Bedroom
Table | Incandescent |  | Standard A Lamp | 1 | 60 | Bedroom
Table | Incandescent |  | Decorative | 1 | 40 | Bedroom
Table | Halogen |  | Quartz Tube | 1 | 50 | Bedroom
Ceiling Fan | Incandescent |  | Standard A Lamp | 1 | 60 | Other
Floor lamp | Other |  | LED Interior | 1 | 12 | Other
Recessed Can | Incandescent |  | Standard A Lamp | 1 | 25 | Bathroom
Wall Mount | Incandescent |  | Decorative | 2 | 25 | Bathroom
Recessed Can | Compact Fluorescent |  | Twist | 1 | 15 | Other
Chandelier (Hanging) | Incandescent |  | Decorative | 4 | 25 | Dining Room
Table | Incandescent |  | Standard A Lamp | 1 | 60 | Dining Room
Ceiling Fixture | Compact Fluorescent |  | Straight Tube | 3 | 15 | Hall
Track | Halogen |  | MR | 6 | 50 | Kitchen
Architectural | Halogen |  | MR | 3 | 50 | Kitchen
Recessed Can | Compact Fluorescent |  | Twist | 1 | 15 | Laundry Room
Table | Incandescent |  | Standard A Lamp | 1 | 60 | Living Room
Table | Compact Fluorescent |  | Twist | 1 | 15 | Living Room
Floor lamp | Halogen |  | Other | 1 | 50 | Living Room
Table | Incandescent |  | Decorative | 1 | 40 | Living Room
Recessed Can | Compact Fluorescent |  | Twist | 1 | 15 | Bathroom
Recessed Can | Incandescent |  | Heat Lamp | 1 | 60 | Bathroom
Wall Mount | Compact Fluorescent |  | Twist | 3 | 15 | Bathroom
Ceiling Fixture | Compact Fluorescent |  | Straight Tube | 3 | 15 | Bedroom
Table | Halogen |  | Other | 1 | 30 | Bedroom
Table | Halogen |  | Other | 1 | 30 | Bedroom
Chandelier (Hanging) | Incandescent |  | Standard A Lamp | 3 | 40 | Bedroom
Ceiling Fixture | Compact Fluorescent |  | Twist | 1 | 15 | Closet
Ceiling Fixture | Compact Fluorescent |  | Straight Tube | 3 | 15 | Office
Table | Halogen |  | MR | 1 | 50 | Office
Table | Compact Fluorescent |  | Straight Tube | 1 | 15 | Office
Floor lamp | Compact Fluorescent |  | Twist | 1 | 15 | Office
Recessed Can | Incandescent |  | Standard A Lamp | 1 | 25 | Bedroom
Recessed Can | Incandescent |  | Standard A Lamp | 1 | 25 | Family Room
Table | Halogen |  | Other | 1 | 50 | Family Room
Ceiling Fixture | Incandescent |  | Standard A Lamp | 1 | 60 | Family Room
Wall Mount | Compact Fluorescent |  | Twist | 2 | 15 | Bathroom
Ceiling Fixture | Compact Fluorescent |  | Twist | 1 | 15 | Bathroom
Wall Mount | Compact Fluorescent |  | Globe | 8 | 22 | Bathroom
Wall Mount | Incandescent |  | Globe | 5 | 40 | Bathroom
Ceiling Fixture | Compact Fluorescent |  | Twist | 1 | 15 | Bathroom
Wall Mount | Compact Fluorescent |  | Twist | 1 | 15 | Other
Floor lamp | Incandescent |  | Standard A Lamp | 1 | 150 | Family Room
Floor lamp | Compact Fluorescent |  | Twist | 1 | 15 | Family Room
Wall Mount | Compact Fluorescent |  | Twist | 1 | 15 | Family Room
Ceiling Fixture | Compact Fluorescent |  | Twist | 1 | 15 | Family Room
Floor lamp | Compact Fluorescent |  | Twist | 3 | 15 | Family Room
Ceiling Fixture | Linear Fluorescent | 48 | T-12 | 2 | 40 | Garage
Ceiling Fixture | Linear Fluorescent | 48 | T-8 | 2 | 32 | Garage
Garage door opener | Incandescent |  | Standard A Lamp | 1 | 60 | Garage
Ceiling Fixture | Compact Fluorescent |  | Twist | 1 | 15 | Hall
Ceiling Fixture | Compact Fluorescent |  | Twist | 1 | 15 | Hall
Recessed Can | Compact Fluorescent |  | Flood | 1 | 15 | Kitchen
Chandelier (Hanging) | Compact Fluorescent |  | Flood | 1 | 15 | Kitchen
Ceiling Fixture | Incandescent |  | Standard A Lamp | 1 | 60 | Kitchen
Ceiling Fixture | Compact Fluorescent |  | Twist | 1 | 15 | Kitchen
Ceiling Fixture | Compact Fluorescent |  | A shape bulb | 1 | 15 | Laundry Room
Chandelier (Hanging) | Incandescent |  | Globe | 5 | 40 | Living Room
Table | Incandescent |  | 3-Way Incandescent | 1 | 75 | Living Room
Ceiling Fan | Incandescent |  | Standard A Lamp | 3 | 40 | Master Bedroom
Table | Compact Fluorescent |  | Twist | 1 | 15 | Master Bedroom
Table | Incandescent |  | Standard A Lamp | 1 | 60 | Master Bedroom
Ceiling Fixture | Compact Fluorescent |  | Twist | 2 | 15 | Office
Table | Compact Fluorescent |  | Twist | 1 | 22 | Office
Table | Compact Fluorescent |  | Twist | 1 | 15 | Office
Ceiling Fixture | Compact Fluorescent |  | Twist | 1 | 15 | Other
Table | Compact Fluorescent |  | Twist | 1 | 15 | Other
Ceiling Fixture | Compact Fluorescent |  | Twist | 1 | 13 | Closet
Ceiling Fixture | Compact Fluorescent |  | Twist | 1 | 15 | Other
Floor lamp | Compact Fluorescent |  | Twist | 2 | 15 | Other
High bay | Compact Fluorescent |  | Reflector | 1 | 22 | Master Bedroom
Ceiling Fixture | Incandescent |  | Standard A Lamp | 1 | 60 | Bedroom
Wall Mount | Incandescent |  | Standard A Lamp | 3 | 60 | Bathroom
Ceiling Fixture | Linear Fluorescent | 24 | T-8 | 2 | 32 | Garage
Garage door opener | Incandescent |  | Standard A Lamp | 2 | 60 | Garage
Wall Mount | Incandescent |  | Standard A Lamp | 2 | 60 | Bathroom
Recessed Can | Compact Fluorescent |  | Reflector | 1 | 22 | Hall
Ceiling Fixture | Incandescent |  | Standard A Lamp | 1 | 60 | Kitchen
Table | Incandescent |  | Standard A Lamp | 1 | 60 | Living Room
Recessed Can | Compact Fluorescent |  | Twist | 1 | 22 | Hall
Ceiling Fixture | Incandescent |  | Standard A Lamp | 2 | 60 | Family Room
Wall Mount | Compact Fluorescent |  | Twist | 4 | 13 | Bathroom
Ceiling Fixture | Compact Fluorescent |  | Twist | 2 | 13 | Bedroom
Table | Incandescent |  | 3-Way Incandescent | 1 | 100 | Bedroom
Ceiling Fixture | Compact Fluorescent |  | Twist | 2 | 13 | Bedroom
Ceiling Fixture | Compact Fluorescent |  | Twist | 3 | 13 | Bedroom
Table | Compact Fluorescent |  | Twist | 1 | 13 | Bedroom
Ceiling Fixture | Incandescent |  | Standard A Lamp | 1 | 60 | Closet
Chandelier (Hanging) | Incandescent |  | Standard A Lamp | 3 | 75 | Dining Room
Floor lamp | Incandescent |  | 3-Way Incandescent | 1 | 100 | Family Room
Ceiling Fixture | Compact Fluorescent |  | Twist | 1 | 22 | Garage
Ceiling Fixture | Linear Fluorescent | 48 | T-12 | 2 | 40 | Garage
Garage door opener | Incandescent |  | Clear | 1 | 75 | Garage
Ceiling Fixture | Compact Fluorescent |  | Twist | 2 | 13 | Hall
Ceiling Fixture | Compact Fluorescent |  | Twist | 2 | 13 | Hall
Ceiling Fixture | Halogen |  | MR | 4 | 50 | Kitchen
Wall Mount | Halogen |  | Quartz Tube | 2 | 100 | Kitchen
Ceiling Fixture | Compact Fluorescent |  | Twist | 2 | 13 | Laundry Room
Ceiling Fixture | Halogen |  | MR | 4 | 50 | Office
Chandelier (Hanging) | Compact Fluorescent |  | Twist | 3 | 13 | Other
Ceiling Fan | Incandescent |  | Clear | 4 | 60 | Family Room
Recessed Can | Incandescent |  | Reflector | 1 | 65 | Family Room
Ceiling Fixture | Linear Fluorescent | 96 | T-8 | 2 | 75 | Garage
Ceiling Fixture | Linear Fluorescent | 48 | T-8 | 2 | 32 | Garage
Ceiling Fixture | Linear Fluorescent | 48 | T-12 | 2 | 40 | Garage
Ceiling Fixture | Incandescent |  | Standard A Lamp | 1 | 60 | Garage
Ceiling Fixture | Incandescent |  | Standard A Lamp | 1 | 100 | Closet
Ceiling Fixture | Compact Fluorescent |  | Twist | 3 | 23 | Family Room
Ceiling Fixture | Compact Fluorescent |  | Circline (Screw Base) | 1 | 23 | Family Room
Floor lamp | Incandescent |  | 3-Way Incandescent | 1 | 100 | Family Room
Floor lamp | Incandescent |  | 3-Way Incandescent | 1 | 200 | Family Room
Table | Incandescent |  | Standard A Lamp | 1 | 60 | Family Room
Ceiling Fixture | Incandescent |  | Standard A Lamp | 1 | 60 | Laundry Room
Ceiling Fixture | Incandescent |  | Standard A Lamp | 1 | 75 | Garage
Garage door opener | Incandescent |  | Standard A Lamp | 2 | 40 | Garage
Ceiling Fixture | Incandescent |  | Standard A Lamp | 2 | 60 | Garage
Track | Halogen |  | PAR | 4 | 50 | Kitchen
Ceiling Fixture | Incandescent |  | Standard A Lamp | 2 | 60 | Kitchen
Other | Halogen |  | MR | 1 | 25 | Kitchen
Torchiere | Halogen |  | Quartz Tube | 1 | 300 | Living Room
Ceiling Fixture | Incandescent |  | Standard A Lamp | 1 | 75 | Living Room
Ceiling Fixture | Incandescent |  | Standard A Lamp | 1 | 60 | Hall
Wall Mount | Incandescent |  | Standard A Lamp | 3 | 60 | Bathroom
Ceiling Fixture | Incandescent |  | Standard A Lamp | 2 | 40 | Master Bedroom
Table | Incandescent |  | Standard A Lamp | 1 | 150 | Master Bedroom
Ceiling Fixture | Incandescent |  | Standard A Lamp | 2 | 75 | Bedroom
Ceiling Fixture | Incandescent |  | Standard A Lamp | 2 | 60 | Office
Table | Incandescent |  | Standard A Lamp | 1 | 75 | Office
Chandelier (Hanging) | Incandescent |  | Standard A Lamp | 1 | 75 | Hall
Wall Mount | Incandescent |  | Standard A Lamp | 3 | 75 | Bathroom
Ceiling Fixture | Compact Fluorescent |  | Twist | 2 | 15 | Bedroom
Table | Compact Fluorescent |  | Twist | 1 | 15 | Bedroom
Chandelier (Hanging) | Compact Fluorescent |  | Twist | 1 | 15 | Bedroom
Ceiling Fixture | Compact Fluorescent |  | Twist | 2 | 15 | Closet
Chandelier (Hanging) | Incandescent |  | Standard A Lamp | 5 | 60 | Dining Room
Chandelier (Hanging) | Compact Fluorescent |  | Twist | 3 | 15 | Hall
Ceiling Fixture | Compact Fluorescent |  | Twist | 1 | 22 | Garage
Garage door opener | Incandescent |  | Standard A Lamp | 1 | 60 | Garage
Recessed Can | Compact Fluorescent |  | Reflector | 2 | 15 | Kitchen
Ceiling Fixture | Incandescent |  | Standard A Lamp | 2 | 40 | Living Room
Recessed Can | Compact Fluorescent |  | Twist | 1 | 15 | Other
Floor lamp | Halogen |  | Quartz Tube | 1 | 30 | Other
Floor lamp | Compact Fluorescent |  | Twist | 1 | 15 | Living Room
Table | Compact Fluorescent |  | Twist | 1 | 15 | Living Room
Wall Mount | Incandescent |  | Standard A Lamp | 3 | 75 | Bathroom
Ceiling Fixture | Incandescent |  | Decorative | 2 | 60 | Bathroom
Ceiling Fan | Compact Fluorescent |  | Twist | 3 | 15 | Master Bedroom
Wall Mount | Incandescent |  | Standard A Lamp | 2 | 75 | Bathroom
Chandelier (Hanging) | Incandescent |  | Standard A Lamp | 3 | 60 | Hall
Recessed Can | Compact Fluorescent |  | Reflector | 1 | 15 | Family Room
Table | Compact Fluorescent |  | Twist | 2 | 15 | Family Room
Ceiling Fan | Incandescent |  | Standard A Lamp | 1 | 60 | Bedroom
Table | Incandescent |  | Standard A Lamp | 1 | 60 | Bedroom
Ceiling Fixture | Incandescent |  | Standard A Lamp | 2 | 60 | Bedroom
Table | Incandescent |  | Standard A Lamp | 1 | 60 | Bedroom
Wall Mount | Incandescent |  | Clear | 4 | 60 | Bathroom
Ceiling Fixture | Incandescent |  | Standard A Lamp | 1 | 60 | Office
Floor lamp | Incandescent |  | Standard A Lamp | 1 | 60 | Office
Ceiling Fixture | Linear Fluorescent | 48 | T-12 | 2 | 40 | Garage
Garage door opener | Incandescent |  | Standard A Lamp | 1 | 60 | Garage
Ceiling Fixture | Compact Fluorescent |  | A shape bulb | 1 | 22 | Garage
Ceiling Fixture | Compact Fluorescent |  | Twist | 2 | 15 | Master Bedroom
Table | Halogen |  | PAR | 1 | 20 | Master Bedroom
Table | Compact Fluorescent |  | Twist | 1 | 15 | Master Bedroom
Ceiling Fixture | Incandescent |  | Standard A Lamp | 1 | 40 | Closet
Ceiling Fixture | Compact Fluorescent |  | Twist | 2 | 15 | Bathroom
Wall Mount | Incandescent |  | Standard A Lamp | 4 | 60 | Bathroom
Ceiling Fixture | Incandescent |  | Standard A Lamp | 2 | 60 | Hall
Floor lamp | Compact Fluorescent |  | Twist | 2 | 15 | Living Room
Ceiling Fixture | Incandescent |  | Standard A Lamp | 3 | 60 | Dining Room
Ceiling Fixture | Halogen |  | PAR | 1 | 150 | Kitchen
Ceiling Fan | Incandescent |  | Clear | 4 | 60 | Hall
Ceiling Fixture | Incandescent |  | Globe | 1 | 40 | Bathroom
Ceiling Fixture | Compact Fluorescent |  | Twist | 1 | 14 | Bedroom
Table | Incandescent |  | Mini base | 3 | 60 | Bedroom
Ceiling Fixture | Compact Fluorescent |  | Twist | 1 | 14 | Bedroom
Table | Compact Fluorescent |  | Twist | 1 | 14 | Bedroom
Chandelier (Hanging) | Compact Fluorescent |  | Twist | 1 | 14 | Dining Room
Ceiling Fixture | Incandescent |  | Standard A Lamp | 1 | 135 | Garage
Ceiling Fixture | Incandescent |  | Standard A Lamp | 2 | 60 | Garage
Ceiling Fixture | Compact Fluorescent |  | Twist | 1 | 14 | Hall
Ceiling Fixture | Compact Fluorescent |  | Circline (Screw Base) | 1 | 22 | Kitchen
Recessed Can | Incandescent |  | Reflector | 1 | 65 | Kitchen
Chandelier (Hanging) | Compact Fluorescent |  | Twist | 1 | 13 | Kitchen
Ceiling Fan | Compact Fluorescent |  | Twist | 1 | 14 | Living Room
Ceiling Fixture | Compact Fluorescent |  | Twist | 1 | 14 | Living Room
Table | Compact Fluorescent |  | Twist | 2 | 14 | Living Room
Wall Mount | Compact Fluorescent |  | Twist | 3 | 14 | Bathroom
Ceiling Fan | Compact Fluorescent |  | Twist | 2 | 14 | Master Bedroom
Table | Incandescent |  | Globe | 1 | 40 | Master Bedroom
Ceiling Fixture | Incandescent |  | Standard A Lamp | 1 | 60 | Bathroom
Wall Mount | Incandescent |  | Standard A Lamp | 3 | 60 | Bathroom
Ceiling Fixture | Incandescent |  | Standard A Lamp | 1 | 60 | Bathroom
Table | Incandescent |  | Standard A Lamp | 1 | 60 | Bedroom
Ceiling Fan | Incandescent |  | Standard A Lamp | 3 | 65 | Bedroom
Table | Compact Fluorescent |  | Pin base | 1 | 15 | Bedroom
Table | Incandescent |  | Standard A Lamp | 1 | 60 | Bedroom
Ceiling Fan | Incandescent |  | Standard A Lamp | 3 | 60 | Bedroom
Ceiling Fixture | Incandescent |  | Standard A Lamp | 1 | 60 | Closet
Table | Incandescent |  | Standard A Lamp | 1 | 60 | Family Room
Ceiling Fixture | Incandescent |  | Standard A Lamp | 1 | 60 | Family Room
Ceiling Fan | Incandescent |  | Standard A Lamp | 3 | 60 | Family Room
Ceiling Fixture | Incandescent |  | Standard A Lamp | 1 | 60 | Garage
Garage door opener | Incandescent |  | Standard A Lamp | 2 | 60 | Garage
Ceiling Fixture | Incandescent |  | Standard A Lamp | 1 | 60 | Hall
Ceiling Fixture | Incandescent |  | Standard A Lamp | 3 | 60 | Kitchen
Recessed - other | Incandescent |  | Standard A Lamp | 1 | 40 | Kitchen
Ceiling Fixture | Linear Fluorescent | 36 | T-12 | 1 | 40 | Kitchen
Ceiling Fixture | Incandescent |  | Standard A Lamp | 1 | 60 | Laundry Room
Chandelier (Hanging) | Incandescent |  | Standard A Lamp | 5 | 60 | Living Room
Floor lamp | Incandescent |  | Standard A Lamp | 1 | 60 | Living Room
Ceiling Fan | Incandescent |  | Decorative | 3 | 40 | Living Room
Ceiling Fixture | Incandescent |  | Standard A Lamp | 1 | 60 | Living Room
Wall Mount | Incandescent |  | Globe | 8 | 25 | Bathroom
Ceiling Fixture | Incandescent |  | Standard A Lamp | 2 | 100 | Bathroom
Ceiling Fixture | Incandescent |  | Standard A Lamp | 1 | 100 | Hall
Recessed Can | Incandescent |  | Reflector | 1 | 65 | Hall
Recessed Can | Incandescent |  | Reflector | 1 | 65 | Closet
Ceiling Fan | Compact Fluorescent |  | Twist | 4 | 13 | Other
Floor lamp | Incandescent |  | Standard A Lamp | 2 | 100 | Dining Room
Chandelier (Hanging) | Incandescent |  | Reflector | 4 | 65 | Dining Room
Wall Mount | Incandescent |  | Standard A Lamp | 1 | 75 | Other
Recessed Can | Incandescent |  | Reflector | 1 | 65 | Bedroom
Ceiling Fixture | Incandescent |  | Standard A Lamp | 1 | 65 | Bedroom
Floor lamp | Incandescent |  | Decorative | 6 | 25 | Living Room
Floor lamp | Incandescent |  | Decorative | 1 | 25 | Living Room
Table | Incandescent |  | Colored | 1 | 25 | Living Room
Table | Compact Fluorescent |  | Twist | 1 | 13 | Living Room
Recessed Can | Incandescent |  | Reflector | 1 | 65 | Family Room
Recessed Can | Incandescent |  | Reflector | 1 | 30 | Family Room
Wall Mount | Incandescent |  | Standard A Lamp | 3 | 100 | Garage
Ceiling Fan | Incandescent |  | 3-Way Incandescent | 4 | 150 | Bedroom
Table | Compact Fluorescent |  | A shape bulb | 1 | 15 | Bedroom
Ceiling Fan | Incandescent |  | Standard A Lamp | 4 | 60 | Bedroom
Table | Incandescent |  | Colored | 1 | 40 | Bedroom
Recessed Can | Halogen |  | PAR | 1 | 90 | Kitchen
Other | Halogen |  | Other | 1 | 20 | Kitchen
Chandelier (Hanging) | Incandescent |  | Standard A Lamp | 1 | 40 | Kitchen
Recessed Can | Incandescent |  | Reflector | 1 | 30 | Bathroom
Ceiling Fan | Incandescent |  | Standard A Lamp | 4 | 40 | Master Bedroom
Table | Incandescent |  | Standard A Lamp | 1 | 40 | Master Bedroom
Wall Mount | Incandescent |  | Colored | 1 | 40 | Master Bedroom
Low bay | Linear Fluorescent | 12 | T-4 | 1 | 8 | Closet
Recessed Can | Incandescent |  | Reflector | 1 | 65 | Office
Ceiling Fixture | Incandescent |  | Standard A Lamp | 1 | 40 | Hall
Wall Mount | Incandescent |  | Standard A Lamp | 2 | 40 | Bathroom
Wall Mount | Incandescent |  | Standard A Lamp | 2 | 100 | Bathroom
Ceiling Fixture | Incandescent |  | Standard A Lamp | 2 | 75 | Bedroom
Chandelier (Hanging) | Incandescent |  | Decorative | 3 | 40 | Other
Ceiling Fixture | Linear Fluorescent | 48 | T-12 | 2 | 32 | Garage
Recessed Can | Incandescent |  | Reflector | 1 | 65 | Hall
Chandelier (Hanging) | Incandescent |  | Standard A Lamp | 1 | 40 | Kitchen
Recessed Can | Incandescent |  | Reflector | 1 | 65 | Kitchen
Floor lamp | Incandescent |  | Standard A Lamp | 1 | 100 | Living Room
Floor lamp | Incandescent |  | 3-Way Incandescent | 1 | 150 | Living Room
Chandelier (Hanging) | Incandescent |  | Standard A Lamp | 3 | 40 | Living Room
Wall Mount | Incandescent |  | Standard A Lamp | 3 | 40 | Bathroom
Floor lamp | Incandescent |  | Standard A Lamp | 1 | 75 | Master Bedroom
Floor lamp | Incandescent |  | Standard A Lamp | 1 | 60 | Master Bedroom
Floor lamp | Compact Fluorescent |  | Twist | 2 | 23 | Master Bedroom
Ceiling Fixture | Incandescent |  | Standard A Lamp | 2 | 75 | Office
Floor lamp | Incandescent |  | Decorative | 1 | 40 | Office
Recessed Can | Incandescent |  | Standard A Lamp | 1 | 60 | Living Room
Recessed Can | Incandescent |  | Reflector | 1 | 65 | Living Room
Wall Mount | Incandescent |  | Standard A Lamp | 1 | 60 | Bathroom
Ceiling Fixture | Incandescent |  | Standard A Lamp | 3 | 40 | Bathroom
Wall Mount | Incandescent |  | Standard A Lamp | 2 | 40 | Bathroom
Ceiling Fixture | Incandescent |  | Standard A Lamp | 1 | 60 | Bathroom
Wall Mount | Incandescent |  | Standard A Lamp | 2 | 40 | Bathroom
Wall Mount | Incandescent |  | Standard A Lamp | 2 | 40 | Bathroom
Recessed - other | Halogen |  | MR | 2 | 75 | Bathroom
Ceiling Fixture | Incandescent |  | Standard A Lamp | 3 | 60 | Bedroom
Table | Incandescent |  | 3-Way Incandescent | 1 | 75 | Bedroom
Table | Compact Fluorescent |  | Twist | 2 | 15 | Bedroom
Table | Incandescent |  | Standard A Lamp | 2 | 60 | Master Bedroom
Table | Incandescent |  | Standard A Lamp | 1 | 60 | Master Bedroom
Ceiling Fixture | Incandescent |  | Standard A Lamp | 2 | 60 | Bedroom
Table | Incandescent |  | 3-Way Incandescent | 1 | 100 | Bedroom
Ceiling Fixture | Incandescent |  | Standard A Lamp | 2 | 60 | Bedroom
Ceiling Fixture | Incandescent |  | Standard A Lamp | 2 | 60 | Bedroom
Table | Incandescent |  | Standard A Lamp | 1 | 60 | Bedroom
Ceiling Fixture | Incandescent |  | Standard A Lamp | 1 | 60 | Other
Chandelier (Hanging) | Incandescent |  | Decorative | 4 | 40 | Dining Room
Ceiling Fixture | Incandescent |  | Standard A Lamp | 1 | 60 | Other
Ceiling Fixture | Incandescent |  | Standard A Lamp | 1 | 60 | Hall
Ceiling Fixture | Incandescent |  | Standard A Lamp | 2 | 60 | Hall
Chandelier (Hanging) | Incandescent |  | Decorative | 5 | 40 | Hall
Ceiling Fixture | Incandescent |  | Standard A Lamp | 1 | 60 | Hall
Architectural | Linear Fluorescent | 48 | T-8 | 2 | 32 | Hall
Ceiling Fixture | Compact Fluorescent |  | A shape bulb | 1 | 15 | Kitchen
Chandelier (Hanging) | Incandescent |  | Standard A Lamp | 3 | 60 | Kitchen
Chandelier (Hanging) | Compact Fluorescent |  | Twist | 2 | 15 | Kitchen
Chandelier (Hanging) | Incandescent |  | Standard A Lamp | 1 | 60 | Kitchen
Wall Mount | Incandescent |  | Standard A Lamp | 2 | 60 | Kitchen
Ceiling Fixture | Incandescent |  | Standard A Lamp | 1 | 60 | Laundry Room
Torchiere | Halogen |  | Quartz Tube | 1 | 300 | Living Room
Ceiling Fixture | Incandescent |  | Standard A Lamp | 3 | 60 | Office
Ceiling Fixture | Incandescent |  | Standard A Lamp | 2 | 60 | Other
Chandelier (Hanging) | Compact Fluorescent |  | Twist | 4 | 15 | Family Room
Table | Compact Fluorescent |  | Twist | 2 | 19 | Family Room
Recessed Can | Compact Fluorescent |  | Reflector | 1 | 22 | Bathroom
Recessed Can | Incandescent |  | Reflector | 1 | 75 | Bathroom
Table | Compact Fluorescent |  | A shape bulb | 1 | 22 | Bedroom
Table | Compact Fluorescent |  | Twist | 1 | 22 | Bedroom
Table | Compact Fluorescent |  | A shape bulb | 1 | 22 | Bedroom
Ceiling Fixture | Compact Fluorescent |  | Twist | 1 | 22 | Closet
Chandelier (Hanging) | Incandescent |  | Mini base | 6 | 25 | Dining Room
Ceiling Fixture | Incandescent |  | Mini base | 2 | 25 | Hall
Table | Compact Fluorescent |  | Twist | 1 | 15 | Hall
Recessed Can | Incandescent |  | Reflector | 1 | 75 | Family Room
Recessed Can | Compact Fluorescent |  | Reflector | 1 | 22 | Family Room
Ceiling Fixture | Compact Fluorescent |  | Twist | 1 | 22 | Garage
Ceiling Fixture | Incandescent |  | Mini base | 2 | 25 | Hall
Recessed Can | Compact Fluorescent |  | Reflector | 1 | 22 | Kitchen
Recessed Can | Incandescent |  | Reflector | 1 | 75 | Kitchen
Ceiling Fixture | Compact Fluorescent |  | A shape bulb | 1 | 22 | Laundry Room
Ceiling Fixture | Compact Fluorescent |  | Twist | 1 | 22 | Laundry Room
Table | Compact Fluorescent |  | Twist | 1 | 22 | Living Room
Table | Compact Fluorescent |  | A shape bulb | 1 | 22 | Living Room
Floor lamp | Compact Fluorescent |  | Twist | 2 | 15 | Living Room
Floor lamp | Compact Fluorescent |  | Twist | 1 | 22 | Living Room
Torchiere | Incandescent |  | Reflector | 1 | 75 | Bedroom
Table | Compact Fluorescent |  | Twist | 1 | 22 | Master Bedroom
Ceiling Fixture | Compact Fluorescent |  | Twist | 1 | 22 | Other
Table | Incandescent |  | Standard A Lamp | 2 | 60 | Office
Table | Compact Fluorescent |  | Twist | 1 | 22 | Office
Ceiling Fixture | Incandescent |  | Standard A Lamp | 1 | 60 | Office
Table | Incandescent |  | Standard A Lamp | 1 | 60 | Office
Table | Compact Fluorescent |  | Pin base | 1 | 22 | Office
Wall Mount | Compact Fluorescent |  | Twist | 1 | 23 | Closet
Ceiling Fixture | Compact Fluorescent |  | Twist | 1 | 15 | Laundry Room
Ceiling Fixture | Compact Fluorescent |  | Twist | 1 | 22 | Other
Chandelier (Hanging) | Compact Fluorescent |  | Twist | 1 | 15 | Hall
Recessed Can | Incandescent |  | Standard A Lamp | 1 | 65 | Closet
Recessed Can | Compact Fluorescent |  | Reflector | 1 | 15 | Closet
Recessed Can | Incandescent |  | Standard A Lamp | 1 | 65 | Hall
Recessed Can | Incandescent |  | Standard A Lamp | 1 | 65 | Hall
Ceiling Fixture | Incandescent |  | Standard A Lamp | 1 | 60 | Bathroom
Track | Halogen |  | MR | 4 | 40 | Bathroom
Wall Mount | Compact Fluorescent |  | Twist | 1 | 15 | Bathroom
Chandelier (Hanging) | Halogen |  |  | 1 | 50 | Bathroom
Recessed Can | Incandescent |  | Standard A Lamp | 1 | 65 | Bedroom
Table | Halogen |  | Other | 1 | 50 | Bedroom
Chandelier (Hanging) | Incandescent |  | Standard A Lamp | 1 | 40 | Bedroom
Recessed Can | Incandescent |  | Standard A Lamp | 1 | 65 | Other
Recessed Can | Incandescent |  | Reflector | 1 | 65 | Bedroom
Table | Halogen |  | Other | 1 | 20 | Bedroom
Recessed Can | Incandescent |  | Reflector | 1 | 65 | Bedroom
Table | Halogen |  | MR | 1 | 50 | Bedroom
Recessed Can | Incandescent |  | Standard A Lamp | 1 | 65 | Hall
Track | Incandescent |  | Reflector | 1 | 30 | Dining Room
Recessed Can | Incandescent |  | Reflector | 1 | 65 | Dining Room
Recessed Can | Incandescent |  | Standard A Lamp | 1 | 65 | Dining Room
Wall Mount | Incandescent |  | Globe | 1 | 60 | Bathroom
Recessed Can | Incandescent |  | Reflector | 1 | 65 | Kitchen
Ceiling Fixture | Incandescent |  | Reflector | 1 | 250 | Kitchen
Recessed Can | Incandescent |  | Reflector | 1 | 65 | Living Room
Wall Mount | Incandescent |  | Standard A Lamp | 1 | 75 | Living Room
Table | Incandescent |  | Standard A Lamp | 4 | 75 | Living Room
Torchiere | Incandescent |  | Reflector | 1 | 75 | Living Room
Recessed Can | Incandescent |  | Reflector | 1 | 65 | Office
Other | Halogen |  | Other | 1 | 35 | Office
Wall Mount | Incandescent |  | Mini base | 1 | 40 | Bathroom
Ceiling Fan | Incandescent |  | Globe | 4 | 40 | Bathroom
Ceiling Fixture | Compact Fluorescent |  | Twist | 1 | 15 | Bathroom
Recessed Can | Incandescent |  | Reflector | 1 | 75 | Master Bedroom
Table | Incandescent |  | Standard A Lamp | 1 | 100 | Master Bedroom
Torchiere | Incandescent |  | Standard A Lamp | 1 | 65 | Hall
Ceiling Fixture | Linear Fluorescent | 48 | T-12 | 1 | 40 | Garage
Ceiling Fixture | Linear Fluorescent | 48 | T-12 | 2 | 40 | Garage
Garage door opener | Compact Fluorescent |  | Twist | 1 | 15 | Garage
Garage door opener | Incandescent |  | Standard A Lamp | 2 | 60 | Garage
Wall Mount | Incandescent |  | Standard A Lamp | 1 | 60 | Garage
Wall Mount | Incandescent |  | Standard A Lamp | 2 | 60 | Bathroom
Wall Mount | Incandescent |  | Standard A Lamp | 2 | 60 | Bathroom
Ceiling Fixture | Incandescent |  | Standard A Lamp | 2 | 40 | Bedroom
Ceiling Fixture | Compact Fluorescent |  | Twist | 2 | 23 | Bedroom
Ceiling Fixture | Compact Fluorescent |  | Twist | 2 | 23 | Bedroom
Floor lamp | Incandescent |  | Decorative | 1 | 40 | Dining Room
Chandelier (Hanging) | Incandescent |  | Decorative | 5 | 60 | Dining Room
Torchiere | Halogen |  | Quartz Tube | 1 | 100 | Dining Room
Floor lamp | Compact Fluorescent |  | Twist | 1 | 13 | Family Room
Floor lamp | Incandescent |  | Standard A Lamp | 1 | 60 | Family Room
Floor lamp | Incandescent |  | Standard A Lamp | 1 | 38 | Family Room
Ceiling Fan | Incandescent |  | Standard A Lamp | 3 | 40 | Family Room
Ceiling Fixture | Incandescent |  | Standard A Lamp | 1 | 40 | Hall
Recessed Can | Incandescent |  | Reflector | 1 | 65 | Hall
Floor lamp | Incandescent |  | 3-Way Incandescent | 1 | 150 | Kitchen
Floor lamp | Compact Fluorescent |  | Twist | 2 | 23 | Kitchen
Ceiling Fan | Incandescent |  | Standard A Lamp | 3 | 40 | Kitchen
Floor lamp | Compact Fluorescent |  | Twist | 1 | 13 | Kitchen
Ceiling Fixture | Incandescent |  | Standard A Lamp | 3 | 60 | Kitchen
Chandelier (Hanging) | Incandescent |  | Standard A Lamp | 3 | 40 | Kitchen
Recessed Can | Incandescent |  | Reflector | 1 | 65 | Kitchen
Ceiling Fixture | Compact Fluorescent |  | Twist | 2 | 23 | Laundry Room
Floor lamp | Compact Fluorescent |  | Twist | 1 | 23 | Living Room
Floor lamp | Compact Fluorescent |  | Twist | 1 | 13 | Living Room
Ceiling Fixture | Compact Fluorescent |  | Twist | 4 | 13 | Bathroom
Wall Mount | Incandescent |  | Standard A Lamp | 3 | 60 | Bathroom
Recessed Can | Incandescent |  | Reflector | 1 | 65 | Bathroom
Chandelier (Hanging) | Incandescent |  | Decorative | 3 | 40 | Master Bedroom
Floor lamp | Incandescent |  | Decorative | 1 | 60 | Master Bedroom
Ceiling Fixture | Compact Fluorescent |  | Twist | 1 | 13 | Office
Ceiling Fixture | Incandescent |  | Standard A Lamp | 1 | 40 | Office
Ceiling Fan | Compact Fluorescent |  | Twist | 2 | 13 | Office
Ceiling Fixture | Incandescent |  | Standard A Lamp | 1 | 60 | Other
Ceiling Fixture | Incandescent |  | Standard A Lamp | 2 | 40 | Bedroom
Ceiling Fixture | Compact Fluorescent |  | Twist | 1 | 15 | Other
Wall Mount | Incandescent |  | Standard A Lamp | 1 | 40 | Bathroom
Wall Mount | Compact Fluorescent |  | Twist | 2 | 15 | Bedroom
Wall Mount | Compact Fluorescent |  | Twist | 1 | 15 | Bedroom
Table | Incandescent |  | Mini base | 2 | 25 | Bedroom
Wall Mount | Incandescent |  | Standard A Lamp | 1 | 60 | Office
Floor lamp | Compact Fluorescent |  | Twist | 1 | 15 | Office
Chandelier (Hanging) | Incandescent |  | Decorative | 2 | 40 | Dining Room
Wall Mount | Incandescent |  | Standard A Lamp | 1 | 60 | Hall
Ceiling Fixture | Halogen |  | PAR | 1 | 30 | Kitchen
Ceiling Fixture | Compact Fluorescent |  | Circline (Screw Base) | 1 | 22 | Laundry Room
Ceiling Fixture | Halogen |  | MR | 1 | 30 | Family Room
Wall Mount | Incandescent |  | Standard A Lamp | 1 | 40 | Living Room
Floor lamp | Compact Fluorescent |  | Twist | 1 | 15 | Living Room
Wall Mount | Incandescent |  | Standard A Lamp | 1 | 40 | Bathroom
Wall Mount | Incandescent |  | Standard A Lamp | 2 | 60 | Master Bedroom
Table | Compact Fluorescent |  | Twist | 2 | 15 | Master Bedroom
Chandelier (Hanging) | Incandescent |  | Decorative | 1 | 25 | Dining Room
Ceiling Fixture | Halogen |  | MR | 1 | 30 | Dining Room
Wall Mount | Incandescent |  | Standard A Lamp | 1 | 40 | Bathroom
Table | Compact Fluorescent |  | A shape bulb | 1 | 7 | Bathroom
Ceiling Fixture | Incandescent |  | Standard A Lamp | 1 | 65 | Closet
Wall Mount | Incandescent |  | Globe | 1 | 60 | Bathroom
Wall Mount | Incandescent |  | Standard A Lamp | 1 | 60 | Bathroom
Wall Mount | Incandescent |  | Clear | 1 | 60 | Bathroom
Wall Mount | Compact Fluorescent |  | Pin base | 1 | 13 | Bathroom
Ceiling Fixture | Compact Fluorescent |  | A shape bulb | 1 | 15 | Hall
Ceiling Fixture | Compact Fluorescent |  | Straight Tube | 1 | 15 | Hall
Recessed - other | Compact Fluorescent |  | Twist | 1 | 15 | Hall
Ceiling Fixture | Linear Fluorescent | 48 | T-12 | 2 | 40 | Laundry Room
Ceiling Fixture | Compact Fluorescent |  | Straight Tube | 1 | 15 | Family Room
Chandelier (Hanging) | Incandescent |  | Mini base | 2 | 60 | Dining Room
Recessed Can | Incandescent |  | Reflector | 1 | 65 | Family Room
Other | Other |  | Other | 1 | 15 | Family Room
Ceiling Fixture | Compact Fluorescent |  | Twist | 1 | 15 | Hall
Ceiling Fixture | Compact Fluorescent |  | Straight Tube | 1 | 22 | Other
Ceiling Fixture | Linear Fluorescent | 48 | T-12 | 2 | 40 | Kitchen
Recessed - other | Linear Fluorescent | 24 | T-12 | 1 | 20 | Kitchen
Recessed - other | Linear Fluorescent | 36 | T-12 | 1 | 30 | Kitchen
Other | Incandescent |  | Standard A Lamp | 1 | 40 | Kitchen
Ceiling Fan | Compact Fluorescent |  | Straight Tube | 1 | 15 | Living Room
Ceiling Fixture | Compact Fluorescent |  | Twist | 2 | 15 | Master Bedroom
Ceiling Fixture | Compact Fluorescent |  | Twist | 1 | 15 | Closet
Wall Mount | Compact Fluorescent |  | Twist | 1 | 15 | Bedroom
Ceiling Fixture | Compact Fluorescent |  | Straight Tube | 1 | 15 | Closet
Ceiling Fixture | Compact Fluorescent |  | Twist | 1 | 15 | Bedroom
Table | Compact Fluorescent |  | Twist | 1 | 23 | Bedroom
Ceiling Fixture | Incandescent |  | Standard A Lamp | 1 | 60 | Other
Ceiling Fixture | Compact Fluorescent |  | Twist | 1 | 15 | Bathroom
Wall Mount | Compact Fluorescent |  | Twist | 1 | 15 | Bathroom
Ceiling Fixture | Linear Fluorescent | 96 | T-12 | 2 | 32 | Other
Wall Mount | Incandescent |  | Standard A Lamp | 5 | 40 | Bathroom
Ceiling Fixture | Incandescent |  | Standard A Lamp | 1 | 75 | Bedroom
Table | Incandescent |  | Standard A Lamp | 1 | 25 | Bedroom
Ceiling Fixture | Incandescent |  | Standard A Lamp | 2 | 40 | Office
Table | Incandescent |  | Standard A Lamp | 1 | 60 | Office
Ceiling Fixture | Incandescent |  | Standard A Lamp | 3 | 40 | Dining Room
Ceiling Fixture | Linear Fluorescent | 96 | T-12 | 2 | 32 | Garage
Ceiling Fixture | Incandescent |  | Standard A Lamp | 1 | 40 | Hall
Ceiling Fixture | Incandescent |  | Standard A Lamp | 2 | 60 | Kitchen
Table | Compact Fluorescent |  | Twist | 1 | 7 | Living Room
Table | Incandescent |  | Decorative | 1 | 5 | Living Room
Ceiling Fixture | Incandescent |  | Standard A Lamp | 2 | 60 | Bedroom
Ceiling Fixture | Incandescent |  | Standard A Lamp | 1 | 60 | Hall
Wall Mount | Incandescent |  | Standard A Lamp | 1 | 40 | Bathroom
Architectural | Incandescent |  | Standard A Lamp | 1 | 40 | Bathroom
Ceiling Fixture | Incandescent |  | Standard A Lamp | 2 | 40 | Bedroom
Ceiling Fixture | Incandescent |  | Standard A Lamp | 1 | 60 | Hall
Wall Mount | Incandescent |  | Globe | 4 | 40 | Bathroom
Ceiling Fan | Incandescent |  | Standard A Lamp | 1 | 60 | Master Bedroom
Ceiling Fixture | Incandescent |  | Decorative | 1 | 60 | Closet
Chandelier (Hanging) | Incandescent |  | Decorative | 9 | 60 | Dining Room
Ceiling Fan | Incandescent |  | Standard A Lamp | 1 | 100 | Family Room
Garage door opener | Incandescent |  | Standard A Lamp | 1 | 60 | Garage
Ceiling Fixture | Incandescent |  | Standard A Lamp | 2 | 60 | Garage
Recessed Can | Halogen |  | PAR | 1 | 75 | Hall
Recessed Can | Halogen |  | PAR | 1 | 75 | Hall
Recessed Can | Halogen |  | PAR | 1 | 75 | Garage
Chandelier (Hanging) | Halogen |  | MR | 1 | 30 | Garage
Ceiling Fixture | Incandescent |  | Standard A Lamp | 1 | 60 | Kitchen
Track | Incandescent |  | Reflector | 2 | 65 | Other
Torchiere | Incandescent |  | Standard A Lamp | 1 | 60 | Other
Table | Incandescent |  | Standard A Lamp | 1 | 100 | Living Room
Wall Mount | Halogen |  | Quartz Tube | 3 | 30 | Bathroom
Recessed Can | Incandescent |  | Reflector | 1 | 65 | Bathroom
Table | Incandescent |  | Standard A Lamp | 1 | 60 | Master Bedroom
Wall Mount | Incandescent |  | Standard A Lamp | 3 | 40 | Bathroom
Ceiling Fan | Incandescent |  | Standard A Lamp | 1 | 60 | Bathroom
Ceiling Fixture | Compact Fluorescent |  | Twist | 1 | 15 | Bedroom
Table | Incandescent |  | Standard A Lamp | 1 | 60 | Bedroom
Ceiling Fixture | Incandescent |  | Decorative | 1 | 40 | Hall
Chandelier (Hanging) | Compact Fluorescent |  | Twist | 1 | 22 | Kitchen
Ceiling Fixture | Incandescent |  | Standard A Lamp | 2 | 100 | Living Room
Ceiling Fixture | Compact Fluorescent |  | Twist | 1 | 15 | Bedroom
Ceiling Fixture | Incandescent |  | Standard A Lamp | 1 | 40 | Bedroom
Table | Compact Fluorescent |  | Twist | 1 | 15 | Bedroom
Recessed Can | Compact Fluorescent |  | Reflector | 1 | 14 | Bathroom
Wall Mount | Halogen |  | MR | 3 | 50 | Bathroom
Ceiling Fixture | Compact Fluorescent |  | Twist | 1 | 23 | Bathroom
Wall Mount | Compact Fluorescent |  | Twist | 1 | 23 | Bedroom
Ceiling Fixture | Compact Fluorescent |  | Twist | 1 | 23 | Bedroom
Table | Compact Fluorescent |  | Twist | 1 | 13 | Bedroom
Recessed Can | Other |  | LED Interior | 1 | 14 | Family Room
Recessed Can | Incandescent |  | Reflector | 1 | 65 | Family Room
Table | Compact Fluorescent |  | Twist | 1 | 14 | Family Room
Floor lamp | Compact Fluorescent |  | Twist | 1 | 14 | Family Room
Ceiling Fixture | Compact Fluorescent |  | Twist | 1 | 18 | Garage
Ceiling Fixture | Linear Fluorescent | 48 | T-12 | 2 | 40 | Garage
Garage door opener | Compact Fluorescent |  | Twist | 1 | 18 | Garage
Ceiling Fixture | Compact Fluorescent |  | Twist | 1 | 23 | Hall
Ceiling Fixture | Compact Fluorescent |  | Twist | 1 | 23 | Hall
Ceiling Fixture | Compact Fluorescent |  | Reflector | 1 | 23 | Kitchen
Ceiling Fixture | Compact Fluorescent |  | Twist | 1 | 23 | Laundry Room
Recessed Can | Compact Fluorescent |  | Twist | 1 | 23 | Office
Table | Compact Fluorescent |  | Twist | 1 | 13 | Office
Chandelier (Hanging) | Compact Fluorescent |  | Twist | 1 | 23 | Other
Ceiling Fixture | Compact Fluorescent |  | Twist | 1 | 23 | Other
Wall Mount | Incandescent |  | Standard A Lamp | 1 | 60 | Bathroom
Ceiling Fixture | Incandescent |  | Standard A Lamp | 1 | 60 | Hall
Recessed Can | Halogen |  | PAR | 1 | 60 | Living Room
Ceiling Fixture | Incandescent |  | Decorative | 4 | 40 | Living Room
Table | Compact Fluorescent |  | Twist | 1 | 14 | Living Room
Floor lamp | Compact Fluorescent |  | Twist | 1 | 23 | Living Room
Table | Incandescent |  | Standard A Lamp | 1 | 100 | Living Room
Table | Halogen |  | Quartz Tube | 1 | 300 | Living Room
Ceiling Fixture | Incandescent |  | Standard A Lamp | 1 | 60 | Hall
Ceiling Fixture | Compact Fluorescent |  | Twist | 2 | 23 | Bedroom
Ceiling Fan | Compact Fluorescent |  | Twist | 1 | 23 | Dining Room
Wall Mount | Incandescent |  | Globe | 4 | 60 | Bathroom
Ceiling Fixture | Compact Fluorescent |  | Twist | 1 | 23 | Closet
Ceiling Fixture | Compact Fluorescent |  | Twist | 1 | 23 | Garage
High bay | Linear Fluorescent | 48 | T-8 | 2 | 32 | Garage
High bay | Compact Fluorescent |  | Other | 2 | 22 | Garage
Ceiling Fan | Incandescent |  | Decorative | 3 | 40 | Bedroom
Table | Incandescent |  | Standard A Lamp | 1 | 60 | Bedroom
Table | Incandescent |  | Standard A Lamp | 1 | 100 | Bedroom
Ceiling Fixture | Compact Fluorescent |  | Twist | 1 | 23 | Hall
Ceiling Fixture | Compact Fluorescent |  | Twist | 1 | 23 | Hall
Ceiling Fixture | Compact Fluorescent |  | Twist | 1 | 23 | Kitchen
Ceiling Fixture | Compact Fluorescent |  | Twist | 1 | 23 | Laundry Room
Floor lamp | Halogen |  | Quartz Tube | 1 | 300 | Living Room
Floor lamp | Compact Fluorescent |  | Circline (Screw Base) | 1 | 32 | Living Room
Table | Compact Fluorescent |  | Twist | 1 | 23 | Living Room
Wall Mount | Incandescent |  | Standard A Lamp | 2 | 60 | Closet
Ceiling Fan | Compact Fluorescent |  | Other | 1 | 23 | Bedroom
Wall Mount | Incandescent |  | Standard A Lamp | 1 | 60 | Bedroom
Ceiling Fan | Incandescent |  | Clear | 4 | 60 | Office
Table | Compact Fluorescent |  | Twist | 1 | 23 | Office
Ceiling Fixture | Incandescent |  | Standard A Lamp | 1 | 60 | Bathroom
Recessed - other | Incandescent |  | Standard A Lamp | 1 | 60 | Bathroom
Wall Mount | Incandescent |  | Decorative | 2 | 60 | Bathroom
Wall Mount | Incandescent |  | Standard A Lamp | 1 | 60 | Closet
Ceiling Fixture | Halogen |  | Other | 5 | 25 | Dining Room
Ceiling Fixture | Incandescent |  | Standard A Lamp | 1 | 60 | Other
Wall Mount | Incandescent |  | Mini base | 1 | 7 | Other
Torchiere | Halogen |  | Quartz Tube | 1 | 300 | Family Room
Ceiling Fixture | Linear Fluorescent | 48 | T-12 | 2 | 40 | Garage
Ceiling Fixture | Incandescent |  | Standard A Lamp | 1 | 60 | Garage
Wall Mount | Incandescent |  | Standard A Lamp | 1 | 60 | Garage
Torchiere | Incandescent |  | Standard A Lamp | 1 | 60 | Hall
Chandelier (Hanging) | Incandescent |  | Decorative | 5 | 60 | Hall
Chandelier (Hanging) | Incandescent |  | Decorative | 5 | 60 | Hall
Track | Incandescent |  | Reflector | 3 | 65 | Kitchen
Table | Incandescent |  | Decorative | 1 | 67 | Living Room
Table | Incandescent |  | Standard A Lamp | 1 | 40 | Living Room
Wall Mount | Incandescent |  | Standard A Lamp | 1 | 60 | Other
Ceiling Fixture | Incandescent |  | Standard A Lamp | 1 | 60 | Other
Ceiling Fan | Incandescent |  | Standard A Lamp | 1 | 40 | Bedroom
Chandelier (Hanging) | Incandescent |  | Standard A Lamp | 1 | 60 | Office
Ceiling Fan | Incandescent |  | Standard A Lamp | 1 | 60 | Bedroom
Chandelier (Hanging) | Incandescent |  | Standard A Lamp | 1 | 40 | Kitchen
Track | Compact Fluorescent |  | Reflector | 3 | 15 | Kitchen
Track | Incandescent |  | Reflector | 2 | 65 | Kitchen
Ceiling Fixture | Compact Fluorescent |  | Twist | 1 | 15 | Laundry Room
Track | Incandescent |  | Reflector | 2 | 65 | Living Room
Table | Incandescent |  | 3-Way Incandescent | 1 | 75 | Living Room
Table | Incandescent |  | Standard A Lamp | 1 | 40 | Living Room
Ceiling Fixture | Incandescent |  | Standard A Lamp | 2 | 60 | Hall
Ceiling Fan | Incandescent |  | Standard A Lamp | 1 | 60 | Bedroom
Ceiling Fixture | Incandescent |  | Standard A Lamp | 1 | 40 | Bathroom
Track | Compact Fluorescent |  | Twist | 2 | 15 | Bathroom
Ceiling Fan | Incandescent |  | Decorative | 1 | 60 | Office
Floor lamp | Incandescent |  | Standard A Lamp | 1 | 25 | Office
Ceiling Fan | Incandescent |  | Standard A Lamp | 4 | 60 | Master Bedroom
Recessed - other | Incandescent |  | Reflector | 1 | 75 | Bathroom
Recessed - other | Incandescent |  | Heat Lamp | 1 | 250 | Bathroom
Table | Compact Fluorescent |  | Twist | 1 | 15 | Bathroom
Ceiling Fixture | Compact Fluorescent |  | Twist | 2 | 15 | Dining Room
Ceiling Fixture | Linear Fluorescent | 48 | Fluorescent Unknown | 2 | 40 | Garage
Ceiling Fixture | Compact Fluorescent |  | Twist | 1 | 15 | Hall
Ceiling Fixture | Linear Fluorescent | 48 | T-12 | 2 | 40 | Kitchen
Torchiere | Incandescent |  | 3-Way Incandescent | 1 | 150 | Living Room
Table | Compact Fluorescent |  | Twist | 1 | 15 | Living Room
Floor lamp | Compact Fluorescent |  | Twist | 1 | 23 | Living Room
Floor lamp | Compact Fluorescent |  | Twist | 1 | 26 | Living Room
Table | Incandescent |  | Reflector | 1 | 50 | Living Room
Table | Incandescent |  | Clear | 1 | 60 | Living Room
Table | Compact Fluorescent |  | Twist | 1 | 15 | Living Room
Ceiling Fixture | Compact Fluorescent |  | Twist | 2 | 15 | Master Bedroom
Table | Compact Fluorescent |  | Twist | 1 | 23 | Master Bedroom
Ceiling Fixture | Incandescent |  | Standard A Lamp | 1 | 60 | Closet
Ceiling Fixture | Incandescent |  | Standard A Lamp | 1 | 60 | Closet
Ceiling Fixture | Compact Fluorescent |  | Twist | 2 | 15 | Bedroom
Wall Mount | Compact Fluorescent |  | Twist | 3 | 15 | Bathroom
Ceiling Fixture | Compact Fluorescent |  | Twist | 3 | 15 | Bedroom
Floor lamp | Compact Fluorescent |  | Twist | 1 | 15 | Bedroom
Ceiling Fixture | Compact Fluorescent |  | Twist | 2 | 15 | Master Bedroom
Table | Compact Fluorescent |  | Twist | 1 | 15 | Master Bedroom
Ceiling Fixture | Compact Fluorescent |  | Twist | 3 | 15 | Office
Ceiling Fixture | Compact Fluorescent |  | Twist | 1 | 15 | Hall
Ceiling Fixture | Compact Fluorescent |  | Twist | 3 | 15 | Living Room
Ceiling Fixture | Compact Fluorescent |  | Twist | 3 | 15 | Dining Room
Ceiling Fixture | Compact Fluorescent |  | Twist | 1 | 15 | Kitchen
Ceiling Fixture | Compact Fluorescent |  | Twist | 1 | 15 | Garage
Ceiling Fixture | Linear Fluorescent | 48 | T-8 | 2 | 32 | Garage
Garage door opener | Compact Fluorescent |  | Twist | 2 | 15 | Garage
Recessed Can | Compact Fluorescent |  | Twist | 1 | 7 | Laundry Room
Wall Mount | Compact Fluorescent |  | Twist | 4 | 10 | Bathroom
Ceiling Fixture | Compact Fluorescent |  | Twist | 1 | 10 | Bathroom
Floor lamp | Compact Fluorescent |  | Twist | 1 | 15 | Family Room
Recessed Can | Compact Fluorescent |  | Globe | 1 | 15 | Family Room
Recessed Can | Compact Fluorescent |  | Reflector | 1 | 15 | Family Room
Table | Compact Fluorescent |  | Twist | 1 | 15 | Family Room
Chandelier (Hanging) | Compact Fluorescent |  | Twist | 6 | 13 | Dining Room
Ceiling Fixture | Incandescent |  | Mini base | 3 | 60 | Other
Architectural | Compact Fluorescent |  | Twist | 2 | 10 | Other
Architectural | Incandescent |  | Standard A Lamp | 2 | 60 | Other
Architectural | Incandescent |  | Clear | 1 | 40 | Other
Wall Mount | Compact Fluorescent |  | Twist | 3 | 14 | Bathroom
Chandelier (Hanging) | Compact Fluorescent |  | Twist | 1 | 14 | Bathroom
Ceiling Fixture | Incandescent |  | Mini base | 4 | 60 | Bedroom
Recessed Can | Compact Fluorescent |  | Twist | 1 | 15 | Hall
Recessed Can | Compact Fluorescent |  | Reflector | 1 | 15 | Hall
Ceiling Fixture | Compact Fluorescent |  | Twist | 2 | 23 | Kitchen
Recessed Can | Incandescent |  | Reflector | 1 | 65 | Kitchen
Other | Incandescent |  | Standard A Lamp | 2 | 60 | Kitchen
Wall Mount | Incandescent |  | Standard A Lamp | 4 | 40 | Bathroom
Other | Compact Fluorescent |  | Flood | 1 | 15 | Bathroom
Recessed Can | Compact Fluorescent |  | Reflector | 2 | 15 | Master Bedroom
Table | Compact Fluorescent |  | Twist | 1 | 10 | Master Bedroom
Floor lamp | Compact Fluorescent |  | Twist | 1 | 13 | Office
Ceiling Fixture | Incandescent |  | Mini base | 2 | 60 | Office
Chandelier (Hanging) | Incandescent |  | Decorative | 6 | 40 | Hall
Recessed Can | Other |  | LED Interior | 1 | 15 | Hall
Wall Mount | Other |  | LED Interior | 3 | 12 | Bathroom
Ceiling Fixture | Other |  | LED Interior | 2 | 12 | Bathroom
Recessed Can | Other |  | LED Interior | 1 | 12 | Bathroom
Ceiling Fixture | Compact Fluorescent |  | Twist | 2 | 7 | Bedroom
Ceiling Fixture | Incandescent |  | Standard A Lamp | 2 | 40 | Bedroom
Table | Other |  | Other | 1 | 40 | Bedroom
Table | Other |  | LED Interior | 1 | 12 | Bedroom
Recessed Can | Other |  | LED Interior | 1 | 12 | Bathroom
Ceiling Fixture | Other |  | LED Interior | 1 | 12 | Bathroom
Chandelier (Hanging) | Other |  | LED Interior | 3 | 12 | Dining Room
Ceiling Fixture | Incandescent |  | Standard A Lamp | 1 | 100 | Hall
Recessed Can | Other |  | LED Interior | 1 | 12 | Family Room
Table | Incandescent |  | Standard A Lamp | 1 | 25 | Family Room
Table | Compact Fluorescent |  | Twist | 1 | 22 | Family Room
Floor lamp | Compact Fluorescent |  | Twist | 1 | 22 | Family Room
Ceiling Fixture | Compact Fluorescent |  | Twist | 1 | 22 | Garage
Recessed Can | Other |  | LED Interior | 1 | 12 | Hall
Ceiling Fixture | Other |  | LED Interior | 1 | 12 | Hall
Recessed Can | Other |  | LED Interior | 1 | 12 | Kitchen
Ceiling Fixture | Other |  | LED Interior | 1 | 12 | Kitchen
Recessed Can | Other |  | LED Interior | 1 | 12 | Living Room
Table | Compact Fluorescent |  | Twist | 1 | 7 | Living Room
Wall Mount | Other |  | LED Interior | 2 | 12 | Bathroom
Recessed Can | Other |  | LED Interior | 1 | 12 | Bathroom
Ceiling Fixture | Other |  | LED Interior | 1 | 12 | Bathroom
Ceiling Fan | Other |  | LED Interior | 1 | 12 | Master Bedroom
Table | Other |  | LED Interior | 1 | 12 | Master Bedroom
Wall Mount | Incandescent |  | Standard A Lamp | 3 | 60 | Bathroom
Ceiling Fixture | Incandescent |  | Heat Lamp | 1 | 250 | Bathroom
Ceiling Fixture | Incandescent |  | Standard A Lamp | 1 | 60 | Bedroom
Ceiling Fixture | Incandescent |  | Standard A Lamp | 1 | 60 | Bedroom
Ceiling Fan | Incandescent |  | Decorative | 5 | 40 | Dining Room
Ceiling Fixture | Incandescent |  | Standard A Lamp | 1 | 60 | Garage
Ceiling Fixture | Linear Fluorescent | 48 | T-12 | 2 | 40 | Garage
Garage door opener | Incandescent |  | Standard A Lamp | 1 | 40 | Garage
Ceiling Fixture | Incandescent |  | Standard A Lamp | 1 | 60 | Hall
Recessed Can | Incandescent |  | Reflector | 1 | 75 | Kitchen
Ceiling Fixture | Compact Fluorescent |  | Twist | 2 | 15 | Kitchen
Table | Incandescent |  | Standard A Lamp | 1 | 60 | Living Room
Ceiling Fixture | Incandescent |  | Standard A Lamp | 1 | 60 | Living Room
Ceiling Fixture | Incandescent |  | Decorative | 3 | 40 | Bedroom
Ceiling Fixture | Compact Fluorescent |  | Twist | 1 | 15 | Hall
Ceiling Fixture | Compact Fluorescent |  | Twist | 3 | 22 | Kitchen
Ceiling Fixture | Compact Fluorescent |  | Twist | 2 | 15 | Kitchen
Other | Other |  | Other | 1 | 12 | Closet
Ceiling Fixture | Incandescent |  | Decorative | 1 | 60 | Hall
Ceiling Fixture | Incandescent |  | Reflector | 1 | 75 | Bathroom
Ceiling Fan | Compact Fluorescent |  | Twist | 1 | 15 | Dining Room
Ceiling Fixture | Compact Fluorescent |  | Twist | 2 | 15 | Living Room
Table | Compact Fluorescent |  | Twist | 1 | 22 | Living Room
Ceiling Fixture | Compact Fluorescent |  | Twist | 2 | 22 | Master Bedroom
Table | Compact Fluorescent |  | Twist | 1 | 22 | Master Bedroom
Wall Mount | Incandescent |  | Globe | 6 | 40 | Bathroom
Ceiling Fixture | Incandescent |  | Reflector | 1 | 75 | Bathroom
Ceiling Fixture | Compact Fluorescent |  | Twist | 1 | 15 | Bedroom
Wall Mount | Incandescent |  | Globe | 3 | 40 | Bathroom
Ceiling Fixture | Incandescent |  | Standard A Lamp | 1 | 60 | Bedroom
Table | Compact Fluorescent |  | Twist | 1 | 15 | Bedroom
Ceiling Fixture | Incandescent |  | Standard A Lamp | 1 | 60 | Bedroom
Ceiling Fixture | Incandescent |  | Standard A Lamp | 1 | 60 | Closet
Chandelier (Hanging) | Incandescent |  | Standard A Lamp | 4 | 40 | Dining Room
Torchiere | Compact Fluorescent |  | Twist | 1 | 15 | Family Room
Other | Incandescent |  | Standard A Lamp | 1 | 60 | Family Room
Ceiling Fixture | Incandescent |  | Standard A Lamp | 1 | 60 | Hall
Ceiling Fixture | Compact Fluorescent |  | Twist | 1 | 15 | Kitchen
Wall Mount | Incandescent |  | Clear | 5 | 40 | Bathroom
Ceiling Fixture | Incandescent |  | Standard A Lamp | 2 | 60 | Bedroom
Architectural | Incandescent |  | Decorative | 1 | 60 | Closet
Architectural | Incandescent |  | Standard A Lamp | 1 | 75 | Closet
Ceiling Fixture | Linear Fluorescent | 48 | T-12 | 2 | 40 | Garage
Ceiling Fixture | Incandescent |  | Standard A Lamp | 1 | 60 | Hall
Other | Compact Fluorescent |  | A shape bulb | 1 | 13 | Kitchen
Ceiling Fixture | Incandescent |  | Standard A Lamp | 1 | 60 | Kitchen
Table | Compact Fluorescent |  | Twist | 1 | 13 | Living Room
Ceiling Fixture | Incandescent |  | Standard A Lamp | 1 | 60 | Living Room
Ceiling Fixture | Incandescent |  | Standard A Lamp | 2 | 60 | Office
Table | Incandescent |  | Standard A Lamp | 1 | 60 | Office
Wall Mount | Incandescent |  | Decorative | 3 | 25 | Bathroom
Ceiling Fixture | Compact Fluorescent |  | Twist | 2 | 15 | Bedroom
Ceiling Fixture | Compact Fluorescent |  | Twist | 2 | 15 | Bedroom
Chandelier (Hanging) | Incandescent |  | Standard A Lamp | 5 | 60 | Dining Room
Ceiling Fixture | Incandescent |  | Standard A Lamp | 2 | 60 | Family Room
Ceiling Fixture | Incandescent |  | Standard A Lamp | 1 | 60 | Garage
Garage door opener | Incandescent |  | Standard A Lamp | 1 | 60 | Garage
Ceiling Fixture | Linear Fluorescent | 48 | T-12 | 2 | 40 | Garage
Ceiling Fixture | Compact Fluorescent |  | Twist | 2 | 15 | Hall
Chandelier (Hanging) | Compact Fluorescent |  | Twist | 2 | 15 | Kitchen
Recessed Can | Halogen |  | PAR | 1 | 75 | Kitchen
Wall Mount | Other |  | LED Interior | 5 | 12 | Living Room
Floor lamp | Compact Fluorescent |  | A shape bulb | 1 | 15 | Living Room
Ceiling Fixture | Compact Fluorescent |  | Twist | 2 | 15 | Bathroom
Ceiling Fan | Compact Fluorescent |  | Twist | 2 | 15 | Master Bedroom
Wall Mount | Incandescent |  | Globe | 4 | 40 | Bathroom
Wall Mount | Compact Fluorescent |  | A shape bulb | 1 | 15 | Bathroom
Ceiling Fixture | Compact Fluorescent |  | Twist | 1 | 22 | Bathroom
Ceiling Fixture | Incandescent |  | Standard A Lamp | 1 | 60 | Bedroom
Table | Incandescent |  | Standard A Lamp | 1 | 60 | Bedroom
Ceiling Fixture | Compact Fluorescent |  | Twist | 1 | 15 | Bedroom
Ceiling Fixture | Compact Fluorescent |  | Twist | 2 | 15 | Bedroom
Table | Compact Fluorescent |  | Twist | 1 | 15 | Bedroom
Ceiling Fixture | Compact Fluorescent |  | Twist | 2 | 15 | Bedroom
Chandelier (Hanging) | Incandescent |  | Decorative | 5 | 40 | Dining Room
Recessed Can | Compact Fluorescent |  | Twist | 1 | 15 | Family Room
Ceiling Fixture | Compact Fluorescent |  | Twist | 1 | 15 | Garage
Ceiling Fixture | Compact Fluorescent |  | Twist | 2 | 15 | Hall
Ceiling Fixture | Compact Fluorescent |  | Twist | 2 | 22 | Hall
Ceiling Fixture | Compact Fluorescent |  | Twist | 2 | 15 | Kitchen
Ceiling Fixture | Compact Fluorescent |  | Twist | 1 | 15 | Laundry Room
Floor lamp | Compact Fluorescent |  | Twist | 1 | 15 | Living Room
Chandelier (Hanging) | Incandescent |  | Standard A Lamp | 5 | 60 | Hall
Recessed Can | Incandescent |  | Reflector | 1 | 65 | Hall
Ceiling Fixture | Incandescent |  | Standard A Lamp | 2 | 60 | Hall
Chandelier (Hanging) | Incandescent |  | Mini base | 6 | 40 | Dining Room
Other | Linear Fluorescent | 48 | T-12 | 2 | 40 | Dining Room
Chandelier (Hanging) | Incandescent |  | Globe | 1 | 100 | Kitchen
Ceiling Fixture | Incandescent |  | Standard A Lamp | 1 | 60 | Kitchen
Wall Mount | Linear Fluorescent | 24 | T-12 | 1 | 20 | Kitchen
Ceiling Fixture | Incandescent |  | Standard A Lamp | 2 | 60 | Kitchen
Ceiling Fixture | Incandescent |  | Standard A Lamp | 1 | 60 | Garage
Garage door opener | Incandescent |  | Standard A Lamp | 2 | 40 | Garage
Wall Mount | Linear Fluorescent | 48 | T-12 | 1 | 40 | Bathroom
Ceiling Fixture | Incandescent |  | Standard A Lamp | 2 | 60 | Bedroom
Ceiling Fixture | Linear Fluorescent | 96 | T-12 | 2 | 40 | Bedroom
Ceiling Fixture | Linear Fluorescent | 96 | T-12 | 2 | 40 | Garage
Chandelier (Hanging) | Incandescent |  | Mini base | 8 | 60 | Hall
Ceiling Fan | Incandescent |  | Clear | 3 | 40 | Living Room
Table | Incandescent |  | Standard A Lamp | 1 | 100 | Living Room
Floor lamp | Linear Fluorescent | 96 | Fluorescent Other | 2 | 32 | Living Room
Track | Incandescent |  | Mini base | 2 | 65 | Living Room
Ceiling Fixture | Compact Fluorescent |  | Twist | 1 | 15 | Office
Table | Linear Fluorescent | 18 | T-8 | 2 | 16 | Office
Table | Compact Fluorescent |  | Twist | 1 | 22 | Office
Ceiling Fixture | Incandescent |  | Standard A Lamp | 1 | 90 | Other
Wall Mount | Linear Fluorescent | 48 | T-12 | 1 | 40 | Bathroom
Recessed Can | Incandescent |  | Standard A Lamp | 1 | 60 | Bathroom
Wall Mount | Linear Fluorescent | 18 | T-4 | 1 | 20 | Bathroom
Ceiling Fan | Incandescent |  | Standard A Lamp | 2 | 60 | Master Bedroom
Table | Incandescent |  | Standard A Lamp | 1 | 100 | Master Bedroom
Wall Mount | Incandescent |  | Clear | 5 | 40 | Bathroom
Wall Mount | Incandescent |  | Clear | 2 | 40 | Bathroom
Wall Mount | Incandescent |  | Standard A Lamp | 2 | 60 | Bathroom
Ceiling Fixture | Incandescent |  | Standard A Lamp | 1 | 60 | Bathroom
Wall Mount | Incandescent |  | Standard A Lamp | 1 | 75 | Bathroom
Recessed Can | Incandescent |  | Standard A Lamp | 1 | 60 | Bathroom
Recessed Can | Incandescent |  | Standard A Lamp | 1 | 75 | Bedroom
Recessed Can | Incandescent |  | Standard A Lamp | 1 | 75 | Bedroom
Table | Halogen |  | Quartz Tube | 1 | 100 | Bedroom
Table | Halogen |  | MR | 1 | 50 | Bedroom
Ceiling Fixture | Incandescent |  | Standard A Lamp | 1 | 75 | Closet
Chandelier (Hanging) | Incandescent |  | Standard A Lamp | 1 | 100 | Dining Room
Ceiling Fixture | Incandescent |  | Decorative | 5 | 40 | Dining Room
Table | Compact Fluorescent |  | Straight Tube | 1 | 11 | Dining Room
Table | Incandescent |  | 3-Way Incandescent | 1 | 100 | Dining Room
Table | Incandescent |  | Standard A Lamp | 1 | 60 | Dining Room
Ceiling Fixture | Incandescent |  | Standard A Lamp | 1 | 60 | Family Room
Wall Mount | Incandescent |  | Standard A Lamp | 1 | 60 | Family Room
Floor lamp | Compact Fluorescent |  | Twist | 5 | 23 | Family Room
Recessed Can | Incandescent |  | Standard A Lamp | 1 | 60 | Hall
Ceiling Fan | Incandescent |  | Standard A Lamp | 2 | 60 | Hall
Recessed Can | Incandescent |  | Reflector | 1 | 65 | Kitchen
Architectural | Halogen |  | MR | 1 | 8 | Kitchen
Chandelier (Hanging) | Incandescent |  | Standard A Lamp | 1 | 75 | Kitchen
Recessed Can | Incandescent |  | Standard A Lamp | 1 | 60 | Laundry Room
Recessed Can | Incandescent |  | Reflector | 1 | 40 | Master Bedroom
Table | Incandescent |  | Standard A Lamp | 1 | 60 | Master Bedroom
Table | Halogen |  | MR | 1 | 50 | Master Bedroom
Recessed Can | Incandescent |  | Reflector | 1 | 65 | Master Bedroom
Table | Incandescent |  | Standard A Lamp | 1 | 60 | Master Bedroom
Track | Halogen |  | MR | 3 | 50 | Other
Recessed Can | Incandescent |  | Standard A Lamp | 1 | 60 | Other
Floor lamp | Incandescent |  | Standard A Lamp | 1 | 75 | Other
Ceiling Fixture | Incandescent |  | Standard A Lamp | 1 | 60 | Other
Ceiling Fixture | Incandescent |  | Standard A Lamp | 1 | 100 | Bathroom
Ceiling Fixture | Compact Fluorescent |  | Twist | 1 | 26 | Bathroom
Ceiling Fixture | Incandescent |  | Heat Lamp | 3 | 250 | Bathroom
Wall Mount | Linear Fluorescent | 48 | T-12 | 1 | 32 | Bathroom
Ceiling Fixture | Incandescent |  | Heat Lamp | 3 | 250 | Bathroom
Ceiling Fan | Compact Fluorescent |  | Twist | 3 | 23 | Dining Room
Floor lamp | Compact Fluorescent |  | Pin base | 1 | 27 | Dining Room
Ceiling Fixture | Incandescent |  | Standard A Lamp | 1 | 60 | Other
Ceiling Fixture | Compact Fluorescent |  | Twist | 1 | 23 | Hall
Chandelier (Hanging) | Incandescent |  | Standard A Lamp | 1 | 100 | Kitchen
Ceiling Fixture | Compact Fluorescent |  | Twist | 3 | 23 | Kitchen
Ceiling Fan | Compact Fluorescent |  | Twist | 3 | 23 | Living Room
Chandelier (Hanging) | Incandescent |  | Standard A Lamp | 2 | 60 | Office
Ceiling Fixture | Compact Fluorescent |  | Twist | 2 | 23 | Bedroom
Ceiling Fixture | Compact Fluorescent |  | Twist | 2 | 23 | Bedroom
Ceiling Fan | Incandescent |  | Standard A Lamp | 1 | 60 | Bathroom
Recessed Can | Incandescent |  | Reflector | 1 | 65 | Bedroom
Table | Incandescent |  | Standard A Lamp | 1 | 60 | Bedroom
Ceiling Fixture | Compact Fluorescent |  | Twist | 1 | 15 | Closet
Wall Mount | Incandescent |  | Mini base | 1 | 60 | Closet
Wall Mount | Compact Fluorescent |  | Twist | 1 | 15 | Hall
Ceiling Fan | Incandescent |  | Decorative | 4 | 60 | Hall
Recessed Can | Incandescent |  | Reflector | 1 | 65 | Hall
Table | Halogen |  | Other | 3 | 10 | Hall
Ceiling Fixture | Compact Fluorescent |  | Pin base | 1 | 7 | Bathroom
Recessed Can | Incandescent |  | Reflector | 1 | 35 | Bathroom
Table | Incandescent |  | Standard A Lamp | 1 | 25 | Master Bedroom
Table | Incandescent |  | Standard A Lamp | 1 | 60 | Master Bedroom
Table | Compact Fluorescent |  | Twist | 1 | 15 | Master Bedroom
Recessed Can | Incandescent |  | Reflector | 1 | 65 | Master Bedroom
Recessed Can | Compact Fluorescent |  | Reflector | 1 | 15 | Master Bedroom
Recessed Can | Incandescent |  | Reflector | 1 | 65 | Master Bedroom
Ceiling Fixture | Halogen |  | MR | 3 | 35 | Master Bedroom
Wall Mount | Halogen |  | Other | 1 | 10 | Master Bedroom
Recessed Can | Incandescent |  | Reflector | 1 | 65 | Bathroom
Wall Mount | Compact Fluorescent |  | Twist | 3 | 15 | Bathroom
Ceiling Fan | Compact Fluorescent |  | Twist | 1 | 7 | Bathroom
Torchiere | Compact Fluorescent |  | Twist | 1 | 15 | Bedroom
Ceiling Fixture | Incandescent |  | Standard A Lamp | 1 | 60 | Closet
Ceiling Fixture | Incandescent |  | Standard A Lamp | 2 | 60 | Dining Room
Garage door opener | Compact Fluorescent |  | Twist | 1 | 15 | Garage
Ceiling Fixture | Compact Fluorescent |  | Twist | 1 | 15 | Garage
Ceiling Fixture | Incandescent |  | Standard A Lamp | 2 | 60 | Hall
Ceiling Fixture | Linear Fluorescent | 48 | T-12 | 2 | 40 | Kitchen
Wall Mount | Incandescent |  | Mini base | 1 | 25 | Kitchen
Table | Compact Fluorescent |  | Twist | 1 | 23 | Living Room
Floor lamp | Compact Fluorescent |  | Twist | 1 | 15 | Living Room
Ceiling Fan | Incandescent |  | Standard A Lamp | 2 | 60 | Family Room
Table | Incandescent |  | Mini base | 2 | 25 | Family Room
Recessed Can | Incandescent |  | Reflector | 1 | 65 | Laundry Room
Recessed - other | Linear Fluorescent | 48 | T-12 | 2 | 40 | Garage
Recessed Can | Incandescent |  | Reflector | 1 | 65 | Garage
Recessed Can | Compact Fluorescent |  | Reflector | 1 | 15 | Garage
Ceiling Fan | Incandescent |  | Standard A Lamp | 2 | 60 | Other
Ceiling Fixture | Incandescent |  | Standard A Lamp | 2 | 60 | Other
Ceiling Fixture | Linear Fluorescent | 48 | T-12 | 2 | 40 | Other
Ceiling Fixture | Compact Fluorescent |  | Twist | 1 | 20 | Other
Ceiling Fixture | Compact Fluorescent |  | Circline (Screw Base) | 1 | 9 | Other
Table | Incandescent |  | Clear | 1 | 60 | Other
Wall Mount | Incandescent |  | Globe | 4 | 40 | Bathroom
Chandelier (Hanging) | Incandescent |  | Globe | 1 | 60 | Bedroom
Table | Compact Fluorescent |  | Straight Tube | 3 | 17 | Bedroom
Floor lamp | Compact Fluorescent |  | Straight Tube | 1 | 5 | Bedroom
Ceiling Fan | Incandescent |  | Globe | 1 | 60 | Bedroom
Floor lamp | Halogen |  | Quartz Tube | 1 | 100 | Bedroom
Wall Mount | Incandescent |  | Standard A Lamp | 1 | 60 | Bedroom
Ceiling Fixture | Linear Fluorescent | 48 | T-12 | 4 | 40 | Bedroom
Ceiling Fixture | Incandescent |  | Standard A Lamp | 2 | 60 | Bedroom
Table | Incandescent |  | Standard A Lamp | 1 | 60 | Bedroom
Table | Incandescent |  | Standard A Lamp | 1 | 60 | Bedroom
Ceiling Fixture | Incandescent |  | Standard A Lamp | 1 | 60 | Other
Floor lamp | Compact Fluorescent |  | Twist | 1 | 20 | Family Room
Table | Compact Fluorescent |  | Twist | 1 | 15 | Family Room
Table | Compact Fluorescent |  | Twist | 1 | 15 | Family Room
Table | Compact Fluorescent |  | Twist | 1 | 23 | Family Room
Floor lamp | Compact Fluorescent |  | Straight Tube | 1 | 11 | Family Room
Ceiling Fixture | Compact Fluorescent |  | Straight Tube | 1 | 17 | Hall
Chandelier (Hanging) | Compact Fluorescent |  | Straight Tube | 1 | 17 | Kitchen
Ceiling Fixture | Linear Fluorescent | 48 | T-12 | 2 | 40 | Kitchen
Other | Incandescent |  | Standard A Lamp | 1 | 60 | Kitchen
Ceiling Fixture | Incandescent |  | Standard A Lamp | 5 | 60 | Dining Room
Floor lamp | Incandescent |  | Standard A Lamp | 1 | 60 | Dining Room
Ceiling Fixture | Compact Fluorescent |  | Twist | 1 | 23 | Other
Wall Mount | Incandescent |  | Standard A Lamp | 2 | 40 | Bathroom
Recessed - other | Incandescent |  | Standard A Lamp | 1 | 60 | Hall
Ceiling Fixture | Incandescent |  | Standard A Lamp | 1 | 60 | Other
Wall Mount | Halogen |  | Quartz Tube | 1 | 50 | Bathroom
Ceiling Fixture | Linear Fluorescent | 48 | T-8 | 2 | 32 | Closet
Recessed Can | Compact Fluorescent |  | Reflector | 1 | 22 | Dining Room
Recessed Can | Incandescent |  | Reflector | 1 | 65 | Family Room
Garage door opener | Incandescent |  | Standard A Lamp | 1 | 60 | Garage
Ceiling Fixture | Incandescent |  | Standard A Lamp | 1 | 60 | Garage
Chandelier (Hanging) | Incandescent |  | Standard A Lamp | 1 | 60 | Hall
Recessed Can | Compact Fluorescent |  | Reflector | 1 | 22 | Kitchen
Chandelier (Hanging) | Halogen |  | MR | 1 | 20 | Kitchen
Recessed Can | Incandescent |  | Reflector | 1 | 65 | Laundry Room
Recessed Can | Incandescent |  | Reflector | 1 | 65 | Living Room
Table | Incandescent |  | 3-Way Incandescent | 1 | 150 | Living Room
Recessed - other | Linear Fluorescent | 48 | T-12 | 1 | 40 | Living Room
Recessed Can | Incandescent |  | Reflector | 1 | 65 | Bathroom
Wall Mount | Halogen |  | Quartz Tube | 3 | 20 | Bathroom
Recessed Can | Incandescent |  | Reflector | 1 | 65 | Master Bedroom
Recessed Can | Incandescent |  | Reflector | 1 | 65 | Office
Wall Mount | Incandescent |  | Decorative | 1 | 25 | Bathroom
Ceiling Fan | Compact Fluorescent |  | Twist | 1 | 15 | Bathroom
Recessed - other | Incandescent |  | Standard A Lamp | 1 | 60 | Bedroom
Recessed - other | Incandescent |  | Standard A Lamp | 1 | 60 | Hall
Recessed - other | Incandescent |  | Standard A Lamp | 1 | 60 | Office
Wall Mount | Linear Fluorescent | 24 | T-12 | 2 | 15 | Bathroom
Ceiling Fixture | Compact Fluorescent |  | Twist | 1 | 40 | Bathroom
Wall Mount | Incandescent |  | Globe | 4 | 25 | Bathroom
Recessed - other | Incandescent |  | Standard A Lamp | 2 | 40 | Bedroom
Wall Mount | Incandescent |  | Globe | 2 | 60 | Bedroom
Recessed - other | Incandescent |  | Standard A Lamp | 2 | 40 | Bedroom
Ceiling Fixture | Compact Fluorescent |  | Twist | 1 | 15 | Bedroom
Ceiling Fixture | Compact Fluorescent |  | Twist | 4 | 15 | Dining Room
Ceiling Fixture | Linear Fluorescent | 48 | T-12 | 2 | 40 | Family Room
Floor lamp | Compact Fluorescent |  | Twist | 1 | 15 | Family Room
Ceiling Fixture | Linear Fluorescent | 48 | T-12 | 2 | 32 | Other
Ceiling Fixture | Incandescent |  | Standard A Lamp | 1 | 60 | Hall
Recessed - other | Incandescent |  | Standard A Lamp | 2 | 40 | Hall
Ceiling Fixture | Incandescent |  | Globe | 1 | 60 | Kitchen
Recessed - other | Incandescent |  | Standard A Lamp | 1 | 65 | Kitchen
Ceiling Fixture | Compact Fluorescent |  | Twist | 1 | 15 | Laundry Room
Table | Compact Fluorescent |  | Twist | 1 | 22 | Living Room
Ceiling Fixture | Compact Fluorescent |  | Twist | 1 | 15 | Master Bedroom
Table | Incandescent |  | Standard A Lamp | 1 | 60 | Master Bedroom
Ceiling Fixture | Compact Fluorescent |  | Twist | 3 | 15 | Office
Floor lamp | Incandescent |  | Standard A Lamp | 3 | 60 | Office
Ceiling Fixture | Linear Fluorescent | 48 | T-12 | 1 | 40 | Garage
Ceiling Fixture | Compact Fluorescent |  | Twist | 1 | 15 | Hall
Ceiling Fan | Incandescent |  | Standard A Lamp | 1 | 60 | Bathroom
Recessed Can | Incandescent |  | Reflector | 1 | 65 | Bathroom
Wall Mount | Incandescent |  | Standard A Lamp | 5 | 75 | Bathroom
Recessed Can | Incandescent |  | Standard A Lamp | 1 | 75 | Bedroom
Ceiling Fan | Incandescent |  | Standard A Lamp | 2 | 75 | Bedroom
Ceiling Fan | Incandescent |  | Standard A Lamp | 1 | 50 | Bedroom
Recessed Can | Incandescent |  | Standard A Lamp | 1 | 100 | Bedroom
Table | Incandescent |  | Standard A Lamp | 1 | 75 | Bedroom
Recessed Can | Incandescent |  | Reflector | 1 | 65 | Hall
Ceiling Fixture | Incandescent |  | Standard A Lamp | 1 | 65 | Other
Recessed Can | Incandescent |  | Reflector | 1 | 65 | Hall
Recessed Can | Incandescent |  | Reflector | 1 | 75 | Kitchen
Ceiling Fan | Incandescent |  | Standard A Lamp | 1 | 40 | Kitchen
Recessed - other | Compact Fluorescent |  | Twist | 1 | 28 | Hall
Recessed Can | Incandescent |  | Reflector | 1 | 75 | Hall
Ceiling Fan | Compact Fluorescent |  | Twist | 1 | 15 | Living Room
Floor lamp | Incandescent |  | Clear | 3 | 40 | Living Room
Torchiere | Incandescent |  | Standard A Lamp | 1 | 75 | Living Room
Floor lamp | Incandescent |  | Standard A Lamp | 1 | 25 | Living Room
Recessed Can | Incandescent |  | Reflector | 1 | 60 | Hall
Ceiling Fixture | Incandescent |  | Standard A Lamp | 1 | 60 | Other
Ceiling Fan | Incandescent |  | Heat Lamp | 1 | 250 | Bathroom
Recessed - other | Incandescent |  | Standard A Lamp | 1 | 75 | Bathroom
Recessed Can | Halogen |  | PAR | 2 | 75 | Bathroom
Floor lamp | Incandescent |  | Decorative | 1 | 40 | Bedroom
Recessed Can | Halogen |  | PAR | 1 | 75 | Bedroom
Recessed Can | Incandescent |  | Reflector | 1 | 50 | Bedroom
Table | Incandescent |  | Mini base | 1 | 25 | Bedroom
Recessed Can | Halogen |  | PAR | 1 | 75 | Dining Room
Table | Halogen |  | MR | 1 | 30 | Dining Room
Ceiling Fixture | Halogen |  | MR | 1 | 30 | Dining Room
Recessed Can | Halogen |  | MR | 1 | 75 | Hall
Recessed Can | Halogen |  | PAR | 1 | 75 | Hall
Recessed - other | Incandescent |  | Reflector | 1 | 40 | Hall
Chandelier (Hanging) | Incandescent |  | Decorative | 1 | 5 | Kitchen
Ceiling Fan | Halogen |  | MR | 4 | 50 | Kitchen
Recessed Can | Halogen |  | PAR | 1 | 75 | Kitchen
Recessed - other | Other |  | LED Interior | 1 | 7 | Kitchen
Ceiling Fixture | Incandescent |  | Standard A Lamp | 1 | 75 | Laundry Room
Recessed Can | Halogen |  | MR | 1 | 30 | Living Room
Floor lamp | Incandescent |  | Standard A Lamp | 1 | 100 | Living Room
Table | Incandescent |  | Standard A Lamp | 1 | 100 | Living Room
Ceiling Fixture | Incandescent |  | Standard A Lamp | 1 | 75 | Other
Wall Mount | Halogen |  | Other | 1 | 50 | Master Bedroom
Recessed Can | Halogen |  | PAR | 1 | 75 | Living Room
Recessed Can | Halogen |  | MR | 1 | 50 | Living Room
Wall Mount | Incandescent |  | Standard A Lamp | 1 | 60 | Bathroom
Ceiling Fixture | Incandescent |  | Clear | 1 | 250 | Other
Ceiling Fan | Incandescent |  | Standard A Lamp | 1 | 60 | Other
Recessed Can | Halogen |  | PAR | 1 | 75 | Bathroom
Ceiling Fixture | Linear Fluorescent | 48 | T-12 | 2 | 40 | Garage
Ceiling Fixture | Incandescent |  | Standard A Lamp | 1 | 40 | Garage
Ceiling Fixture | Incandescent |  | 3-Way Incandescent | 1 | 200 | Garage
Garage door opener | Incandescent |  | Standard A Lamp | 1 | 60 | Garage
Ceiling Fixture | Compact Fluorescent |  | Twist | 1 | 15 | Kitchen
Ceiling Fixture | Compact Fluorescent |  | Straight Tube | 1 | 22 | Closet
Ceiling Fixture | Compact Fluorescent |  | Twist | 1 | 15 | Laundry Room
Recessed Can | Incandescent |  | Reflector | 1 | 65 | Dining Room
Floor lamp | Compact Fluorescent |  | Twist | 3 | 15 | Living Room
Recessed Can | Incandescent |  | Reflector | 1 | 65 | Living Room
Recessed Can | Incandescent |  | Reflector | 1 | 60 | Hall
Ceiling Fixture | Incandescent |  | Standard A Lamp | 1 | 100 | Hall
Ceiling Fixture | Incandescent |  | Standard A Lamp | 1 | 40 | Bathroom
Recessed Can | Incandescent |  | Reflector | 1 | 65 | Bedroom
Recessed Can | Incandescent |  | Reflector | 1 | 65 | Office
Wall Mount | Incandescent |  | Decorative | 4 | 40 | Bathroom
Chandelier (Hanging) | Incandescent |  | Decorative | 5 | 60 | Family Room
Ceiling Fixture | Incandescent |  | Standard A Lamp | 1 | 100 | Hall
Floor lamp | Incandescent |  | Standard A Lamp | 4 | 100 | Family Room
Table | Incandescent |  | Standard A Lamp | 1 | 150 | Family Room
Ceiling Fixture | Incandescent |  | Standard A Lamp | 1 | 75 | Garage
Garage door opener | Incandescent |  | Standard A Lamp | 2 | 100 | Garage
Ceiling Fixture | Incandescent |  | Standard A Lamp | 1 | 60 | Bedroom
Table | Incandescent |  | 3-Way Incandescent | 1 | 100 | Bedroom
Ceiling Fixture | Incandescent |  | Standard A Lamp | 1 | 100 | Hall
Ceiling Fixture | Incandescent |  | Standard A Lamp | 2 | 75 | Kitchen
Ceiling Fixture | Incandescent |  | Standard A Lamp | 2 | 65 | Family Room
Floor lamp | Compact Fluorescent |  | Twist | 1 | 22 | Family Room
Ceiling Fixture | Incandescent |  | Standard A Lamp | 1 | 60 | Bedroom
Table | Incandescent |  | 3-Way Incandescent | 1 | 100 | Bedroom
Wall Mount | Incandescent |  | Decorative | 3 | 40 | Bathroom
Recessed - other | Incandescent |  | Heat Lamp | 2 | 125 | Bathroom
Wall Mount | Incandescent |  | Decorative | 3 | 40 | Closet
Ceiling Fixture | Incandescent |  | Standard A Lamp | 1 | 60 | Closet
Ceiling Fixture | Incandescent |  | Standard A Lamp | 1 | 60 | Office
Table | Incandescent |  | Standard A Lamp | 2 | 40 | Office
Ceiling Fixture | Incandescent |  | Standard A Lamp | 2 | 60 | Laundry Room
Wall Mount | Incandescent |  | Standard A Lamp | 1 | 75 | Other
Ceiling Fixture | Halogen |  | Quartz Tube | 1 | 100 | Bathroom
Wall Mount | Incandescent |  | Mini base | 2 | 40 | Bathroom
Recessed Can | Incandescent |  | Reflector | 1 | 75 | Hall
Recessed Can | Incandescent |  | Reflector | 1 | 75 | Hall
Recessed Can | Incandescent |  | Standard A Lamp | 1 | 60 | Closet
Recessed Can | Incandescent |  | Standard A Lamp | 1 | 60 | Closet
Recessed - other | Incandescent |  | Standard A Lamp | 1 | 100 | Closet
Chandelier (Hanging) | Incandescent |  | Standard A Lamp | 2 | 60 | Dining Room
Chandelier (Hanging) | Incandescent |  | Standard A Lamp | 1 | 100 | Dining Room
Wall Mount | Incandescent |  | Standard A Lamp | 1 | 100 | Other
Garage door opener | Incandescent |  | Standard A Lamp | 2 | 60 | Garage
Other | Halogen |  | Other | 1 | 20 | Kitchen
Recessed Can | Incandescent |  | Reflector | 1 | 100 | Kitchen
Recessed Can | Incandescent |  | Reflector | 1 | 75 | Kitchen
Wall Mount | Incandescent |  | Clear | 1 | 60 | Laundry Room
Wall Mount | Incandescent |  | Standard A Lamp | 1 | 75 | Laundry Room
Wall Mount | Incandescent |  | Standard A Lamp | 1 | 75 | Laundry Room
Recessed Can | Incandescent |  | Reflector | 1 | 65 | Laundry Room
Table | Incandescent |  | Standard A Lamp | 1 | 75 | Living Room
Wall Mount | Compact Fluorescent |  | Straight Tube | 1 | 15 | Living Room
Wall Mount | Halogen |  | Quartz Tube | 2 | 100 | Bathroom
Table | Incandescent |  | Standard A Lamp | 1 | 40 | Master Bedroom
Wall Mount | Compact Fluorescent |  | Twist | 1 | 15 | Master Bedroom
Wall Mount | Incandescent |  | Standard A Lamp | 1 | 75 | Master Bedroom
Wall Mount | Incandescent |  | Standard A Lamp | 1 | 100 | Other
Wall Mount | Incandescent |  | Standard A Lamp | 1 | 100 | Bedroom
Ceiling Fan | Incandescent |  | Standard A Lamp | 4 | 60 | Dining Room
Wall Mount | Incandescent |  | Globe | 8 | 40 | Bathroom
Ceiling Fixture | Linear Fluorescent | 48 | T-12 | 4 | 40 | Office
Recessed Can | Compact Fluorescent |  | Flood | 1 | 18 | Office
Ceiling Fixture | Linear Fluorescent | 48 | T-12 | 4 | 40 | Office
Track | Incandescent |  | Reflector | 1 | 75 | Bedroom
Chandelier (Hanging) | Halogen |  |  | 8 | 60 | Other
Ceiling Fixture | Compact Fluorescent |  | Circline (Screw Base) | 1 | 18 | Garage
Ceiling Fixture | Compact Fluorescent |  | Twist | 1 | 18 | Garage
Ceiling Fixture | Linear Fluorescent | 48 | T-8 | 2 | 40 | Garage
Ceiling Fixture | Linear Fluorescent | 48 | T-12 | 2 | 40 | Garage
Garage door opener | Incandescent |  | Standard A Lamp | 2 | 60 | Garage
Ceiling Fixture | Incandescent |  | Standard A Lamp | 2 | 40 | Bedroom
Floor lamp | Incandescent |  | 3-Way Incandescent | 1 | 150 | Bedroom
Ceiling Fixture | Incandescent |  | Standard A Lamp | 1 | 60 | Hall
Ceiling Fixture | Halogen |  | PAR | 1 | 75 | Kitchen
Chandelier (Hanging) | Incandescent |  | Decorative | 5 | 60 | Kitchen
Recessed Can | Incandescent |  | Reflector | 1 | 65 | Kitchen
Recessed Can | Compact Fluorescent |  | Flood | 1 | 18 | Living Room
Floor lamp | Halogen |  | Quartz Tube | 1 | 100 | Living Room
Floor lamp | Incandescent |  | 3-Way Incandescent | 1 | 150 | Living Room
Wall Mount | Incandescent |  | Globe | 2 | 60 | Bathroom
Recessed Can | Compact Fluorescent |  | Flood | 1 | 18 | Hall
Wall Mount | Linear Fluorescent | 24 | T-8 | 2 | 40 | Hall
Wall Mount | Incandescent |  | Globe | 16 | 40 | Bathroom
Recessed Can | Compact Fluorescent |  | Flood | 1 | 18 | Bathroom
Ceiling Fixture | Incandescent |  | Heat Lamp | 1 | 100 | Bathroom
Ceiling Fixture | Incandescent |  | Standard A Lamp | 1 | 60 | Bathroom
Floor lamp | Incandescent |  | 3-Way Incandescent | 1 | 150 | Master Bedroom
Ceiling Fixture | Incandescent |  | Standard A Lamp | 1 | 60 | Master Bedroom
Floor lamp | Incandescent |  | Standard A Lamp | 1 | 60 | Master Bedroom
Ceiling Fixture | Incandescent |  | Decorative | 4 | 40 | Office
Floor lamp | Incandescent |  | Standard A Lamp | 1 | 40 | Office
Floor lamp | Compact Fluorescent |  | Straight Tube | 1 | 18 | Office
Floor lamp | Incandescent |  | 3-Way Incandescent | 1 | 150 | Office
Table | Incandescent |  | 3-Way Incandescent | 1 | 100 | Living Room
Floor lamp | Incandescent |  | 3-Way Incandescent | 1 | 100 | Living Room
Ceiling Fixture | Incandescent |  | Standard A Lamp | 1 | 40 | Living Room
Table | Incandescent |  | Standard A Lamp | 1 | 60 | Master Bedroom
Table | Compact Fluorescent |  | Twist | 1 | 22 | Master Bedroom
Ceiling Fixture | Incandescent |  | Standard A Lamp | 1 | 60 | Closet
Wall Mount | Incandescent |  | Clear | 6 | 40 | Bathroom
Ceiling Fixture | Incandescent |  | Heat Lamp | 2 | 250 | Bathroom
Ceiling Fixture | Compact Fluorescent |  | Twist | 1 | 22 | Office
Wall Mount | Incandescent |  | Standard A Lamp | 1 | 60 | Office
Ceiling Fixture | Incandescent |  | Standard A Lamp | 1 | 60 | Garage
Recessed Can | Incandescent |  | Standard A Lamp | 1 | 100 | Kitchen
Other | Halogen |  | PAR | 3 | 30 | Kitchen
Chandelier (Hanging) | Incandescent |  | Mini base | 5 | 60 | Dining Room
Ceiling Fixture | Incandescent |  | Standard A Lamp | 1 | 25 | Living Room
Wall Mount | Incandescent |  | Standard A Lamp | 2 | 60 | Bathroom
Ceiling Fixture | Incandescent |  | Standard A Lamp | 1 | 60 | Closet
Ceiling Fixture | Incandescent |  | Standard A Lamp | 1 | 60 | Closet
Ceiling Fixture | Incandescent |  | Standard A Lamp | 1 | 60 | Hall
Wall Mount | Incandescent |  | Standard A Lamp | 3 | 60 | Bathroom
Ceiling Fixture | Incandescent |  | Heat Lamp | 2 | 250 | Bathroom
Wall Mount | Incandescent |  | Decorative | 3 | 25 | Bathroom
Ceiling Fixture | Incandescent |  | Standard A Lamp | 1 | 60 | Bedroom
Ceiling Fan | Incandescent |  | Standard A Lamp | 2 | 60 | Bedroom
Recessed Can | Incandescent |  | Reflector | 1 | 75 | Dining Room
Ceiling Fixture | Incandescent |  | Standard A Lamp | 2 | 60 | Hall
Recessed Can | Incandescent |  | Reflector | 1 | 65 | Kitchen
Ceiling Fan | Incandescent |  | Standard A Lamp | 1 | 60 | Living Room
Ceiling Fixture | Incandescent |  | Decorative | 3 | 40 | Dining Room
Ceiling Fixture | Incandescent |  | Standard A Lamp | 1 | 60 | Hall
Ceiling Fixture | Linear Fluorescent | 48 | T-12 | 2 | 40 | Garage
Ceiling Fixture | Linear Fluorescent | 48 | T-12 | 1 | 40 | Garage
Ceiling Fixture | Compact Fluorescent |  | Twist | 1 | 15 | Garage
Wall Mount | Incandescent |  | 3-Way Incandescent | 1 | 150 | Garage
Table | Compact Fluorescent |  | Twist | 1 | 15 | Bedroom
Ceiling Fixture | Incandescent |  | Standard A Lamp | 1 | 60 | Hall
Wall Mount | Incandescent |  | Standard A Lamp | 3 | 40 | Bathroom
Ceiling Fixture | Incandescent |  | Standard A Lamp | 2 | 60 | Kitchen
Other | Incandescent |  | Standard A Lamp | 1 | 60 | Kitchen
Table | Incandescent |  | Standard A Lamp | 1 | 40 | Laundry Room
Wall Mount | Incandescent |  | Globe | 3 | 40 | Bathroom
Ceiling Fixture | Incandescent |  | Standard A Lamp | 1 | 60 | Bathroom
Ceiling Fixture | Incandescent |  | Decorative | 3 | 40 | Master Bedroom
Table | Incandescent |  | Mini base | 1 | 40 | Master Bedroom
Ceiling Fixture | Incandescent |  | Standard A Lamp | 2 | 40 | Bedroom
Table | Incandescent |  | Standard A Lamp | 1 | 40 | Bedroom
Ceiling Fixture | Linear Fluorescent | 48 | T-12 | 4 | 40 | Kitchen
Ceiling Fan | Compact Fluorescent |  | Twist | 1 | 15 | Office
Floor lamp | Incandescent |  | Standard A Lamp | 3 | 40 | Office
Ceiling Fixture | Incandescent |  | Standard A Lamp | 1 | 40 | Other
Ceiling Fixture | Incandescent |  | Standard A Lamp | 1 | 60 | Hall
Ceiling Fixture | Incandescent |  | Standard A Lamp | 1 | 75 | Garage
Ceiling Fixture | Linear Fluorescent | 48 | T-12 | 2 | 40 | Other
Floor lamp | Incandescent |  | Standard A Lamp | 1 | 60 | Living Room
Table | Incandescent |  | Mini base | 1 | 40 | Living Room
Chandelier (Hanging) | Incandescent |  | Mini base | 4 | 40 | Living Room
Ceiling Fixture | Incandescent |  | Standard A Lamp | 1 | 75 | Closet
Floor lamp | Incandescent |  | Mini base | 1 | 60 | Bathroom
Ceiling Fixture | Incandescent |  | Standard A Lamp | 3 | 60 | Bathroom
Wall Mount | Incandescent |  | Standard A Lamp | 3 | 75 | Bathroom
Ceiling Fixture | Compact Fluorescent |  | Twist | 2 | 15 | Master Bedroom
Wall Mount | Incandescent |  | Globe | 8 | 40 | Bathroom
Wall Mount | Incandescent |  | Standard A Lamp | 3 | 40 | Bathroom
Wall Mount | Incandescent |  | Standard A Lamp | 3 | 40 | Bathroom
Recessed - other | Incandescent |  | Heat Lamp | 2 | 150 | Bathroom
Recessed - other | Incandescent |  | Standard A Lamp | 1 | 60 | Bathroom
Ceiling Fan | Incandescent |  | Standard A Lamp | 1 | 60 | Family Room
Ceiling Fan | Incandescent |  | Standard A Lamp | 3 | 40 | Master Bedroom
Table | Incandescent |  | Standard A Lamp | 1 | 60 | Master Bedroom
Ceiling Fan | Incandescent |  | Standard A Lamp | 1 | 75 | Bedroom
Table | Incandescent |  | Standard A Lamp | 1 | 60 | Bedroom
Table | Incandescent |  | Standard A Lamp | 1 | 40 | Bedroom
Ceiling Fan | Incandescent |  | Standard A Lamp | 1 | 60 | Bedroom
Table | Incandescent |  | Standard A Lamp | 1 | 60 | Bedroom
Ceiling Fan | Incandescent |  | Standard A Lamp | 1 | 60 | Bedroom
Table | Incandescent |  | Standard A Lamp | 1 | 60 | Bedroom
Ceiling Fixture | Incandescent |  | Standard A Lamp | 1 | 60 | Closet
Chandelier (Hanging) | Incandescent |  | Decorative | 5 | 40 | Dining Room
Ceiling Fixture | Compact Fluorescent |  | Twist | 1 | 28 | Garage
Ceiling Fan | Compact Fluorescent |  | Twist | 1 | 15 | Hall
Recessed Can | Incandescent |  | Reflector | 1 | 65 | Kitchen
Ceiling Fixture | Incandescent |  | Standard A Lamp | 2 | 60 | Laundry Room
Floor lamp | Compact Fluorescent |  | Twist | 1 | 15 | Living Room
Table | Compact Fluorescent |  | Twist | 1 | 15 | Living Room
Recessed Can | Incandescent |  | Reflector | 1 | 65 | Bathroom
Ceiling Fixture | Halogen |  | MR | 1 | 50 | Bathroom
Wall Mount | Incandescent |  | Globe | 3 | 40 | Bathroom
Ceiling Fixture | Incandescent |  | Standard A Lamp | 2 | 60 | Bedroom
Ceiling Fixture | Incandescent |  | Standard A Lamp | 1 | 75 | Bedroom
Ceiling Fixture | Incandescent |  | Reflector | 1 | 65 | Bedroom
Ceiling Fixture | Incandescent |  | Standard A Lamp | 2 | 75 | Bedroom
Table | Compact Fluorescent |  | Twist | 1 | 13 | Bedroom
Chandelier (Hanging) | Incandescent |  | Standard A Lamp | 5 | 75 | Dining Room
Table | Incandescent |  | Standard A Lamp | 1 | 60 | Family Room
Floor lamp | Incandescent |  | 3-Way Incandescent | 1 | 100 | Family Room
Recessed Can | Incandescent |  | Reflector | 1 | 65 | Family Room
Track | Compact Fluorescent |  | Twist | 4 | 14 | Family Room
Recessed Can | Incandescent |  | Reflector | 1 | 65 | Garage
Garage door opener | Incandescent |  | Standard A Lamp | 2 | 40 | Garage
Wall Mount | Linear Fluorescent | 48 | T-12 | 1 | 40 | Garage
Recessed Can | Compact Fluorescent |  | Reflector | 1 | 16 | Hall
Ceiling Fixture | Incandescent |  | Standard A Lamp | 1 | 60 | Hall
Recessed Can | Incandescent |  | Reflector | 1 | 65 | Hall
Recessed Can | Compact Fluorescent |  | Twist | 1 | 14 | Hall
Recessed Can | Incandescent |  | Reflector | 1 | 65 | Kitchen
Ceiling Fixture | Compact Fluorescent |  | Twist | 2 | 20 | Laundry Room
Wall Mount | Incandescent |  | Reflector | 1 | 65 | Other
Ceiling Fixture | Incandescent |  | Standard A Lamp | 1 | 60 | Other
Wall Mount | Compact Fluorescent |  | Twist | 4 | 22 | Bathroom
Ceiling Fixture | Incandescent |  | Reflector | 1 | 250 | Bathroom
Floor lamp | Incandescent |  | Standard A Lamp | 1 | 60 | Bedroom
Ceiling Fixture | Incandescent |  | Standard A Lamp | 1 | 60 | Bedroom
Ceiling Fixture | Compact Fluorescent |  | Flood | 1 | 22 | Garage
Recessed Can | Incandescent |  | Reflector | 1 | 65 | Hall
Ceiling Fixture | Incandescent |  | Standard A Lamp | 3 | 60 | Kitchen
Recessed Can | Incandescent |  | Reflector | 1 | 60 | Kitchen
Ceiling Fixture | Incandescent |  | Mini base | 6 | 25 | Living Room
Recessed Can | Halogen |  | PAR | 1 | 75 | Living Room
Floor lamp | Incandescent |  | Standard A Lamp | 1 | 60 | Living Room
Wall Mount | Incandescent |  | Standard A Lamp | 1 | 60 | Bathroom
Wall Mount | Incandescent |  | Globe | 1 | 40 | Bathroom
Wall Mount | Compact Fluorescent |  | Twist | 2 | 13 | Bathroom
Ceiling Fixture | Compact Fluorescent |  | Flood | 1 | 22 | Bathroom
Recessed Can | Compact Fluorescent |  | Flood | 1 | 15 | Master Bedroom
Recessed Can | Halogen |  | PAR | 1 | 75 | Master Bedroom
Floor lamp | Compact Fluorescent |  | Twist | 1 | 22 | Office
Recessed Can | Halogen |  | PAR | 1 | 30 | Office
Wall Mount | Compact Fluorescent |  | Twist | 4 | 15 | Bathroom
Ceiling Fan | Incandescent |  | Standard A Lamp | 1 | 60 | Bathroom
Wall Mount | Incandescent |  | Standard A Lamp | 3 | 60 | Bathroom
Ceiling Fan | Incandescent |  | Standard A Lamp | 1 | 60 | Bathroom
Wall Mount | Incandescent |  | Clear | 3 | 40 | Bathroom
Ceiling Fixture | Incandescent |  | Standard A Lamp | 1 | 60 | Bedroom
Ceiling Fixture | Incandescent |  | Standard A Lamp | 1 | 60 | Bedroom
Recessed Can | Compact Fluorescent |  | Reflector | 1 | 15 | Bedroom
Chandelier (Hanging) | Incandescent |  | Standard A Lamp | 4 | 60 | Dining Room
Recessed Can | Compact Fluorescent |  | Reflector | 1 | 15 | Family Room
Ceiling Fixture | Incandescent |  | Standard A Lamp | 1 | 60 | Hall
Table | Incandescent |  | Standard A Lamp | 1 | 60 | Hall
Ceiling Fixture | Incandescent |  | Standard A Lamp | 1 | 60 | Hall
Recessed Can | Compact Fluorescent |  | Reflector | 1 | 15 | Hall
Ceiling Fixture | Incandescent |  | Standard A Lamp | 1 | 60 | Kitchen
Chandelier (Hanging) | Halogen |  | MR | 1 | 30 | Kitchen
Ceiling Fixture | Linear Fluorescent | 48 | T-12 | 1 | 32 | Laundry Room
Ceiling Fixture | Incandescent |  | Standard A Lamp | 2 | 60 | Living Room
Track | Halogen |  | MR | 5 | 30 | Family Room
Recessed Can | Incandescent |  | Reflector | 1 | 65 | Family Room
Ceiling Fixture | Incandescent |  | Standard A Lamp | 1 | 60 | Master Bedroom
Ceiling Fixture | Incandescent |  | Mini base | 3 | 25 | Laundry Room
Ceiling Fixture | Compact Fluorescent |  | Twist | 2 | 15 | Living Room
Floor lamp | Compact Fluorescent |  | Twist | 1 | 15 | Living Room
Ceiling Fixture | Compact Fluorescent |  | Twist | 2 | 15 | Hall
Wall Mount | Incandescent |  | Globe | 3 | 40 | Bathroom
Ceiling Fixture | Incandescent |  | Standard A Lamp | 2 | 60 | Bedroom
Ceiling Fixture | Compact Fluorescent |  | Twist | 2 | 15 | Bedroom
Ceiling Fixture | Compact Fluorescent |  | Twist | 2 | 15 | Bedroom
Table | Compact Fluorescent |  | Twist | 1 | 22 | Bedroom
Ceiling Fixture | Compact Fluorescent |  | Twist | 1 | 15 | Garage
Recessed Can | Incandescent |  | Standard A Lamp | 1 | 60 | Family Room
Ceiling Fixture | Compact Fluorescent |  | Twist | 3 | 15 | Other
Table | Incandescent |  | Standard A Lamp | 1 | 60 | Other
Wall Mount | Incandescent |  | Globe | 3 | 40 | Bathroom
Ceiling Fixture | Compact Fluorescent |  | Twist | 1 | 15 | Bedroom
Ceiling Fixture | Compact Fluorescent |  | Twist | 2 | 15 | Bedroom
Floor lamp | Incandescent |  | Standard A Lamp | 3 | 75 | Bedroom
Ceiling Fixture | Compact Fluorescent |  | Twist | 1 | 15 | Closet
Wall Mount | Compact Fluorescent |  | Twist | 1 | 15 | Hall
Ceiling Fixture | Compact Fluorescent |  | Twist | 2 | 15 | Kitchen
Ceiling Fan | Incandescent |  | Decorative | 3 | 25 | Kitchen
Recessed Can | Compact Fluorescent |  | Reflector | 1 | 15 | Kitchen
Chandelier (Hanging) | Incandescent |  | Decorative | 7 | 25 | Other
Floor lamp | Incandescent |  | 3-Way Incandescent | 1 | 100 | Other
Table | Compact Fluorescent |  | Twist | 1 | 15 | Other
Table | Linear Fluorescent | 48 | Fluorescent Other | 1 | 20 | Other
Ceiling Fixture | Incandescent |  | Heat Lamp | 2 | 150 | Bathroom
Wall Mount | Incandescent |  | Decorative | 4 | 65 | Bathroom
Chandelier (Hanging) | Compact Fluorescent |  | Twist | 4 | 15 | Office
Floor lamp | Incandescent |  | 3-Way Incandescent | 1 | 100 | Office
Table | Compact Fluorescent |  | Twist | 3 | 15 | Office
Table | Compact Fluorescent |  | Twist | 1 | 15 | Office
Ceiling Fixture | Incandescent |  | Standard A Lamp | 1 | 60 | Closet
Ceiling Fixture | Incandescent |  | Standard A Lamp | 1 | 75 | Other
Ceiling Fixture | Incandescent |  | Standard A Lamp | 1 | 100 | Other
Ceiling Fixture | Compact Fluorescent |  | Twist | 1 | 15 | Other
Ceiling Fixture | Compact Fluorescent |  | A shape bulb | 1 | 15 | Garage
Chandelier (Hanging) | Incandescent |  | Decorative | 8 | 25 | Dining Room
Table | Incandescent |  | Standard A Lamp | 1 | 65 | Living Room
Floor lamp | Incandescent |  | Standard A Lamp | 1 | 100 | Living Room
Recessed - other | Halogen |  | PAR | 1 | 30 | Living Room
Ceiling Fixture | Incandescent |  | Standard A Lamp | 2 | 40 | Hall
Ceiling Fixture | Incandescent |  | Heat Lamp | 2 | 125 | Bathroom
Wall Mount | Incandescent |  | Decorative | 2 | 25 | Bathroom
Ceiling Fixture | Compact Fluorescent |  | Twist | 1 | 15 | Family Room
Table | Compact Fluorescent |  | Twist | 1 | 15 | Family Room
Table | Incandescent |  | Standard A Lamp | 1 | 60 | Family Room
Ceiling Fixture | Incandescent |  | Standard A Lamp | 1 | 60 | Bedroom
Table | Incandescent |  | Decorative | 1 | 25 | Bedroom
Floor lamp | Incandescent |  | Standard A Lamp | 1 | 60 | Bedroom
Ceiling Fan | Incandescent |  | Decorative | 5 | 25 | Master Bedroom
Table | Incandescent |  | Standard A Lamp | 1 | 100 | Master Bedroom
Table | Incandescent |  | Colored | 1 | 25 | Master Bedroom
Ceiling Fixture | Incandescent |  | Standard A Lamp | 1 | 60 | Closet
Wall Mount | Compact Fluorescent |  | Twist | 3 | 15 | Bathroom
Ceiling Fan | Compact Fluorescent |  | Twist | 2 | 15 | Bathroom
Ceiling Fixture | Compact Fluorescent |  | Twist | 2 | 15 | Bedroom
Ceiling Fixture | Compact Fluorescent |  | Twist | 2 | 15 | Bedroom
Garage door opener | Incandescent |  | Standard A Lamp | 1 | 60 | Garage
Ceiling Fixture | Incandescent |  | Standard A Lamp | 1 | 60 | Hall
Ceiling Fixture | Linear Fluorescent | 48 | T-12 | 2 | 40 | Kitchen
Ceiling Fixture | Incandescent |  | Standard A Lamp | 2 | 60 | Laundry Room
Floor lamp | Halogen |  | Quartz Tube | 1 | 50 | Living Room
Ceiling Fixture | Compact Fluorescent |  | Twist | 2 | 15 | Living Room
Ceiling Fixture | Compact Fluorescent |  | Twist | 2 | 15 | Office
Architectural | Incandescent |  | Standard A Lamp | 1 | 60 | Other
Ceiling Fixture | Incandescent |  | Standard A Lamp | 1 | 75 | Bedroom
Wall Mount | Incandescent |  | Globe | 4 | 40 | Bathroom
Other | Incandescent |  | Mini base | 1 | 5 | Bathroom
Recessed Can | Incandescent |  | Reflector | 1 | 65 | Family Room
Recessed Can | Incandescent |  | Reflector | 1 | 65 | Family Room
Table | Halogen |  | MR | 1 | 20 | Family Room
Ceiling Fixture | Incandescent |  | Standard A Lamp | 2 | 75 | Bedroom
Table | Incandescent |  | Standard A Lamp | 1 | 25 | Bedroom
Ceiling Fixture | Incandescent |  | Standard A Lamp | 1 | 60 | Hall
Chandelier (Hanging) | Compact Fluorescent |  | Twist | 3 | 19 | Kitchen
Low bay | Linear Fluorescent | 24 | T-12 | 1 | 20 | Kitchen
Table | Compact Fluorescent |  | Twist | 1 | 13 | Living Room
Floor lamp | Compact Fluorescent |  | Twist | 1 | 20 | Living Room
Chandelier (Hanging) | Incandescent |  | Decorative | 5 | 60 | Dining Room
Ceiling Fixture | Incandescent |  | Decorative | 1 | 40 | Closet
Recessed Can | Incandescent |  | Reflector | 1 | 65 | Hall
Recessed - other | Incandescent |  | Mini base | 1 | 25 | Hall
Recessed Can | Incandescent |  | Reflector | 1 | 65 | Kitchen
Wall Mount | Incandescent |  | Decorative | 4 | 25 | Bathroom
Recessed Can | Incandescent |  | Reflector | 1 | 65 | Bedroom
Table | Incandescent |  | Decorative | 1 | 25 | Bedroom
Recessed Can | Incandescent |  | Reflector | 1 | 65 | Other
Recessed Can | Incandescent |  | Reflector | 2 | 65 | Family Room
Recessed Can | Incandescent |  | Reflector | 1 | 65 | Hall
Recessed Can | Incandescent |  | Reflector | 1 | 65 | Living Room
Chandelier (Hanging) | Incandescent |  | Mini base | 10 | 25 | Living Room
Wall Mount | Incandescent |  | Mini base | 6 | 25 | Bathroom
Recessed Can | Incandescent |  | Reflector | 1 | 65 | Bathroom
Recessed Can | Incandescent |  | Reflector | 1 | 65 | Bedroom
Table | Incandescent |  | Standard A Lamp | 1 | 60 | Bedroom
Recessed Can | Incandescent |  | Reflector | 1 | 65 | Bathroom
Ceiling Fixture | Incandescent |  | Standard A Lamp | 1 | 60 | Closet
Recessed Can | Incandescent |  | Reflector | 1 | 65 | Hall
Ceiling Fixture | Incandescent |  | Standard A Lamp | 1 | 60 | Laundry Room
Wall Mount | Incandescent |  | Decorative | 1 | 40 | Family Room
Recessed Can | Incandescent |  | Reflector | 1 | 65 | Bathroom
Wall Mount | Incandescent |  | Mini base | 4 | 25 | Bathroom
Recessed Can | Incandescent |  | Reflector | 1 | 65 | Master Bedroom
Table | Incandescent |  | Standard A Lamp | 1 | 60 | Master Bedroom
Recessed Can | Compact Fluorescent |  | Reflector | 1 | 15 | Office
Chandelier (Hanging) | Compact Fluorescent |  | Twist | 6 | 15 | Office
Recessed - other | Incandescent |  | Mini base | 1 | 25 | Hall
Wall Mount | Incandescent |  | Standard A Lamp | 1 | 60 | Other
Chandelier (Hanging) | Compact Fluorescent |  | Twist | 3 | 15 | Dining Room
Recessed Can | Incandescent |  | Reflector | 1 | 65 | Other
Wall Mount | Compact Fluorescent |  | Twist | 4 | 14 | Bathroom
Wall Mount | Incandescent |  | Standard A Lamp | 2 | 40 | Bathroom
Ceiling Fixture | Incandescent |  | Standard A Lamp | 2 | 60 | Bedroom
Ceiling Fixture | Incandescent |  | Standard A Lamp | 1 | 60 | Closet
Ceiling Fixture | Compact Fluorescent |  | Twist | 1 | 14 | Closet
Ceiling Fixture | Compact Fluorescent |  | Twist | 2 | 14 | Dining Room
Ceiling Fixture | Compact Fluorescent |  | Twist | 2 | 14 | Other
Floor lamp | Compact Fluorescent |  | Twist | 1 | 14 | Family Room
Ceiling Fixture | Linear Fluorescent | 48 | T-12 | 4 | 40 | Garage
Ceiling Fixture | Compact Fluorescent |  | Twist | 2 | 15 | Kitchen
Ceiling Fixture | Compact Fluorescent |  | Twist | 1 | 15 | Kitchen
Ceiling Fixture | Incandescent |  | Standard A Lamp | 2 | 60 | Other
Floor lamp | Compact Fluorescent |  | Twist | 1 | 20 | Other
Ceiling Fixture | Compact Fluorescent |  | Twist | 1 | 15 | Laundry Room
Ceiling Fixture | Incandescent |  | Standard A Lamp | 1 | 60 | Master Bedroom
Ceiling Fixture | Incandescent |  | Standard A Lamp | 1 | 60 | Office
Table | Incandescent |  | Standard A Lamp | 1 | 60 | Office
Wall Mount | Compact Fluorescent |  | Twist | 1 | 14 | Other
Ceiling Fixture | Compact Fluorescent |  | Twist | 1 | 23 | Bathroom
Ceiling Fixture | Linear Fluorescent | 48 | T-12 | 2 | 40 | Bathroom
Ceiling Fixture | Compact Fluorescent |  | Globe | 3 | 15 | Bathroom
Ceiling Fixture | Incandescent |  | Reflector | 1 | 65 | Bathroom
Ceiling Fixture | Linear Fluorescent | 48 | T-12 | 1 | 40 | Bathroom
Ceiling Fixture | Linear Fluorescent | 24 | T-12 | 1 | 20 | Bathroom
Chandelier (Hanging) | Incandescent |  | Decorative | 6 | 40 | Dining Room
Track | Incandescent |  | Reflector | 3 | 60 | Other
Table | Compact Fluorescent |  | Twist | 2 | 23 | Family Room
Table | Incandescent |  | Standard A Lamp | 1 | 100 | Family Room
Architectural | Compact Fluorescent |  | Twist | 1 | 13 | Family Room
Recessed Can | Incandescent |  | Reflector | 1 | 65 | Family Room
Ceiling Fixture | Linear Fluorescent | 96 | T-12 | 2 | 75 | Garage
Ceiling Fixture | Linear Fluorescent | 48 | T-12 | 2 | 40 | Garage
Garage door opener | Compact Fluorescent |  | Twist | 1 | 23 | Garage
Ceiling Fixture | Compact Fluorescent |  | Twist | 1 | 13 | Hall
Ceiling Fixture | Compact Fluorescent |  | Twist | 1 | 23 | Hall
Ceiling Fixture | Linear Fluorescent | 48 | T-12 | 1 | 40 | Kitchen
Ceiling Fixture | Linear Fluorescent | 36 | T-12 | 1 | 30 | Kitchen
Ceiling Fixture | Linear Fluorescent | 24 | T-12 | 1 | 20 | Kitchen
Ceiling Fixture | Compact Fluorescent |  | Twist | 1 | 15 | Laundry Room
Table | Incandescent |  | 3-Way Incandescent | 1 | 100 | Living Room
Table | Incandescent |  | Standard A Lamp | 1 | 100 | Master Bedroom
Floor lamp | Compact Fluorescent |  | Straight Tube | 1 | 15 | Master Bedroom
Ceiling Fixture | Linear Fluorescent | 48 | T-12 | 1 | 40 | Office
Ceiling Fixture | Linear Fluorescent | 24 | T-12 | 1 | 20 | Office
Ceiling Fixture | Incandescent |  | Standard A Lamp | 1 | 150 | Office
Table | Incandescent |  | Standard A Lamp | 1 | 100 | Office
Architectural | Linear Fluorescent | 24 | T-12 | 1 | 20 | Office
Ceiling Fixture | Compact Fluorescent |  | Twist | 1 | 23 | Other
Ceiling Fixture | Incandescent |  | Standard A Lamp | 1 | 150 | Other
Table | Linear Fluorescent | 18 | Fluorescent Other | 1 | 8 | Other
Ceiling Fixture | Incandescent |  | Standard A Lamp | 1 | 100 | Other
Table | Incandescent |  | Standard A Lamp | 1 | 100 | Other
Recessed Can | Incandescent |  | Reflector | 1 | 65 | Bathroom
Ceiling Fixture | Incandescent |  | Standard A Lamp | 1 | 60 | Bedroom
Ceiling Fan | Compact Fluorescent |  | Twist | 3 | 15 | Bedroom
Recessed Can | Other |  | LED Interior | 1 | 12 | Dining Room
Recessed - other | Linear Fluorescent | 48 | T-12 | 1 | 40 | Family Room
Chandelier (Hanging) | Incandescent |  | Clear | 3 | 60 | Family Room
Ceiling Fixture | Incandescent |  | Standard A Lamp | 1 | 60 | Family Room
Garage door opener | Incandescent |  | Standard A Lamp | 2 | 60 | Garage
Ceiling Fixture | Incandescent |  | Standard A Lamp | 1 | 100 | Garage
Wall Mount | Incandescent |  | Standard A Lamp | 2 | 60 | Hall
Wall Mount | Incandescent |  | Standard A Lamp | 1 | 40 | Hall
Chandelier (Hanging) | Incandescent |  | Standard A Lamp | 1 | 60 | Kitchen
Recessed Can | Incandescent |  | Reflector | 1 | 65 | Kitchen
Recessed Can | Halogen |  | PAR | 1 | 75 | Laundry Room
Wall Mount | Incandescent |  | Mini base | 3 | 25 | Laundry Room
Recessed Can | Incandescent |  | Reflector | 1 | 65 | Living Room
Recessed Can | Incandescent |  | Reflector | 1 | 65 | Bathroom
Chandelier (Hanging) | Incandescent |  | Clear | 4 | 40 | Master Bedroom
Ceiling Fan | Incandescent |  | Standard A Lamp | 3 | 60 | Office
Table | Incandescent |  | Standard A Lamp | 1 | 60 | Office
Ceiling Fixture | Linear Fluorescent | 48 | T-12 | 2 | 32 | Other
Ceiling Fixture | Incandescent |  | Standard A Lamp | 1 | 60 | Other
Wall Mount | Compact Fluorescent |  | Twist | 1 | 13 | Bathroom
Ceiling Fixture | Incandescent |  | Clear | 1 | 60 | Bathroom
Ceiling Fixture | Compact Fluorescent |  | Twist | 1 | 23 | Other
Floor lamp | Compact Fluorescent |  | Straight Tube | 1 | 18 | Other
Ceiling Fixture | Compact Fluorescent |  | Twist | 2 | 23 | Bedroom
Other | Incandescent |  | Mini base | 3 | 15 | Bedroom
Ceiling Fixture | Compact Fluorescent |  | Twist | 1 | 23 | Bedroom
Table | Compact Fluorescent |  | Twist | 1 | 13 | Bedroom
Chandelier (Hanging) | Incandescent |  | Clear | 4 | 100 | Dining Room
Ceiling Fixture | Compact Fluorescent |  | Twist | 2 | 13 | Other
Ceiling Fixture | Compact Fluorescent |  | Twist | 1 | 13 | Hall
Ceiling Fixture | Compact Fluorescent |  | Twist | 2 | 13 | Kitchen
Architectural | Linear Fluorescent | 24 | T-8 | 1 | 17 | Kitchen
Ceiling Fixture | Incandescent |  | Heat Lamp | 1 | 250 | Laundry Room
Table | Compact Fluorescent |  | Twist | 2 | 13 | Living Room
Wall Mount | Compact Fluorescent |  | Twist | 1 | 13 | Bathroom
Ceiling Fixture | Incandescent |  | Heat Lamp | 1 | 150 | Bathroom
Chandelier (Hanging) | Incandescent |  | Decorative | 2 | 40 | Other
High bay | Linear Fluorescent | 48 | T-12 | 2 | 25 | Family Room
Table | Linear Fluorescent | 12 | T-4 | 2 | 16 | Family Room
Table | Compact Fluorescent |  | Twist | 1 | 23 | Family Room
Wall Mount | Incandescent |  | Clear | 4 | 60 | Bathroom
Recessed - other | Incandescent |  | Reflector | 1 | 100 | Bathroom
Recessed - other | Incandescent |  | Heat Lamp | 1 | 150 | Bathroom
Ceiling Fixture | Incandescent |  | Standard A Lamp | 1 | 60 | Bathroom
Wall Mount | Incandescent |  | Clear | 3 | 60 | Bathroom
Ceiling Fixture | Incandescent |  | Standard A Lamp | 2 | 60 | Bathroom
Ceiling Fixture | Incandescent |  | Standard A Lamp | 1 | 60 | Closet
Table | Incandescent |  | Standard A Lamp | 1 | 60 | Dining Room
Floor lamp | Incandescent |  | Standard A Lamp | 1 | 150 | Dining Room
Floor lamp | Incandescent |  | Mini base | 3 | 25 | Dining Room
Ceiling Fan | Incandescent |  | Mini base | 3 | 40 | Dining Room
Table | Compact Fluorescent |  | Twist | 1 | 13 | Dining Room
Table | Compact Fluorescent |  | Twist | 1 | 23 | Dining Room
Recessed Can | Incandescent |  | Reflector | 1 | 65 | Dining Room
Ceiling Fixture | Incandescent |  | Mini base | 3 | 40 | Hall
High bay | Linear Fluorescent | 48 | T-12 | 2 | 40 | Garage
Ceiling Fixture | Incandescent |  | Reflector | 1 | 75 | Garage
Garage door opener | Incandescent |  | Standard A Lamp | 1 | 60 | Garage
Ceiling Fan | Compact Fluorescent |  | A shape bulb | 2 | 15 | Bedroom
Ceiling Fan | Incandescent |  | Standard A Lamp | 1 | 60 | Bedroom
Table | Incandescent |  | 3-Way Incandescent | 1 | 100 | Bedroom
Table | Compact Fluorescent |  | A shape bulb | 1 | 15 | Bedroom
Ceiling Fixture | Incandescent |  | Standard A Lamp | 1 | 60 | Hall
Ceiling Fixture | Incandescent |  | Standard A Lamp | 1 | 60 | Hall
Ceiling Fixture | Compact Fluorescent |  | Twist | 2 | 13 | Hall
Recessed Can | Incandescent |  | Reflector | 1 | 65 | Kitchen
Ceiling Fixture | Other |  | High Pressure Sodium | 1 | 100 | Kitchen
Ceiling Fixture | Incandescent |  | Standard A Lamp | 3 | 60 | Kitchen
Table | Compact Fluorescent |  | Twist | 2 | 15 | Kitchen
Ceiling Fixture | Incandescent |  | Standard A Lamp | 2 | 60 | Laundry Room
High bay | Linear Fluorescent | 48 | T-12 | 2 | 30 | Laundry Room
Wall Mount | Compact Fluorescent |  | Twist | 3 | 15 | Bathroom
Ceiling Fixture | Compact Fluorescent |  | Twist | 3 | 13 | Bathroom
Ceiling Fixture | Compact Fluorescent |  | Twist | 3 | 15 | Master Bedroom
Table | Incandescent |  | Standard A Lamp | 1 | 60 | Master Bedroom
Floor lamp | Incandescent |  | 3-Way Incandescent | 1 | 70 | Office
Ceiling Fan | Incandescent |  | Standard A Lamp | 3 | 60 | Office
Wall Mount | Halogen |  | Quartz Tube | 1 | 75 | Office
Table | Incandescent |  | Standard A Lamp | 1 | 60 | Office
Table | Compact Fluorescent |  | Twist | 1 | 13 | Office
Wall Mount | Incandescent |  | Standard A Lamp | 1 | 60 | Bathroom
Wall Mount | Compact Fluorescent |  | Twist | 1 | 15 | Bathroom
Floor lamp | Other |  | LED Interior | 1 | 1 | Family Room
Table | Incandescent |  | 3-Way Incandescent | 1 | 100 | Family Room
Chandelier (Hanging) | Incandescent |  | Decorative | 5 | 25 | Dining Room
Ceiling Fixture | Linear Fluorescent | 48 | T-12 | 2 | 40 | Garage
Table | Incandescent |  | Standard A Lamp | 1 | 60 | Garage
Ceiling Fixture | Incandescent |  | Standard A Lamp | 1 | 100 | Bedroom
Wall Mount | Incandescent |  | Standard A Lamp | 3 | 40 | Bathroom
Wall Mount | Incandescent |  | Standard A Lamp | 1 | 60 | Bathroom
Ceiling Fixture | Incandescent |  | Standard A Lamp | 1 | 60 | Hall
Ceiling Fixture | Incandescent |  | Standard A Lamp | 1 | 52 | Hall
Other | Incandescent |  | Mini base | 1 | 40 | Kitchen
Recessed Can | Incandescent |  | Standard A Lamp | 2 | 100 | Kitchen
Recessed Can | Incandescent |  | Reflector | 1 | 65 | Kitchen
Ceiling Fixture | Incandescent |  | Standard A Lamp | 1 | 60 | Dining Room
Recessed Can | Incandescent |  | Reflector | 1 | 65 | Dining Room
Table | Incandescent |  | 3-Way Incandescent | 1 | 50 | Living Room
Ceiling Fixture | Incandescent |  | Standard A Lamp | 2 | 40 | Living Room
Ceiling Fixture | Incandescent |  | Standard A Lamp | 1 | 75 | Living Room
Wall Mount | Compact Fluorescent |  | Twist | 1 | 20 | Bathroom
Table | Incandescent |  | Standard A Lamp | 1 | 100 | Master Bedroom
Table | Incandescent |  | Standard A Lamp | 1 | 100 | Master Bedroom
Ceiling Fixture | Incandescent |  | Standard A Lamp | 2 | 60 | Master Bedroom
Ceiling Fixture | Incandescent |  | Standard A Lamp | 3 | 60 | Master Bedroom
Ceiling Fixture | Other |  | Metal Halide | 1 | 275 | Other
Ceiling Fixture | Incandescent |  | Reflector | 1 | 65 | Other
Ceiling Fan | Incandescent |  | Decorative | 2 | 25 | Bathroom
Wall Mount | Compact Fluorescent |  | Twist | 3 | 15 | Bathroom
Ceiling Fan | Compact Fluorescent |  | Twist | 1 | 15 | Bedroom
Chandelier (Hanging) | Compact Fluorescent |  | Twist | 3 | 15 | Dining Room
Ceiling Fixture | Compact Fluorescent |  | Twist | 2 | 15 | Family Room
Ceiling Fixture | Compact Fluorescent |  | Twist | 2 | 15 | Laundry Room
Ceiling Fixture | Halogen |  | Quartz Tube | 2 | 50 | Kitchen
Other | Halogen |  | MR | 1 | 20 | Kitchen
Ceiling Fixture | Compact Fluorescent |  | Twist | 1 | 22 | Laundry Room
Ceiling Fan | Compact Fluorescent |  | Twist | 1 | 22 | Master Bedroom
Ceiling Fixture | Compact Fluorescent |  | Twist | 2 | 15 | Office
Wall Mount | Compact Fluorescent |  | Twist | 2 | 15 | Bathroom
Ceiling Fixture | Compact Fluorescent |  | Twist | 2 | 15 | Bathroom
Wall Mount | Incandescent |  | Decorative | 5 | 40 | Bathroom
Ceiling Fixture | Compact Fluorescent |  | Twist | 2 | 15 | Bedroom
Table | Compact Fluorescent |  | Twist | 1 | 22 | Bedroom
Ceiling Fixture | Compact Fluorescent |  | Twist | 2 | 15 | Bedroom
Table | Compact Fluorescent |  | Twist | 3 | 15 | Bedroom
Ceiling Fixture | Compact Fluorescent |  | Twist | 2 | 15 | Bedroom
Ceiling Fan | Incandescent |  | Standard A Lamp | 4 | 60 | Bedroom
Chandelier (Hanging) | Compact Fluorescent |  | Other | 8 | 7 | Bedroom
Ceiling Fixture | Incandescent |  | Standard A Lamp | 1 | 60 | Closet
Ceiling Fixture | Linear Fluorescent | 48 | T-12 | 2 | 40 | Closet
Ceiling Fixture | Linear Fluorescent | 48 | T-12 | 2 | 40 | Garage
Garage door opener | Incandescent |  | Standard A Lamp | 2 | 60 | Garage
Ceiling Fixture | Compact Fluorescent |  | Twist | 2 | 15 | Hall
Chandelier (Hanging) | Incandescent |  | Decorative | 9 | 40 | Hall
Table | Incandescent |  | Standard A Lamp | 3 | 60 | Hall
Wall Mount | Incandescent |  | Decorative | 1 | 40 | Kitchen
Ceiling Fixture | Compact Fluorescent |  | Twist | 1 | 15 | Kitchen
Ceiling Fan | Incandescent |  | Standard A Lamp | 1 | 60 | Kitchen
Chandelier (Hanging) | Incandescent |  | Standard A Lamp | 2 | 60 | Kitchen
Chandelier (Hanging) | Compact Fluorescent |  | Twist | 5 | 15 | Kitchen
Table | Compact Fluorescent |  | Twist | 1 | 15 | Kitchen
Table | Compact Fluorescent |  | Twist | 4 | 15 | Kitchen
Table | Incandescent |  | Decorative | 1 | 40 | Kitchen
Recessed - other | Incandescent |  | Reflector | 1 | 40 | Kitchen
Recessed Can | Compact Fluorescent |  | Twist | 1 | 15 | Kitchen
Ceiling Fixture | Compact Fluorescent |  | Twist | 1 | 15 | Laundry Room
Wall Mount | Incandescent |  | Decorative | 1 | 40 | Living Room
Chandelier (Hanging) | Incandescent |  | Decorative | 6 | 40 | Living Room
Table | Compact Fluorescent |  | Twist | 3 | 15 | Living Room
Ceiling Fixture | Incandescent |  | Standard A Lamp | 3 | 40 | Kitchen
Recessed Can | Incandescent |  | Reflector | 1 | 65 | Kitchen
Ceiling Fixture | Incandescent |  | Standard A Lamp | 1 | 40 | Kitchen
Other | Linear Fluorescent | 48 | T-8 | 1 | 32 | Kitchen
Track | Incandescent |  | Reflector | 2 | 65 | Laundry Room
Recessed Can | Incandescent |  | Reflector | 1 | 65 | Closet
Recessed Can | Incandescent |  | Reflector | 1 | 65 | Hall
Wall Mount | Incandescent |  | Standard A Lamp | 1 | 60 | Master Bedroom
Recessed Can | Incandescent |  | Reflector | 1 | 65 | Master Bedroom
Table | Incandescent |  | Standard A Lamp | 1 | 15 | Master Bedroom
Recessed Can | Incandescent |  | Reflector | 1 | 65 | Bathroom
Wall Mount | Incandescent |  | Standard A Lamp | 4 | 60 | Bathroom
Recessed Can | Incandescent |  | Reflector | 1 | 65 | Office
Track | Incandescent |  | Reflector | 3 | 65 | Hall
Recessed Can | Incandescent |  | Reflector | 1 | 65 | Bathroom
Ceiling Fixture | Compact Fluorescent |  | Twist | 1 | 22 | Garage
Garage door opener | Incandescent |  | Standard A Lamp | 2 | 60 | Garage
Track | Halogen |  | MR | 3 | 50 | Garage
Recessed Can | Incandescent |  | Reflector | 1 | 65 | Dining Room
Chandelier (Hanging) | Incandescent |  | Standard A Lamp | 3 | 60 | Dining Room
Wall Mount | Incandescent |  | Standard A Lamp | 1 | 40 | Dining Room
Recessed Can | Incandescent |  | Reflector | 1 | 65 | Hall
Wall Mount | Incandescent |  | Standard A Lamp | 1 | 60 | Living Room
Ceiling Fixture | Incandescent |  | Standard A Lamp | 1 | 60 | Living Room
Recessed Can | Incandescent |  | Reflector | 1 | 65 | Living Room
Ceiling Fixture | Linear Fluorescent | 24 | T-8 | 1 | 16 | Closet
Ceiling Fixture | Incandescent |  | Standard A Lamp | 3 | 60 | Bedroom
Ceiling Fixture | Incandescent |  | Standard A Lamp | 3 | 60 | Bedroom
Wall Mount | Incandescent |  | Standard A Lamp | 4 | 60 | Bathroom
Recessed Can | Incandescent |  | Reflector | 1 | 65 | Bathroom
Ceiling Fixture | Incandescent |  | Standard A Lamp | 3 | 60 | Bedroom
Wall Mount | Incandescent |  | Globe | 3 | 40 | Bathroom
Recessed - other | Compact Fluorescent |  | Reflector | 1 | 22 | Bathroom
Track | Halogen |  | MR | 3 | 30 | Bedroom
Table | Other |  | LED Interior | 1 | 7 | Bedroom
Ceiling Fixture | Linear Fluorescent | 96 | T-12 | 2 | 60 | Garage
Ceiling Fixture | Incandescent |  | Standard A Lamp | 1 | 60 | Hall
Recessed Can | Compact Fluorescent |  | Reflector | 1 | 22 | Kitchen
Ceiling Fixture | Incandescent |  | Standard A Lamp | 2 | 60 | Laundry Room
Ceiling Fixture | Incandescent |  | Standard A Lamp | 2 | 60 | Living Room
Floor lamp | Other |  | LED Interior | 1 | 12 | Living Room
Track | Halogen |  | MR | 3 | 20 | Office
Wall Mount | Incandescent |  | Globe | 4 | 40 | Bathroom
Ceiling Fixture | Compact Fluorescent |  | Twist | 1 | 22 | Bedroom
Table | Incandescent |  | Mini base | 1 | 25 | Bedroom
Ceiling Fixture | Compact Fluorescent |  | Twist | 1 | 22 | Bedroom
Ceiling Fixture | Compact Fluorescent |  | Twist | 1 | 22 | Dining Room
Table | Compact Fluorescent |  | Twist | 1 | 22 | Dining Room
Ceiling Fixture | Compact Fluorescent |  | Twist | 1 | 15 | Garage
Ceiling Fixture | Compact Fluorescent |  | Pin base | 1 | 22 | Hall
Ceiling Fixture | Compact Fluorescent |  | Twist | 1 | 22 | Kitchen
Recessed - other | Linear Fluorescent | 12 | T-5 | 1 | 16 | Kitchen
Wall Mount | Compact Fluorescent |  | Twist | 2 | 15 | Closet
Ceiling Fixture | Compact Fluorescent |  | Twist | 1 | 22 | Laundry Room
Floor lamp | Compact Fluorescent |  | Twist | 3 | 15 | Laundry Room
Table | Compact Fluorescent |  | Twist | 1 | 15 | Laundry Room
Table | Compact Fluorescent |  | Straight Tube | 2 | 22 | Laundry Room
Ceiling Fixture | Compact Fluorescent |  | Twist | 1 | 22 | Living Room
Chandelier (Hanging) | Compact Fluorescent |  | Twist | 1 | 15 | Living Room
Ceiling Fixture | Compact Fluorescent |  | Twist | 1 | 22 | Bedroom
Ceiling Fixture | Compact Fluorescent |  | Twist | 1 | 15 | Other
Ceiling Fixture | Compact Fluorescent |  | Twist | 1 | 22 | Bedroom
Table | Compact Fluorescent |  | Twist | 1 | 7 | Bedroom
Table | Compact Fluorescent |  | Twist | 1 | 15 | Bedroom
Recessed Can | Compact Fluorescent |  | Twist | 1 | 15 | Kitchen
Ceiling Fixture | Incandescent |  | Standard A Lamp | 1 | 60 | Kitchen
Wall Mount | Compact Fluorescent |  | Twist | 3 | 15 | Bathroom
Ceiling Fixture | Halogen |  | MR | 3 | 50 | Hall
Chandelier (Hanging) | Halogen |  | MR | 5 | 50 | Family Room
Table | Incandescent |  | Standard A Lamp | 1 | 60 | Family Room
Table | Incandescent |  | 3-Way Incandescent | 1 | 199 | Family Room
Wall Mount | Incandescent |  | Standard A Lamp | 1 | 60 | Other
Ceiling Fixture | Compact Fluorescent |  | Twist | 3 | 15 | Other
Floor lamp | Linear Fluorescent | 48 | Fluorescent Unknown | 1 | 25 | Other
Ceiling Fixture | Compact Fluorescent |  | Twist | 1 | 22 | Office
Table | Compact Fluorescent |  | Twist | 1 | 22 | Office
Ceiling Fixture | Incandescent |  | Standard A Lamp | 1 | 60 | Closet
Ceiling Fixture | Incandescent |  | Globe | 1 | 40 | Dining Room
Wall Mount | Incandescent |  | Globe | 4 | 40 | Bathroom
Ceiling Fan | Incandescent |  | Standard A Lamp | 3 | 60 | Living Room
Table | Compact Fluorescent |  | Twist | 1 | 22 | Living Room
Floor lamp | Incandescent |  | 3-Way Incandescent | 2 | 100 | Living Room
Ceiling Fixture | Incandescent |  | Standard A Lamp | 3 | 40 | Hall
Ceiling Fan | Incandescent |  | Decorative | 4 | 40 | Master Bedroom
Table | Compact Fluorescent |  | Twist | 1 | 15 | Master Bedroom
Ceiling Fixture | Incandescent |  | Standard A Lamp | 1 | 60 | Closet
Wall Mount | Compact Fluorescent |  | Globe | 4 | 9 | Bathroom
Ceiling Fixture | Compact Fluorescent |  | Twist | 1 | 15 | Laundry Room
Wall Mount | Incandescent |  | Decorative | 2 | 40 | Bathroom
Ceiling Fixture | Compact Fluorescent |  | Circline (Screw Base) | 1 | 15 | Bathroom
Chandelier (Hanging) | Incandescent |  | Decorative | 10 | 40 | Dining Room
Ceiling Fan | Compact Fluorescent |  | Twist | 4 | 13 | Kitchen
Ceiling Fixture | Incandescent |  | Standard A Lamp | 1 | 60 | Laundry Room
Floor lamp | Incandescent |  | Standard A Lamp | 1 | 60 | Living Room
Floor lamp | Compact Fluorescent |  | Pin base | 1 | 15 | Living Room
Chandelier (Hanging) | Incandescent |  | Standard A Lamp | 1 | 60 | Living Room
Ceiling Fixture | Incandescent |  | Standard A Lamp | 1 | 60 | Bathroom
Wall Mount | Incandescent |  | Decorative | 2 | 40 | Bathroom
Ceiling Fixture | Incandescent |  | Standard A Lamp | 1 | 60 | Master Bedroom
Ceiling Fixture | Incandescent |  | Standard A Lamp | 1 | 40 | Closet
Ceiling Fixture | Incandescent |  | Standard A Lamp | 1 | 60 | Hall
Ceiling Fixture | Incandescent |  | Standard A Lamp | 1 | 60 | Bedroom
Ceiling Fixture | Incandescent |  | Standard A Lamp | 2 | 60 | Bedroom
Floor lamp | Incandescent |  | Standard A Lamp | 1 | 60 | Bedroom
Ceiling Fixture | Compact Fluorescent |  | Twist | 1 | 15 | Dining Room
Ceiling Fan | Compact Fluorescent |  | Twist | 1 | 15 | Dining Room
Ceiling Fixture | Compact Fluorescent |  | Twist | 1 | 22 | Garage
Ceiling Fixture | Incandescent |  | Reflector | 1 | 150 | Garage
Ceiling Fixture | Compact Fluorescent |  | Twist | 1 | 15 | Hall
Wall Mount | Compact Fluorescent |  | Twist | 5 | 15 | Bathroom
Ceiling Fixture | Compact Fluorescent |  | Twist | 1 | 15 | Bedroom
Ceiling Fixture | Compact Fluorescent |  | Twist | 2 | 15 | Kitchen
Ceiling Fixture | Compact Fluorescent |  | Pin base | 1 | 13 | Laundry Room
Torchiere | Compact Fluorescent |  | Twist | 1 | 15 | Living Room
Ceiling Fixture | Compact Fluorescent |  | Twist | 1 | 15 | Master Bedroom
Wall Mount | Incandescent |  | Standard A Lamp | 3 | 40 | Bathroom
Ceiling Fixture | Compact Fluorescent |  | Twist | 2 | 14 | Bedroom
Ceiling Fixture | Compact Fluorescent |  | Twist | 2 | 15 | Other
Chandelier (Hanging) | Incandescent |  | Globe | 1 | 50 | Hall
Floor lamp | Halogen |  | Other | 1 | 75 | Hall
Ceiling Fixture | Linear Fluorescent | 48 | T-8 | 2 | 32 | Other
Recessed Can | Incandescent |  | Reflector | 1 | 65 | Hall
Ceiling Fixture | Halogen |  | PAR | 1 | 50 | Hall
Ceiling Fixture | Linear Fluorescent | 36 | T-5 | 1 | 21 | Other
Ceiling Fixture | Incandescent |  | Standard A Lamp | 1 | 40 | Bathroom
Other | Linear Fluorescent | 36 | T-5 | 1 | 21 | Bathroom
Wall Mount | Halogen |  |  | 1 | 50 | Bathroom
Wall Mount | Halogen |  |  | 1 | 50 | Bathroom
Wall Mount | Halogen |  | Other | 3 | 17 | Bathroom
Recessed Can | Incandescent |  | Reflector | 1 | 65 | Closet
Chandelier (Hanging) | Incandescent |  | Globe | 1 | 40 | Closet
Wall Mount | Linear Fluorescent | 36 | T-5 | 1 | 21 | Dining Room
Chandelier (Hanging) | Incandescent |  | Standard A Lamp | 1 | 75 | Dining Room
Other | Linear Fluorescent | 36 | T-5 | 1 | 21 | Dining Room
Other | Halogen |  | Other | 3 | 17 | Dining Room
Recessed Can | Incandescent |  | Reflector | 1 | 65 | Hall
Recessed Can | Incandescent |  | Reflector | 1 | 65 | Hall
Track | Halogen |  | MR | 6 | 50 | Family Room
Wall Mount | Compact Fluorescent |  | Twist | 1 | 15 | Family Room
Ceiling Fixture | Linear Fluorescent | 48 | T-8 | 2 | 32 | Garage
Garage door opener | Incandescent |  | Standard A Lamp | 2 | 60 | Garage
Garage door opener | Incandescent |  | Standard A Lamp | 2 | 60 | Garage
Recessed Can | Incandescent |  | Reflector | 1 | 65 | Hall
Recessed Can | Incandescent |  | Reflector | 1 | 65 | Hall
Table | Incandescent |  | Reflector | 1 | 100 | Kitchen
Ceiling Fixture | Incandescent |  | Globe | 1 | 100 | Kitchen
Ceiling Fixture | Incandescent |  | Globe | 1 | 40 | Kitchen
Low bay | Linear Fluorescent | 36 | T-5 | 1 | 21 | Kitchen
Architectural | Halogen |  | Other | 3 | 17 | Kitchen
Architectural | Halogen |  | Other | 1 | 17 | Kitchen
Architectural | Halogen |  | MR | 1 | 35 | Kitchen
Table | Incandescent |  | Reflector | 1 | 35 | Kitchen
Ceiling Fixture | Linear Fluorescent | 48 | T-8 | 2 | 32 | Closet
Wall Mount | Incandescent |  | Globe | 1 | 60 | Hall
Ceiling Fixture | Incandescent |  | Globe | 1 | 40 | Hall
Wall Mount | Linear Fluorescent | 48 | T-8 | 2 | 32 | Laundry Room
Other | Halogen |  | Other | 3 | 17 | Laundry Room
Recessed Can | Incandescent |  | Reflector | 1 | 65 | Laundry Room
Wall Mount | Incandescent |  | Reflector | 1 | 30 | Laundry Room
Recessed Can | Incandescent |  | Reflector | 1 | 65 | Living Room
Wall Mount | Halogen |  |  | 1 | 50 | Master Bedroom
Recessed Can | Incandescent |  | Other | 1 | 18 | Master Bedroom
Recessed Can | Compact Fluorescent |  | Reflector | 1 | 15 | Office
Recessed Can | Incandescent |  | Reflector | 1 | 65 | Office
Recessed Can | Incandescent |  | Reflector | 1 | 65 | Bathroom
Wall Mount | Halogen |  | Other | 3 | 17 | Bathroom
Wall Mount | Halogen |  | Other | 3 | 17 | Bathroom
Wall Mount | Halogen |  | Other | 3 | 17 | Bathroom
Other | Linear Fluorescent | 36 | T-5 | 1 | 21 | Bathroom
Recessed Can | Incandescent |  | Reflector | 1 | 65 | Bedroom
Recessed Can | Incandescent |  | Reflector | 1 | 65 | Bedroom
Table | Halogen |  | Other | 1 | 50 | Bedroom
Recessed Can | Incandescent |  | Reflector | 1 | 65 | Bathroom
Wall Mount | Halogen |  | Other | 3 | 17 | Bathroom
Wall Mount | Linear Fluorescent | 36 | T-5 | 1 | 21 | Closet
Wall Mount | Incandescent |  | Reflector | 1 | 65 | Hall
Ceiling Fixture | Incandescent |  | Standard A Lamp | 1 | 60 | Other
Wall Mount | Linear Fluorescent | 24 | T-12 | 1 | 40 | Bathroom
Ceiling Fixture | Compact Fluorescent |  | Twist | 2 | 15 | Bedroom
Ceiling Fixture | Compact Fluorescent |  | Twist | 1 | 15 | Closet
Chandelier (Hanging) | Compact Fluorescent |  | Twist | 3 | 15 | Dining Room
Ceiling Fixture | Compact Fluorescent |  | Twist | 2 | 15 | Hall
Ceiling Fixture | Compact Fluorescent |  | Twist | 2 | 15 | Kitchen
Ceiling Fixture | Compact Fluorescent |  | Twist | 1 | 15 | Laundry Room
Floor lamp | Compact Fluorescent |  | Twist | 1 | 15 | Living Room
Wall Mount | Incandescent |  | Standard A Lamp | 1 | 60 | Bathroom
Ceiling Fixture | Compact Fluorescent |  | Twist | 1 | 15 | Bedroom
Ceiling Fixture | Linear Fluorescent | 12 | Fluorescent Other | 2 | 32 | Bedroom
Wall Mount | Compact Fluorescent |  | Decorative | 3 | 7 | Bathroom
Ceiling Fixture | Incandescent |  | Clear | 1 | 60 | Hall
Recessed Can | Incandescent |  | Reflector | 1 | 45 | Kitchen
Ceiling Fixture | Incandescent |  | Standard A Lamp | 1 | 40 | Laundry Room
Recessed Can | Incandescent |  | Reflector | 1 | 45 | Living Room
Table | Compact Fluorescent |  | Twist | 1 | 15 | Living Room
Chandelier (Hanging) | Incandescent |  | Decorative | 5 | 40 | Living Room
Chandelier (Hanging) | Incandescent |  | Decorative | 6 | 40 | Master Bedroom
Table | Compact Fluorescent |  | Twist | 1 | 15 | Master Bedroom
Ceiling Fixture | Compact Fluorescent |  | Twist | 2 | 15 | Office
Table | Incandescent |  | Mini base | 1 | 40 | Office
Ceiling Fixture | Incandescent |  | Globe | 1 | 100 | Other
Ceiling Fixture | Incandescent |  | Standard A Lamp | 2 | 40 | Bedroom
Floor lamp | Compact Fluorescent |  | Twist | 1 | 13 | Bedroom
Ceiling Fixture | Incandescent |  | Clear | 1 | 60 | Bathroom
Wall Mount | Incandescent |  | Clear | 4 | 40 | Bathroom
Wall Mount | Incandescent |  | Clear | 5 | 40 | Bathroom
Ceiling Fixture | Incandescent |  | Standard A Lamp | 2 | 60 | Bathroom
Ceiling Fixture | Compact Fluorescent |  | Twist | 2 | 15 | Bedroom
Ceiling Fixture | Linear Fluorescent | 24 | T-12 | 2 | 32 | Bedroom
Floor lamp | Incandescent |  | 3-Way Incandescent | 1 | 150 | Bedroom
Chandelier (Hanging) | Incandescent |  | Decorative | 4 | 25 | Other
Track | Incandescent |  | Globe | 4 | 100 | Family Room
Wall Mount | Incandescent |  | Standard A Lamp | 1 | 60 | Family Room
Torchiere | Compact Fluorescent |  | Twist | 1 | 42 | Family Room
Ceiling Fixture | Linear Fluorescent | 48 | T-12 | 2 | 32 | Hall
Ceiling Fixture | Incandescent |  | Decorative | 2 | 60 | Hall
Ceiling Fixture | Linear Fluorescent | 48 | T-12 | 2 | 32 | Kitchen
Floor lamp | Incandescent |  | Standard A Lamp | 1 | 100 | Living Room
Floor lamp | Compact Fluorescent |  | Twist | 2 | 15 | Living Room
Ceiling Fixture | Compact Fluorescent |  | Twist | 2 | 15 | Office
Ceiling Fixture | Incandescent |  | Standard A Lamp | 1 | 60 | Closet
Recessed Can | Compact Fluorescent |  | Reflector | 1 | 15 | Laundry Room
Wall Mount | Compact Fluorescent |  | Twist | 4 | 15 | Bathroom
Ceiling Fixture | Compact Fluorescent |  | Twist | 1 | 15 | Bedroom
Ceiling Fan | Compact Fluorescent |  | Twist | 2 | 15 | Bedroom
Ceiling Fixture | Compact Fluorescent |  | Twist | 1 | 15 | Other
Ceiling Fixture | Linear Fluorescent | 48 | T-12 | 2 | 40 | Other
Ceiling Fixture | Compact Fluorescent |  | Twist | 1 | 15 | Kitchen
Ceiling Fan | Compact Fluorescent |  | Twist | 3 | 15 | Living Room
Wall Mount | Incandescent |  | Globe | 4 | 40 | Bathroom
Ceiling Fixture | Incandescent |  | Standard A Lamp | 12 | 60 | Bedroom
Floor lamp | Incandescent |  | 3-Way Incandescent | 1 | 150 | Bedroom
Chandelier (Hanging) | Incandescent |  | Mini base | 5 | 60 | Dining Room
Ceiling Fixture | Incandescent |  | Standard A Lamp | 1 | 60 | Kitchen
Ceiling Fixture | Compact Fluorescent |  | Twist | 1 | 15 | Laundry Room
Torchiere | Compact Fluorescent |  | Twist | 1 | 13 | Living Room
Table | Incandescent |  | Globe | 1 | 40 | Living Room
Ceiling Fixture | Compact Fluorescent |  | Twist | 1 | 15 | Master Bedroom
Floor lamp | Incandescent |  | Mini base | 3 | 60 | Master Bedroom
Wall Mount | Incandescent |  | Standard A Lamp | 1 | 60 | Bathroom
Wall Mount | Incandescent |  | Standard A Lamp | 1 | 60 | Other
Chandelier (Hanging) | Incandescent |  | Globe | 3 | 60 | Dining Room
Ceiling Fixture | Incandescent |  | Standard A Lamp | 2 | 60 | Hall
Ceiling Fixture | Linear Fluorescent | 48 | T-8 | 2 | 32 | Garage
Ceiling Fan | Incandescent |  | Standard A Lamp | 1 | 60 | Bathroom
Ceiling Fixture | Halogen |  | Quartz Tube | 1 | 300 | Hall
Recessed Can | Incandescent |  | Reflector | 1 | 75 | Kitchen
Recessed Can | Incandescent |  | Reflector | 1 | 50 | Kitchen
Chandelier (Hanging) | Incandescent |  | Standard A Lamp | 1 | 100 | Kitchen
Ceiling Fixture | Incandescent |  | Standard A Lamp | 1 | 60 | Closet
Ceiling Fixture | Linear Fluorescent | 24 | T-8 | 1 | 17 | Closet
Ceiling Fixture | Incandescent |  | Standard A Lamp | 1 | 60 | Bedroom
Torchiere | Halogen |  | Quartz Tube | 1 | 300 | Bedroom
Table | Incandescent |  | Globe | 1 | 60 | Bedroom
Ceiling Fixture | Incandescent |  | Standard A Lamp | 1 | 100 | Garage
Wall Mount | Halogen |  | Quartz Tube | 1 | 300 | Bathroom
Table | Incandescent |  | Standard A Lamp | 1 | 75 | Bedroom
Table | Incandescent |  | Standard A Lamp | 1 | 60 | Bedroom
Ceiling Fixture | Halogen |  | Quartz Tube | 1 | 300 | Hall
Ceiling Fixture | Incandescent |  | Standard A Lamp | 1 | 60 | Laundry Room
Recessed Can | Incandescent |  | Standard A Lamp | 1 | 60 | Master Bedroom
Recessed Can | Incandescent |  | Standard A Lamp | 1 | 60 | Master Bedroom
Ceiling Fixture | Linear Fluorescent | 48 | T-8 | 2 | 32 | Master Bedroom
Ceiling Fixture | Incandescent |  | Standard A Lamp | 1 | 60 | Hall
Table | Incandescent |  | Standard A Lamp | 1 | 60 | Master Bedroom
Floor lamp | Incandescent |  | Standard A Lamp | 1 | 100 | Master Bedroom
Ceiling Fixture | Incandescent |  | Standard A Lamp | 1 | 60 | Closet
Ceiling Fixture | Incandescent |  | Standard A Lamp | 3 | 60 | Office
Recessed Can | Incandescent |  | Reflector | 1 | 60 | Family Room
Low bay | Linear Fluorescent | 48 | T-12 | 2 | 40 | Family Room
Torchiere | Halogen |  | Quartz Tube | 1 | 300 | Family Room
Floor lamp | Halogen |  | MR | 1 | 50 | Family Room
Chandelier (Hanging) | Incandescent |  | Standard A Lamp | 3 | 60 | Hall
Wall Mount | Incandescent |  | Standard A Lamp | 1 | 60 | Hall
Ceiling Fan | Incandescent |  | Standard A Lamp | 1 | 60 | Bathroom
Ceiling Fixture | Incandescent |  | Standard A Lamp | 1 | 100 | Garage
Ceiling Fixture | Incandescent |  | Standard A Lamp | 1 | 60 | Garage
Garage door opener | Incandescent |  | Standard A Lamp | 1 | 60 | Garage
Ceiling Fixture | Compact Fluorescent |  | Flood | 1 | 23 | Bathroom
Wall Mount | Compact Fluorescent |  | Decorative | 3 | 7 | Bathroom
Ceiling Fixture | Compact Fluorescent |  | Twist | 1 | 13 | Hall
Ceiling Fixture | Compact Fluorescent |  | Twist | 1 | 13 | Kitchen
Floor lamp | Compact Fluorescent |  | Other | 1 | 27 | Living Room
Chandelier (Hanging) | Compact Fluorescent |  | Twist | 5 | 15 | Living Room
Recessed Can | Compact Fluorescent |  | Reflector | 1 | 7 | Living Room
Recessed - other | Compact Fluorescent |  | Reflector | 1 | 27 | Bathroom
Recessed Can | Incandescent |  | Reflector | 1 | 65 | Bedroom
Recessed Can | Compact Fluorescent |  | Reflector | 1 | 7 | Bedroom
Table | Compact Fluorescent |  | Twist | 1 | 13 | Bedroom
Wall Mount | Compact Fluorescent |  | Decorative | 6 | 7 | Bedroom
Recessed Can | Compact Fluorescent |  | Reflector | 1 | 27 | Bedroom
Wall Mount | Compact Fluorescent |  | Twist | 1 | 14 | Hall
Recessed Can | Compact Fluorescent |  | Reflector | 1 | 27 | Office
Wall Mount | Compact Fluorescent |  | Decorative | 6 | 7 | Bathroom
Recessed - other | Compact Fluorescent |  | Reflector | 1 | 27 | Bathroom
Ceiling Fixture | Compact Fluorescent |  | Twist | 1 | 15 | Hall
Wall Mount | Incandescent |  | Globe | 4 | 40 | Bathroom
Ceiling Fixture | Compact Fluorescent |  | Twist | 2 | 15 | Bedroom
Ceiling Fixture | Compact Fluorescent |  | Twist | 2 | 15 | Bedroom
Wall Mount | Incandescent |  | Reflector | 1 | 40 | Bedroom
Wall Mount | Incandescent |  | Other | 1 | 40 | Bedroom
Ceiling Fixture | Compact Fluorescent |  | Twist | 1 | 15 | Closet
Ceiling Fixture | Incandescent |  | Standard A Lamp | 1 | 75 | Closet
Ceiling Fixture | Incandescent |  | Standard A Lamp | 2 | 75 | Dining Room
Ceiling Fixture | Compact Fluorescent |  | Twist | 1 | 1 | Dining Room
Ceiling Fixture | Compact Fluorescent |  | Twist | 1 | 15 | Family Room
Table | Incandescent |  | Standard A Lamp | 1 | 75 | Family Room
Ceiling Fixture | Incandescent |  | Standard A Lamp | 2 | 75 | Garage
Track | Incandescent |  | Reflector | 1 | 65 | Garage
Ceiling Fixture | Linear Fluorescent | 48 | T-4 | 2 | 40 | Garage
Wall Mount | Incandescent |  | Standard A Lamp | 1 | 40 | Garage
Other | Compact Fluorescent |  | Twist | 1 | 15 | Garage
Recessed Can | Compact Fluorescent |  | Twist | 1 | 15 | Hall
Recessed Can | Compact Fluorescent |  | Twist | 1 | 15 | Kitchen
Ceiling Fixture | Compact Fluorescent |  | Twist | 1 | 19 | Laundry Room
Ceiling Fixture | Incandescent |  | Standard A Lamp | 3 | 75 | Living Room
Table | Compact Fluorescent |  | Twist | 1 | 15 | Living Room
Table | Incandescent |  | Other | 1 | 40 | Living Room
Torchiere | Incandescent |  | Mini base | 3 | 25 | Living Room
Ceiling Fixture | Compact Fluorescent |  | Twist | 2 | 15 | Master Bedroom
Ceiling Fixture | Incandescent |  | Standard A Lamp | 1 | 60 | Other
Ceiling Fixture | Incandescent |  | Standard A Lamp | 1 | 60 | Bathroom
Ceiling Fixture | Incandescent |  | Standard A Lamp | 1 | 60 | Bedroom
Ceiling Fixture | Incandescent |  | Standard A Lamp | 1 | 60 | Hall
Ceiling Fixture | Incandescent |  | Standard A Lamp | 1 | 75 | Hall
Wall Mount | Incandescent |  | Standard A Lamp | 1 | 60 | Hall
Ceiling Fixture | Compact Fluorescent |  | A shape bulb | 1 | 15 | Bathroom
Wall Mount | Compact Fluorescent |  | Twist | 1 | 15 | Bathroom
Chandelier (Hanging) | Compact Fluorescent |  | Twist | 1 | 15 | Dining Room
Ceiling Fixture | Incandescent |  | Standard A Lamp | 1 | 60 | Hall
Recessed Can | Incandescent |  | Reflector | 1 | 65 | Hall
Recessed Can | Incandescent |  | Reflector | 1 | 65 | Kitchen
Track | Halogen |  | MR | 3 | 75 | Kitchen
Wall Mount | Compact Fluorescent |  | Twist | 1 | 13 | Living Room
Ceiling Fixture | Compact Fluorescent |  | Twist | 2 | 15 | Master Bedroom
Floor lamp | Compact Fluorescent |  | Twist | 1 | 15 | Master Bedroom
Floor lamp | Incandescent |  | Other | 1 | 150 | Master Bedroom
Ceiling Fixture | Compact Fluorescent |  | Twist | 2 | 15 | Office
Table | Compact Fluorescent |  | Twist | 1 | 15 | Office
Ceiling Fixture | Compact Fluorescent |  | Twist | 1 | 15 | Other
Ceiling Fixture | Incandescent |  | Standard A Lamp | 1 | 60 | Other
Ceiling Fixture | Incandescent |  | Standard A Lamp | 1 | 60 | Other
Ceiling Fixture | Incandescent |  | Standard A Lamp | 1 | 60 | Laundry Room
Ceiling Fan | Incandescent |  | Standard A Lamp | 1 | 60 | Laundry Room
Ceiling Fixture | Linear Fluorescent | 24 | T-12 | 2 | 20 | Laundry Room
Table | Compact Fluorescent |  | Twist | 1 | 13 | Living Room
Table | Incandescent |  | Standard A Lamp | 4 | 40 | Living Room
Table | Incandescent |  | Standard A Lamp | 1 | 100 | Office
Ceiling Fixture | Incandescent |  | Standard A Lamp | 1 | 40 | Bedroom
Ceiling Fan | Incandescent |  | Mini base | 3 | 40 | Dining Room
Ceiling Fixture | Linear Fluorescent | 48 | T-12 | 2 | 40 | Kitchen
Ceiling Fixture | Compact Fluorescent |  | Twist | 1 | 13 | Laundry Room
Table | Compact Fluorescent |  | Twist | 1 | 19 | Bedroom
Wall Mount | Compact Fluorescent |  | Twist | 3 | 13 | Bedroom
Ceiling Fixture | Incandescent |  | Standard A Lamp | 2 | 60 | Dining Room
Garage door opener | Incandescent |  | Standard A Lamp | 1 | 60 | Garage
Chandelier (Hanging) | Incandescent |  | Decorative | 3 | 60 | Hall
Ceiling Fixture | Incandescent |  | Standard A Lamp | 1 | 60 | Hall
Recessed Can | Compact Fluorescent |  | Reflector | 1 | 22 | Kitchen
Ceiling Fixture | Incandescent |  | Standard A Lamp | 1 | 60 | Laundry Room
Table | Compact Fluorescent |  | Twist | 1 | 15 | Living Room
Table | Incandescent |  | Standard A Lamp | 1 | 60 | Master Bedroom
Chandelier (Hanging) | Incandescent |  | Standard A Lamp | 5 | 60 | Other
Wall Mount | Incandescent |  | Standard A Lamp | 2 | 60 | Bathroom
Wall Mount | Incandescent |  | Globe | 4 | 40 | Bathroom
Ceiling Fixture | Incandescent |  | Standard A Lamp | 1 | 60 | Bedroom
Ceiling Fixture | Incandescent |  | Standard A Lamp | 1 | 60 | Bedroom
Ceiling Fixture | Incandescent |  | Standard A Lamp | 1 | 60 | Closet
Ceiling Fixture | Incandescent |  | Standard A Lamp | 2 | 60 | Hall
Recessed Can | Incandescent |  | Reflector | 1 | 65 | Bathroom
Wall Mount | Compact Fluorescent |  | Twist | 2 | 15 | Bathroom
Ceiling Fixture | Compact Fluorescent |  | Twist | 2 | 22 | Bedroom
Ceiling Fixture | Compact Fluorescent |  | Twist | 2 | 15 | Office
Table | Incandescent |  | Decorative | 1 | 25 | Office
Ceiling Fixture | Compact Fluorescent |  | Twist | 3 | 15 | Bedroom
Floor lamp | Compact Fluorescent |  | Twist | 1 | 15 | Bedroom
Table | Compact Fluorescent |  | Twist | 1 | 15 | Bedroom
Table | Halogen |  | MR | 1 | 20 | Bedroom
Ceiling Fixture | Compact Fluorescent |  | Twist | 1 | 15 | Closet
Wall Mount | Incandescent |  | Standard A Lamp | 2 | 60 | Bathroom
Wall Mount | Compact Fluorescent |  | Twist | 2 | 15 | Bathroom
Recessed Can | Incandescent |  | Reflector | 1 | 75 | Bathroom
Ceiling Fixture | Compact Fluorescent |  | Twist | 1 | 15 | Garage
Garage door opener | Incandescent |  | Standard A Lamp | 1 | 40 | Garage
Ceiling Fixture | Compact Fluorescent |  | Twist | 2 | 15 | Hall
Wall Mount | Compact Fluorescent |  | Twist | 1 | 15 | Hall
Wall Mount | Incandescent |  | Standard A Lamp | 2 | 60 | Bathroom
Recessed Can | Incandescent |  | Mini base | 1 | 75 | Bathroom
Ceiling Fixture | Compact Fluorescent |  | Twist | 2 | 15 | Hall
Recessed Can | Compact Fluorescent |  | Twist | 1 | 15 | Kitchen
Ceiling Fixture | Compact Fluorescent |  | Twist | 1 | 15 | Kitchen
Ceiling Fixture | Compact Fluorescent |  | Twist | 1 | 22 | Living Room
Ceiling Fixture | Halogen |  | MR | 1 | 50 | Living Room
Wall Mount | Compact Fluorescent |  | Twist | 1 | 22 | Hall
Ceiling Fixture | Compact Fluorescent |  | Twist | 2 | 22 | Bedroom
Wall Mount | Incandescent |  | Standard A Lamp | 3 | 60 | Bathroom
Wall Mount | Compact Fluorescent |  | Twist | 3 | 15 | Bathroom
Floor lamp | Compact Fluorescent |  | 3-Way CFL | 1 | 33 | Family Room
Ceiling Fixture | Compact Fluorescent |  | Twist | 1 | 15 | Family Room
Ceiling Fixture | Halogen |  | MR | 3 | 35 | Dining Room
Ceiling Fixture | Linear Fluorescent | 48 | T-8 | 4 | 32 | Hall
Wall Mount | Incandescent |  | Standard A Lamp | 1 | 60 | Other
Ceiling Fixture | Incandescent |  | Clear | 2 | 60 | Hall
Ceiling Fixture | Incandescent |  | Standard A Lamp | 2 | 60 | Kitchen
Other | Incandescent |  | Standard A Lamp | 1 | 50 | Kitchen
Torchiere | Incandescent |  | Standard A Lamp | 2 | 60 | Living Room
Floor lamp | Halogen |  | Quartz Tube | 1 | 50 | Living Room
Table | Incandescent |  | Standard A Lamp | 1 | 60 | Master Bedroom
Table | Incandescent |  | Clear | 1 | 60 | Master Bedroom
Ceiling Fixture | Incandescent |  | Standard A Lamp | 3 | 60 | Bedroom
Ceiling Fixture | Compact Fluorescent |  | Straight Tube | 3 | 11 | Bedroom
Table | Incandescent |  | Mini base | 1 | 25 | Bedroom
Wall Mount | Halogen |  | Quartz Tube | 3 | 30 | Bathroom
Recessed Can | Incandescent |  | Reflector | 1 | 65 | Bathroom
Ceiling Fixture | Compact Fluorescent |  | Twist | 3 | 22 | Bedroom
Ceiling Fixture | Compact Fluorescent |  | Twist | 3 | 22 | Bedroom
Chandelier (Hanging) | Incandescent |  | Mini base | 4 | 25 | Dining Room
Garage door opener | Incandescent |  | Standard A Lamp | 1 | 60 | Garage
Ceiling Fixture | Linear Fluorescent | 48 | T-12 | 2 | 40 | Garage
Ceiling Fixture | Compact Fluorescent |  | Twist | 3 | 22 | Hall
Ceiling Fixture | Incandescent |  | Standard A Lamp | 1 | 60 | Hall
Recessed Can | Incandescent |  | Reflector | 1 | 65 | Kitchen
Ceiling Fixture | Incandescent |  | Standard A Lamp | 1 | 100 | Bedroom
Table | Incandescent |  | Standard A Lamp | 1 | 60 | Bedroom
Ceiling Fixture | Compact Fluorescent |  | Twist | 2 | 15 | Family Room
Ceiling Fixture | Incandescent |  | Clear | 1 | 100 | Hall
Ceiling Fixture | Incandescent |  | Clear | 1 | 60 | Laundry Room
Table | Compact Fluorescent |  | Twist | 1 | 22 | Living Room
Recessed Can | Incandescent |  | Reflector | 1 | 65 | Bathroom
Wall Mount | Halogen |  | Quartz Tube | 3 | 30 | Bathroom
Recessed - other | Incandescent |  | Heat Lamp | 1 | 250 | Bathroom
Ceiling Fixture | Compact Fluorescent |  | Twist | 2 | 22 | Master Bedroom
Chandelier (Hanging) | Incandescent |  | Mini base | 6 | 40 | Hall
Ceiling Fixture | Compact Fluorescent |  | Pin base | 3 | 22 | Other
Torchiere | Halogen |  | Quartz Tube | 1 | 50 | Other
Wall Mount | Incandescent |  | Standard A Lamp | 2 | 60 | Bathroom
Table | Incandescent |  | Clear | 1 | 60 | Bedroom
Recessed - other | Incandescent |  | Standard A Lamp | 1 | 60 | Closet
Chandelier (Hanging) | Incandescent |  | Standard A Lamp | 6 | 100 | Dining Room
Ceiling Fixture | Incandescent |  | Reflector | 1 | 65 | Hall
Recessed Can | Incandescent |  | Reflector | 2 | 65 | Hall
Recessed Can | Incandescent |  | Reflector | 1 | 65 | Kitchen
Ceiling Fixture | Incandescent |  | Standard A Lamp | 2 | 60 | Laundry Room
Recessed Can | Incandescent |  | Clear | 2 | 65 | Living Room
Wall Mount | Incandescent |  | Globe | 8 | 40 | Bathroom
Table | Incandescent |  | Standard A Lamp | 1 | 100 | Master Bedroom
Chandelier (Hanging) | Compact Fluorescent |  | A shape bulb | 1 | 15 | Bathroom
Chandelier (Hanging) | Compact Fluorescent |  | Twist | 5 | 15 | Bedroom
Ceiling Fixture | Incandescent |  | Globe | 4 | 60 | Bedroom
Table | Compact Fluorescent |  | Straight Tube | 1 | 15 | Bedroom
Recessed Can | Halogen |  | PAR | 1 | 35 | Bedroom
Ceiling Fixture | Compact Fluorescent |  | Twist | 2 | 15 | Family Room
Ceiling Fixture | Compact Fluorescent |  | Twist | 2 | 15 | Hall
Ceiling Fixture | Incandescent |  | Standard A Lamp | 1 | 60 | Laundry Room
Ceiling Fixture | Incandescent |  | Standard A Lamp | 1 | 60 | Closet
Ceiling Fixture | Incandescent |  | Standard A Lamp | 1 | 60 | Closet
Ceiling Fixture | Incandescent |  | Standard A Lamp | 1 | 60 | Bedroom
Table | Compact Fluorescent |  | Twist | 1 | 26 | Bedroom
Table | Incandescent |  | Standard A Lamp | 1 | 60 | Bedroom
Ceiling Fixture | Compact Fluorescent |  | Twist | 1 | 15 | Hall
Chandelier (Hanging) | Compact Fluorescent |  | Twist | 1 | 15 | Bathroom
Chandelier (Hanging) | Incandescent |  | Globe | 1 | 60 | Hall
Ceiling Fixture | Compact Fluorescent |  | Twist | 1 | 15 | Hall
Ceiling Fixture | Incandescent |  | Standard A Lamp | 1 | 60 | Bathroom
Chandelier (Hanging) | Compact Fluorescent |  | Twist | 1 | 15 | Bathroom
Chandelier (Hanging) | Compact Fluorescent |  | Twist | 1 | 15 | Master Bedroom
Chandelier (Hanging) | Incandescent |  | Standard A Lamp | 3 | 40 | Other
Floor lamp | Incandescent |  | 3-Way Incandescent | 1 | 150 | Other
Ceiling Fan | Compact Fluorescent |  | Twist | 1 | 15 | Other
Chandelier (Hanging) | Compact Fluorescent |  | Twist | 5 | 15 | Dining Room
Ceiling Fixture | Incandescent |  | Standard A Lamp | 3 | 60 | Hall
Ceiling Fixture | Compact Fluorescent |  | Twist | 1 | 15 | Hall
Other | Compact Fluorescent |  | Twist | 1 | 13 | Kitchen
Ceiling Fixture | Linear Fluorescent | 48 | T-12 | 2 | 40 | Kitchen
Chandelier (Hanging) | Compact Fluorescent |  | Twist | 1 | 15 | Kitchen
Table | Compact Fluorescent |  | Twist | 1 | 22 | Living Room
Table | Incandescent |  | 3-Way Incandescent | 1 | 150 | Living Room
Wall Mount | Incandescent |  | Globe | 2 | 75 | Bathroom
Wall Mount | Incandescent |  | Globe | 4 | 40 | Bathroom
Ceiling Fixture | Incandescent |  | Standard A Lamp | 2 | 60 | Bathroom
Recessed Can | Incandescent |  | Standard A Lamp | 1 | 40 | Bathroom
Wall Mount | Incandescent |  | Mini base | 4 | 40 | Bathroom
Recessed Can | Compact Fluorescent |  | Reflector | 1 | 15 | Master Bedroom
Ceiling Fan | Incandescent |  | Standard A Lamp | 2 | 60 | Master Bedroom
Table | Incandescent |  | Standard A Lamp | 1 | 60 | Master Bedroom
Ceiling Fan | Compact Fluorescent |  | Twist | 2 | 15 | Bedroom
Floor lamp | Incandescent |  | Standard A Lamp | 2 | 40 | Bedroom
Recessed Can | Compact Fluorescent |  | Twist | 1 | 15 | Bedroom
Chandelier (Hanging) | Incandescent |  | Decorative | 4 | 40 | Bedroom
Table | Incandescent |  | Standard A Lamp | 1 | 60 | Bedroom
Ceiling Fixture | Incandescent |  | Standard A Lamp | 1 | 60 | Bedroom
Recessed Can | Compact Fluorescent |  | Reflector | 1 | 15 | Bedroom
Table | Incandescent |  | Standard A Lamp | 1 | 60 | Bedroom
Chandelier (Hanging) | Incandescent |  | Mini base | 1 | 40 | Closet
Ceiling Fixture | Linear Fluorescent | 24 | T-12 | 2 | 20 | Closet
Chandelier (Hanging) | Incandescent |  | Decorative | 5 | 40 | Dining Room
Chandelier (Hanging) | Incandescent |  | Decorative | 16 | 25 | Hall
Recessed Can | Compact Fluorescent |  | Reflector | 1 | 15 | Family Room
Recessed Can | Incandescent |  | Reflector | 1 | 75 | Family Room
Table | Incandescent |  | Standard A Lamp | 2 | 60 | Family Room
Floor lamp | Incandescent |  | Standard A Lamp | 1 | 40 | Family Room
Ceiling Fixture | Linear Fluorescent | 48 | T-12 | 2 | 40 | Garage
Garage door opener | Incandescent |  | Standard A Lamp | 1 | 60 | Garage
Chandelier (Hanging) | Incandescent |  | Mini base | 1 | 25 | Hall
Recessed Can | Compact Fluorescent |  | Reflector | 1 | 15 | Kitchen
Chandelier (Hanging) | Incandescent |  | Standard A Lamp | 1 | 40 | Kitchen
Chandelier (Hanging) | Incandescent |  | Globe | 1 | 100 | Kitchen
Ceiling Fixture | Linear Fluorescent | 48 | T-12 | 2 | 40 | Laundry Room
Recessed Can | Compact Fluorescent |  | Reflector | 2 | 15 | Living Room
Table | Incandescent |  | 3-Way Incandescent | 1 | 100 | Living Room
Table | Compact Fluorescent |  | Pin base | 1 | 15 | Living Room
Ceiling Fan | Incandescent |  | Standard A Lamp | 1 | 60 | Office
Ceiling Fan | Compact Fluorescent |  | Reflector | 1 | 22 | Bathroom
Wall Mount | Compact Fluorescent |  | Twist | 3 | 15 | Bathroom
Chandelier (Hanging) | Incandescent |  | Standard A Lamp | 3 | 60 | Bedroom
Ceiling Fixture | Linear Fluorescent | 48 | T-12 | 2 | 40 | Closet
Recessed Can | Compact Fluorescent |  | Twist | 1 | 15 | Office
Chandelier (Hanging) | Halogen |  | Quartz Tube | 1 | 50 | Dining Room
Garage door opener | Incandescent |  | Standard A Lamp | 1 | 60 | Garage
Recessed Can | Incandescent |  | Reflector | 1 | 65 | Hall
Wall Mount | Incandescent |  | Standard A Lamp | 1 | 60 | Hall
Recessed Can | Compact Fluorescent |  | Reflector | 1 | 22 | Kitchen
Ceiling Fixture | Linear Fluorescent | 48 | T-12 | 2 | 40 | Laundry Room
Recessed Can | Compact Fluorescent |  | Reflector | 1 | 22 | Living Room
Table | Compact Fluorescent |  | Twist | 1 | 15 | Living Room
Recessed Can | Compact Fluorescent |  | Reflector | 1 | 22 | Bathroom
Recessed Can | Compact Fluorescent |  | Reflector | 1 | 22 | Master Bedroom
Ceiling Fan | Incandescent |  | Standard A Lamp | 1 | 60 | Master Bedroom
Ceiling Fixture | Incandescent |  | Standard A Lamp | 1 | 60 | Bathroom
Wall Mount | Incandescent |  | Globe | 3 | 40 | Bathroom
Ceiling Fixture | Incandescent |  | Standard A Lamp | 2 | 60 | Bedroom
Ceiling Fixture | Linear Fluorescent | 48 | T-12 | 2 | 40 | Other
Chandelier (Hanging) | Incandescent |  | Mini base | 5 | 25 | Dining Room
Ceiling Fixture | Incandescent |  | Standard A Lamp | 1 | 60 | Hall
Ceiling Fixture | Incandescent |  | Standard A Lamp | 1 | 60 | Hall
Ceiling Fixture | Compact Fluorescent |  | Twist | 1 | 15 | Kitchen
Ceiling Fixture | Linear Fluorescent | 48 | T-12 | 2 | 32 | Kitchen
Ceiling Fixture | Incandescent |  | Standard A Lamp | 1 | 60 | Laundry Room
Table | Compact Fluorescent |  | Twist | 1 | 15 | Living Room
Table | Incandescent |  | 3-Way Incandescent | 1 | 150 | Living Room
Ceiling Fixture | Incandescent |  | Standard A Lamp | 1 | 60 | Master Bedroom
Ceiling Fixture | Incandescent |  | Standard A Lamp | 2 | 100 | Office
Ceiling Fixture | Incandescent |  | Standard A Lamp | 1 | 60 | Closet
Wall Mount | Incandescent |  | Standard A Lamp | 5 | 40 | Bathroom
Ceiling Fixture | Incandescent |  | Standard A Lamp | 2 | 60 | Bedroom
Ceiling Fixture | Incandescent |  | Standard A Lamp | 1 | 60 | Bedroom
Chandelier (Hanging) | Compact Fluorescent |  | Pin base | 1 | 15 | Dining Room
Ceiling Fixture | Incandescent |  | Standard A Lamp | 1 | 60 | Garage
Garage door opener | Incandescent |  | Standard A Lamp | 1 | 60 | Garage
Ceiling Fixture | Compact Fluorescent |  | Twist | 1 | 15 | Hall
Ceiling Fixture | Compact Fluorescent |  | Twist | 1 | 15 | Kitchen
Recessed - other | Incandescent |  | Standard A Lamp | 1 | 60 | Bathroom
Ceiling Fixture | Incandescent |  | Reflector | 3 | 65 | Bedroom
Table | Incandescent |  | Standard A Lamp | 1 | 60 | Bedroom
Chandelier (Hanging) | Compact Fluorescent |  | Twist | 1 | 15 | Family Room
Ceiling Fixture | Compact Fluorescent |  | Twist | 2 | 15 | Laundry Room
Floor lamp | Incandescent |  | Decorative | 1 | 25 | Living Room
Wall Mount | Incandescent |  | Standard A Lamp | 4 | 75 | Bathroom
Ceiling Fixture | Incandescent |  | Reflector | 3 | 65 | Master Bedroom
Table | Incandescent |  | Standard A Lamp | 1 | 55 | Master Bedroom
Chandelier (Hanging) | Incandescent |  | Decorative | 3 | 25 | Hall
Chandelier (Hanging) | Incandescent |  | Mini base | 5 | 40 | Dining Room
Ceiling Fixture | Linear Fluorescent | 48 | T-12 | 3 | 40 | Garage
Garage door opener | Incandescent |  | Standard A Lamp | 2 | 60 | Garage
Ceiling Fixture | Compact Fluorescent |  | Twist | 1 | 15 | Hall
Wall Mount | Compact Fluorescent |  | Twist | 3 | 13 | Bathroom
Ceiling Fixture | Halogen |  | MR | 4 | 50 | Kitchen
Ceiling Fixture | Incandescent |  | Standard A Lamp | 1 | 60 | Living Room
Wall Mount | Incandescent |  | Globe | 3 | 25 | Bathroom
Ceiling Fixture | Incandescent |  | Standard A Lamp | 1 | 60 | Master Bedroom
Table | Incandescent |  | Standard A Lamp | 1 | 60 | Master Bedroom
Ceiling Fixture | Incandescent |  | Standard A Lamp | 2 | 60 | Office
Ceiling Fixture | Incandescent |  | Standard A Lamp | 2 | 60 | Bedroom
Ceiling Fixture | Halogen |  | Quartz Tube | 1 | 75 | Other
Architectural | Compact Fluorescent |  | Twist | 1 | 15 | Other
Floor lamp | Linear Fluorescent | 48 | Fluorescent Other | 1 | 40 | Other
Ceiling Fixture | Halogen |  | Other | 1 | 75 | Bathroom
Ceiling Fixture | Incandescent |  | Standard A Lamp | 1 | 40 | Bedroom
Table | Incandescent |  | Mini base | 1 | 20 | Bedroom
Ceiling Fixture | Halogen |  | PAR | 4 | 60 | Dining Room
Table | Halogen |  | Other | 1 | 75 | Dining Room
Ceiling Fixture | Incandescent |  | Standard A Lamp | 1 | 60 | Hall
Chandelier (Hanging) | Halogen |  | Other | 3 | 75 | Kitchen
Ceiling Fixture | Incandescent |  | Standard A Lamp | 4 | 60 | Living Room
Floor lamp | Incandescent |  | Standard A Lamp | 1 | 60 | Living Room
Ceiling Fixture | Incandescent |  | Standard A Lamp | 1 | 60 | Hall
Chandelier (Hanging) | Incandescent |  | Standard A Lamp | 1 | 60 | Master Bedroom
Table | Incandescent |  | Standard A Lamp | 1 | 40 | Master Bedroom
Wall Mount | Compact Fluorescent |  | Twist | 1 | 13 | Bathroom
Recessed Can | Compact Fluorescent |  | Twist | 1 | 13 | Bathroom
Table | Incandescent |  | 3-Way Incandescent | 1 | 70 | Master Bedroom
Table | Incandescent |  | Decorative | 1 | 40 | Master Bedroom
Ceiling Fan | Incandescent |  | Mini base | 3 | 40 | Master Bedroom
Ceiling Fan | Incandescent |  | Decorative | 3 | 25 | Bedroom
Ceiling Fan | Incandescent |  | Decorative | 4 | 25 | Bedroom
Ceiling Fixture | Linear Fluorescent | 48 | Fluorescent Other | 2 | 35 | Dining Room
Ceiling Fan | Compact Fluorescent |  | Twist | 2 | 13 | Other
Ceiling Fixture | Compact Fluorescent |  | Twist | 2 | 13 | Hall
Ceiling Fixture | Linear Fluorescent | 48 | Fluorescent Other | 2 | 35 | Kitchen
Ceiling Fan | Incandescent |  | Standard A Lamp | 1 | 100 | Living Room
Table | Incandescent |  | 3-Way Incandescent | 1 | 100 | Living Room
Floor lamp | Compact Fluorescent |  | Twist | 1 | 13 | Living Room
Ceiling Fan | Compact Fluorescent |  | Twist | 1 | 13 | Other
Low bay | Linear Fluorescent | 24 | T-12 | 1 | 20 | Other
Wall Mount | Compact Fluorescent |  | Twist | 4 | 22 | Bathroom
Ceiling Fan | Incandescent |  | Standard A Lamp | 3 | 75 | Bedroom
Chandelier (Hanging) | Incandescent |  | Decorative | 5 | 40 | Dining Room
Floor lamp | Incandescent |  | 3-Way Incandescent | 1 | 150 | Dining Room
Wall Mount | Incandescent |  | Decorative | 1 | 40 | Dining Room
Floor lamp | Incandescent |  | Standard A Lamp | 1 | 75 | Dining Room
Ceiling Fixture | Incandescent |  | Globe | 1 | 60 | Dining Room
Ceiling Fan | Incandescent |  | Standard A Lamp | 4 | 75 | Garage
Ceiling Fixture | Incandescent |  | Standard A Lamp | 1 | 60 | Hall
Ceiling Fixture | Linear Fluorescent | 48 | T-12 | 2 | 40 | Kitchen
Track | Incandescent |  | Reflector | 1 | 40 | Kitchen
Ceiling Fixture | Incandescent |  | Standard A Lamp | 2 | 60 | Laundry Room
Floor lamp | Compact Fluorescent |  | Twist | 2 | 13 | Living Room
Ceiling Fan | Incandescent |  | Standard A Lamp | 3 | 40 | Living Room
Wall Mount | Incandescent |  | Standard A Lamp | 4 | 60 | Bathroom
Ceiling Fixture | Incandescent |  | Standard A Lamp | 1 | 60 | Bathroom
Ceiling Fixture | Incandescent |  | Heat Lamp | 1 | 125 | Bathroom
Floor lamp | Compact Fluorescent |  | Twist | 1 | 13 | Master Bedroom
Ceiling Fan | Incandescent |  | Standard A Lamp | 2 | 75 | Master Bedroom
Floor lamp | Incandescent |  | Globe | 3 | 60 | Office
Ceiling Fan | Incandescent |  | Standard A Lamp | 1 | 60 | Office
Ceiling Fixture | Halogen |  | PAR | 3 | 50 | Family Room
Table | Incandescent |  | Standard A Lamp | 1 | 40 | Family Room
Recessed Can | Incandescent |  | Reflector | 1 | 60 | Bedroom
Table | Incandescent |  | Standard A Lamp | 1 | 25 | Bedroom
Ceiling Fixture | Incandescent |  | Reflector | 1 | 60 | Bedroom
Track | Halogen |  | MR | 5 | 30 | Master Bedroom
Ceiling Fixture | Incandescent |  | Mini base | 5 | 25 | Bathroom
Ceiling Fixture | Incandescent |  | Reflector | 1 | 60 | Bathroom
Ceiling Fixture | Incandescent |  | Standard A Lamp | 1 | 60 | Bathroom
Wall Mount | Incandescent |  | Mini base | 5 | 25 | Kitchen
Ceiling Fixture | Incandescent |  | Reflector | 1 | 60 | Kitchen
Ceiling Fixture | Incandescent |  | Standard A Lamp | 1 | 40 | Kitchen
Ceiling Fixture | Incandescent |  | Mini base | 3 | 25 | Hall
Table | Incandescent |  | Standard A Lamp | 1 | 40 | Hall
Ceiling Fan | Incandescent |  | Standard A Lamp | 1 | 40 | Laundry Room
Ceiling Fixture | Halogen |  | MR | 3 | 50 | Office
Recessed Can | Incandescent |  | Reflector | 2 | 60 | Hall
Chandelier (Hanging) | Incandescent |  | Standard A Lamp | 3 | 60 | Dining Room
Track | Halogen |  | MR | 5 | 20 | Living Room
Recessed Can | Incandescent |  | Reflector | 1 | 60 | Living Room
Recessed Can | Incandescent |  | Reflector | 1 | 60 | Bathroom
Ceiling Fixture | Compact Fluorescent |  | Twist | 1 | 36 | Garage
Ceiling Fixture | Incandescent |  | Reflector | 2 | 75 | Garage
Table | Incandescent |  | Reflector | 1 | 60 | Garage
Wall Mount | Incandescent |  | Clear | 4 | 25 | Bathroom
Ceiling Fixture | Incandescent |  | Reflector | 1 | 65 | Bathroom
Wall Mount | Incandescent |  | Standard A Lamp | 2 | 75 | Bathroom
Ceiling Fixture | Incandescent |  | Standard A Lamp | 2 | 75 | Bedroom
Other | Incandescent |  | Other | 10 | 5 | Bedroom
Table | Incandescent |  | Standard A Lamp | 1 | 65 | Bedroom
Ceiling Fixture | Incandescent |  | Standard A Lamp | 1 | 75 | Bedroom
Recessed - other | Incandescent |  | Mini base | 1 | 25 | Bedroom
Chandelier (Hanging) | Incandescent |  | Standard A Lamp | 1 | 75 | Bedroom
Ceiling Fixture | Incandescent |  | Standard A Lamp | 2 | 75 | Dining Room
Ceiling Fixture | Incandescent |  | Standard A Lamp | 2 | 75 | Family Room
Ceiling Fan | Incandescent |  | Mini base | 3 | 25 | Family Room
Ceiling Fixture | Incandescent |  | Standard A Lamp | 2 | 100 | Garage
Ceiling Fixture | Incandescent |  | Standard A Lamp | 2 | 65 | Hall
Ceiling Fixture | Linear Fluorescent | 44 | T-12 | 2 | 32 | Kitchen
Recessed Can | Incandescent |  | Reflector | 1 | 65 | Kitchen
Ceiling Fixture | Incandescent |  | Standard A Lamp | 2 | 75 | Laundry Room
Ceiling Fan | Incandescent |  | Standard A Lamp | 3 | 40 | Living Room
Ceiling Fixture | Incandescent |  | Standard A Lamp | 2 | 75 | Master Bedroom
Table | Incandescent |  | Mini base | 1 | 25 | Master Bedroom
Table | Incandescent |  | Standard A Lamp | 1 | 60 | Master Bedroom
Ceiling Fixture | Linear Fluorescent | 44 | T-12 | 2 | 32 | Master Bedroom
Ceiling Fixture | Incandescent |  | Heat Lamp | 1 | 150 | Bathroom
Ceiling Fixture | Incandescent |  | Reflector | 1 | 75 | Bathroom
Ceiling Fixture | Incandescent |  | Standard A Lamp | 1 | 100 | Hall
Ceiling Fixture | Incandescent |  | Standard A Lamp | 2 | 75 | Bedroom
Ceiling Fixture | Compact Fluorescent |  | Twist | 4 | 15 | Family Room
Floor lamp | Compact Fluorescent |  | Twist | 1 | 15 | Family Room
Table | Compact Fluorescent |  | Twist | 2 | 15 | Family Room
Ceiling Fixture | Incandescent |  | Standard A Lamp | 2 | 60 | Bedroom
Table | Incandescent |  | Standard A Lamp | 1 | 60 | Bedroom
Ceiling Fixture | Compact Fluorescent |  | Twist | 2 | 15 | Kitchen
Ceiling Fixture | Incandescent |  | Standard A Lamp | 1 | 60 | Other
Ceiling Fixture | Linear Fluorescent | 48 | T-12 | 4 | 40 | Other
Wall Mount | Compact Fluorescent |  | Twist | 1 | 15 | Other
Ceiling Fixture | Compact Fluorescent |  | Twist | 1 | 15 | Other
Chandelier (Hanging) | Compact Fluorescent |  | Twist | 2 | 15 | Bathroom
Ceiling Fixture | Compact Fluorescent |  | Twist | 1 | 15 | Hall
Ceiling Fixture | Incandescent |  | Standard A Lamp | 1 | 100 | Bedroom
Ceiling Fixture | Compact Fluorescent |  | Twist | 3 | 15 | Master Bedroom
Table | Compact Fluorescent |  | Twist | 1 | 15 | Master Bedroom
Wall Mount | Compact Fluorescent |  | Twist | 1 | 15 | Closet
Wall Mount | Incandescent |  | Globe | 4 | 40 | Bathroom
Ceiling Fixture | Incandescent |  | Standard A Lamp | 1 | 60 | Bedroom
Table | Incandescent |  | Standard A Lamp | 1 | 75 | Bedroom
Ceiling Fixture | Incandescent |  | Standard A Lamp | 1 | 60 | Bedroom
Recessed Can | Incandescent |  | Reflector | 1 | 65 | Dining Room
Ceiling Fixture | Incandescent |  | Standard A Lamp | 1 | 60 | Hall
Ceiling Fixture | Incandescent |  | Standard A Lamp | 1 | 60 | Hall
Torchiere | Compact Fluorescent |  | Reflector | 1 | 22 | Kitchen
Wall Mount | Linear Fluorescent | 20 | T-8 | 1 | 16 | Kitchen
Recessed Can | Incandescent |  | Reflector | 1 | 65 | Living Room
Table | Halogen |  | PAR | 1 | 50 | Living Room
Ceiling Fixture | Incandescent |  | Standard A Lamp | 2 | 60 | Office
Ceiling Fixture | Incandescent |  | Reflector | 3 | 60 | Garage
Ceiling Fixture | Compact Fluorescent |  | Reflector | 3 | 15 | Garage
Ceiling Fixture | Linear Fluorescent | 40 | T-12 | 2 | 20 | Garage
Table | Compact Fluorescent |  | Twist | 1 | 15 | Garage
Ceiling Fixture | Compact Fluorescent |  | Twist | 1 | 22 | Garage
Ceiling Fixture | Linear Fluorescent | 16 | T-8 | 1 | 16 | Garage
Other | Incandescent |  | Reflector | 1 | 25 | Bedroom
Wall Mount | Compact Fluorescent |  | Twist | 1 | 15 | Bedroom
Ceiling Fixture | Halogen |  | Quartz Tube | 1 | 100 | Bathroom
Ceiling Fixture | Compact Fluorescent |  | Twist | 1 | 22 | Master Bedroom
Wall Mount | Compact Fluorescent |  | Twist | 1 | 22 | Master Bedroom
Table | Incandescent |  | Decorative | 1 | 40 | Master Bedroom
Ceiling Fixture | Compact Fluorescent |  | Straight Tube | 2 | 28 | Bedroom
Table | Compact Fluorescent |  | Twist | 1 | 15 | Bedroom
Table | Incandescent |  | 3-Way Incandescent | 1 | 75 | Bedroom
Ceiling Fixture | Linear Fluorescent | 48 | T-8 | 2 | 32 | Other
Ceiling Fixture | Linear Fluorescent | 48 | T-12 | 1 | 40 | Other
Ceiling Fixture | Linear Fluorescent | 48 | Fluorescent Unknown | 1 | 40 | Other
Ceiling Fixture | Compact Fluorescent |  | Twist | 1 | 15 | Other
Ceiling Fixture | Compact Fluorescent |  | Twist | 1 | 22 | Other
Track | Halogen |  | MR | 6 | 50 | Bathroom
Wall Mount | Compact Fluorescent |  | Twist | 3 | 15 | Bathroom
Ceiling Fixture | Compact Fluorescent |  | Twist | 1 | 15 | Closet
Ceiling Fixture | Linear Fluorescent | 18 | Fluorescent Other | 1 | 20 | Closet
Chandelier (Hanging) | Incandescent |  | Mini base | 6 | 25 | Dining Room
Chandelier (Hanging) | Incandescent |  | Standard A Lamp | 5 | 60 | Family Room
Table | Incandescent |  | Standard A Lamp | 1 | 25 | Family Room
Ceiling Fixture | Incandescent |  | Mini base | 38 | 6 | Garage
Ceiling Fixture | Linear Fluorescent | 48 | T-8 | 2 | 32 | Garage
Wall Mount | Compact Fluorescent |  | Twist | 1 | 22 | Garage
Wall Mount | Linear Fluorescent | 48 | T-12 | 1 | 30 | Garage
Ceiling Fixture | Compact Fluorescent |  | Reflector | 2 | 40 | Garage
Garage door opener | Incandescent |  | Standard A Lamp | 2 | 60 | Garage
Ceiling Fixture | Linear Fluorescent | 48 | T-12 | 1 | 40 | Kitchen
Chandelier (Hanging) | Incandescent |  | Globe | 1 | 60 | Kitchen
Track | Halogen |  | MR | 4 | 50 | Kitchen
Other | Linear Fluorescent | 48 | T-12 | 1 | 40 | Kitchen
Other | Compact Fluorescent |  | Reflector | 1 | 15 | Kitchen
Table | Incandescent |  | 3-Way Incandescent | 1 | 150 | Living Room
Chandelier (Hanging) | Incandescent |  | Decorative | 1 | 60 | Living Room
Floor lamp | Halogen |  | Other | 1 | 50 | Living Room
Table | Incandescent |  | Decorative | 1 | 60 | Living Room
Wall Mount | Incandescent |  | Globe | 2 | 25 | Living Room
Wall Mount | Other |  | Other | 1 | 35 | Living Room
Chandelier (Hanging) | Incandescent |  | Decorative | 5 | 60 | Office
Table | Incandescent |  | Decorative | 1 | 60 | Office
Ceiling Fixture | Incandescent |  | Clear | 1 | 60 | Office
Torchiere | Halogen |  | Quartz Tube | 1 | 300 | Office
Wall Mount | Compact Fluorescent |  | Twist | 2 | 15 | Other
Wall Mount | Incandescent |  | Standard A Lamp | 1 | 60 | Other
Ceiling Fixture | Compact Fluorescent |  | Twist | 1 | 15 | Hall
Ceiling Fixture | Compact Fluorescent |  | Twist | 1 | 22 | Other
Ceiling Fixture | Incandescent |  | Mini base | 4 | 40 | Kitchen
Ceiling Fixture | Incandescent |  | Mini base | 3 | 25 | Kitchen
Ceiling Fan | Incandescent |  | Mini base | 4 | 40 | Dining Room
Table | Linear Fluorescent | 48 | T-4 | 2 | 9 | Dining Room
Floor lamp | Incandescent |  | Standard A Lamp | 1 | 75 | Living Room
Ceiling Fixture | Incandescent |  | Clear | 3 | 40 | Hall
Wall Mount | Incandescent |  | Globe | 3 | 40 | Bathroom
Ceiling Fixture | Incandescent |  | Standard A Lamp | 2 | 60 | Bathroom
Ceiling Fixture | Incandescent |  | Standard A Lamp | 1 | 75 | Laundry Room
Ceiling Fan | Incandescent |  | Standard A Lamp | 4 | 60 | Master Bedroom
Ceiling Fixture | Incandescent |  | Standard A Lamp | 2 | 75 | Bedroom
Ceiling Fixture | Compact Fluorescent |  | Twist | 1 | 20 | Other
Wall Mount | Incandescent |  | Mini base | 2 | 40 | Bathroom
Wall Mount | Compact Fluorescent |  | Mini base | 2 | 15 | Bathroom
Ceiling Fan | Compact Fluorescent |  | Twist | 2 | 15 | Bathroom
Ceiling Fixture | Compact Fluorescent |  | Twist | 2 | 22 | Bedroom
Ceiling Fixture | Compact Fluorescent |  | Twist | 2 | 22 | Bedroom
Ceiling Fixture | Incandescent |  | Standard A Lamp | 1 | 60 | Garage
Ceiling Fixture | Compact Fluorescent |  | Twist | 1 | 22 | Hall
Architectural | Linear Fluorescent | 24 | T-12 | 2 | 20 | Kitchen
Ceiling Fixture | Compact Fluorescent |  | Twist | 3 | 22 | Kitchen
Ceiling Fan | Incandescent |  | Other | 1 | 25 | Kitchen
Ceiling Fan | Incandescent |  | Standard A Lamp | 2 | 60 | Living Room
Ceiling Fan | Compact Fluorescent |  | Twist | 2 | 22 | Living Room
Ceiling Fixture | Compact Fluorescent |  | Twist | 2 | 22 | Master Bedroom
Ceiling Fixture | Compact Fluorescent |  | Twist | 2 | 22 | Office
Floor lamp | Compact Fluorescent |  | Twist | 5 | 22 | Office
Ceiling Fixture | Compact Fluorescent |  | Twist | 1 | 15 | Hall
Chandelier (Hanging) | Incandescent |  | Standard A Lamp | 1 | 60 | Dining Room
Chandelier (Hanging) | Incandescent |  | Reflector | 1 | 60 | Dining Room
Recessed Can | Compact Fluorescent |  | Twist | 1 | 28 | Hall
Wall Mount | Incandescent |  | Clear | 2 | 40 | Bathroom
Ceiling Fixture | Compact Fluorescent |  | Twist | 2 | 22 | Family Room
Table | Incandescent |  | Standard A Lamp | 1 | 55 | Family Room
Garage door opener | Incandescent |  | Standard A Lamp | 1 | 60 | Garage
Wall Mount | Incandescent |  | Clear | 2 | 50 | Bathroom
Floor lamp | Compact Fluorescent |  | Straight Tube | 1 | 22 | Bedroom
Ceiling Fixture | Compact Fluorescent |  | Twist | 2 | 22 | Bedroom
Recessed Can | Compact Fluorescent |  | Reflector | 1 | 22 | Hall
Ceiling Fixture | Linear Fluorescent | 48 | T-8 | 2 | 32 | Kitchen
Ceiling Fixture | Linear Fluorescent | 48 | T-8 | 2 | 32 | Laundry Room
Floor lamp | Incandescent |  | Standard A Lamp | 4 | 40 | Living Room
Table | Compact Fluorescent |  | Circline (Screw Base) | 1 | 28 | Living Room
Recessed - other | Incandescent |  | Reflector | 1 | 65 | Living Room
Wall Mount | Incandescent |  | Standard A Lamp | 5 | 60 | Bathroom
Recessed Can | Incandescent |  | Reflector | 1 | 60 | Bathroom
Ceiling Fan | Incandescent |  | Clear | 4 | 60 | Master Bedroom
Table | Compact Fluorescent |  | Circline (Screw Base) | 1 | 28 | Master Bedroom
Floor lamp | Incandescent |  | Standard A Lamp | 3 | 100 | Office
Table | Incandescent |  | Standard A Lamp | 1 | 25 | Office
Ceiling Fixture | Incandescent |  | Standard A Lamp | 1 | 60 | Other
Chandelier (Hanging) | Compact Fluorescent |  | Twist | 1 | 15 | Hall
Ceiling Fixture | Incandescent |  | Standard A Lamp | 2 | 90 | Other
Ceiling Fixture | Incandescent |  | Standard A Lamp | 2 | 75 | Other
Ceiling Fixture | Compact Fluorescent |  | Twist | 2 | 28 | Other
Ceiling Fixture | Incandescent |  | Mini base | 1 | 5 | Other
Ceiling Fixture | Linear Fluorescent | 18 | Fluorescent Unknown | 1 | 16 | Other
Table | Incandescent |  | Mini base | 1 | 40 | Other
Wall Mount | Incandescent |  | Standard A Lamp | 4 | 60 | Bathroom
Ceiling Fixture | Compact Fluorescent |  | Twist | 1 | 15 | Bedroom
Ceiling Fixture | Incandescent |  | Standard A Lamp | 1 | 100 | Bedroom
Ceiling Fixture | Compact Fluorescent |  | Twist | 2 | 28 | Bedroom
Chandelier (Hanging) | Incandescent |  | Globe | 1 | 75 | Dining Room
Chandelier (Hanging) | Incandescent |  | Standard A Lamp | 1 | 60 | Family Room
Table | Incandescent |  | Standard A Lamp | 1 | 60 | Family Room
Ceiling Fixture | Incandescent |  | Standard A Lamp | 1 | 60 | Hall
Ceiling Fixture | Compact Fluorescent |  | Twist | 1 | 15 | Kitchen
Ceiling Fixture | Incandescent |  | Standard A Lamp | 1 | 75 | Kitchen
Wall Mount | Incandescent |  | Mini base | 1 | 5 | Kitchen
Floor lamp | Incandescent |  | Standard A Lamp | 1 | 75 | Living Room
Table | Compact Fluorescent |  | Twist | 1 | 28 | Living Room
Torchiere | Incandescent |  | Standard A Lamp | 1 | 100 | Living Room
Ceiling Fixture | Incandescent |  | Standard A Lamp | 1 | 60 | Hall
Ceiling Fan | Incandescent |  | Clear | 4 | 60 | Master Bedroom
Table | Incandescent |  | Standard A Lamp | 1 | 60 | Master Bedroom
Ceiling Fixture | Compact Fluorescent |  | Twist | 1 | 15 | Other
Wall Mount | Incandescent |  | Standard A Lamp | 2 | 40 | Bathroom
Chandelier (Hanging) | Incandescent |  | Mini base | 5 | 25 | Dining Room
Ceiling Fixture | Compact Fluorescent |  | Twist | 1 | 15 | Hall
Ceiling Fixture | Linear Fluorescent | 24 | T-12 | 2 | 20 | Laundry Room
Table | Compact Fluorescent |  | Twist | 1 | 22 | Living Room
Floor lamp | Incandescent |  | Standard A Lamp | 3 | 100 | Living Room
Ceiling Fixture | Incandescent |  | Standard A Lamp | 2 | 60 | Office
Ceiling Fixture | Incandescent |  | Standard A Lamp | 1 | 60 | Hall
Ceiling Fixture | Linear Fluorescent | 48 | T-12 | 2 | 40 | Bathroom
Wall Mount | Incandescent |  | Standard A Lamp | 1 | 60 | Bedroom
Ceiling Fixture | Incandescent |  | Standard A Lamp | 1 | 60 | Bedroom
Ceiling Fixture | Compact Fluorescent |  | Twist | 1 | 22 | Hall
Wall Mount | Compact Fluorescent |  | Twist | 3 | 16 | Bathroom
Ceiling Fixture | Compact Fluorescent |  | Twist | 1 | 15 | Bedroom
Torchiere | Compact Fluorescent |  | Twist | 1 | 22 | Bedroom
Architectural | Compact Fluorescent |  | Twist | 3 | 15 | Bedroom
Table | Compact Fluorescent |  | Twist | 1 | 15 | Bedroom
Table | Compact Fluorescent |  | Mini base | 1 | 7 | Bedroom
Chandelier (Hanging) | Compact Fluorescent |  | Twist | 3 | 16 | Dining Room
Ceiling Fixture | Compact Fluorescent |  | Twist | 2 | 20 | Hall
Ceiling Fixture | Linear Fluorescent | 48 | T-12 | 2 | 42 | Garage
Ceiling Fixture | Compact Fluorescent |  | Twist | 1 | 15 | Hall
Recessed Can | Compact Fluorescent |  | Reflector | 1 | 16 | Kitchen
Ceiling Fixture | Halogen |  | PAR | 4 | 30 | Kitchen
Wall Mount | Linear Fluorescent | 24 | T-8 | 3 | 32 | Laundry Room
Ceiling Fan | Compact Fluorescent |  | Twist | 3 | 15 | Living Room
Floor lamp | Incandescent |  | Decorative | 5 | 40 | Living Room
Ceiling Fixture | Compact Fluorescent |  | Twist | 1 | 15 | Office
Table | Compact Fluorescent |  | Twist | 1 | 15 | Office
Ceiling Fixture | Incandescent |  | Standard A Lamp | 2 | 40 | Bathroom
Recessed - other | Incandescent |  | Heat Lamp | 1 | 150 | Bathroom
Wall Mount | Incandescent |  | Globe | 4 | 40 | Bathroom
Ceiling Fixture | Incandescent |  | Standard A Lamp | 1 | 60 | Bedroom
Ceiling Fan | Incandescent |  | Standard A Lamp | 1 | 60 | Bedroom
Table | Compact Fluorescent |  | Twist | 1 | 15 | Bedroom
Chandelier (Hanging) | Incandescent |  | Standard A Lamp | 4 | 40 | Dining Room
Recessed Can | Incandescent |  | Reflector | 2 | 65 | Family Room
Ceiling Fixture | Linear Fluorescent | 48 | T-8 | 2 | 32 | Garage
Ceiling Fixture | Incandescent |  | Standard A Lamp | 1 | 60 | Hall
Ceiling Fixture | Incandescent |  | Standard A Lamp | 2 | 60 | Hall
Recessed Can | Incandescent |  | Reflector | 1 | 65 | Kitchen
Ceiling Fixture | Linear Fluorescent | 48 | T-8 | 2 | 32 | Laundry Room
Recessed Can | Incandescent |  | Reflector | 1 | 65 | Living Room
Wall Mount | Incandescent |  | Standard A Lamp | 2 | 40 | Bathroom
Recessed Can | Halogen |  | PAR | 1 | 30 | Bathroom
Table | Incandescent |  | Standard A Lamp | 1 | 60 | Master Bedroom
Recessed Can | Incandescent |  | Reflector | 1 | 40 | Master Bedroom
Chandelier (Hanging) | Incandescent |  | Decorative | 4 | 40 | Hall
Wall Mount | Incandescent |  | Globe | 8 | 40 | Bathroom
Ceiling Fixture | Incandescent |  | Standard A Lamp | 1 | 60 | Bathroom
Wall Mount | Incandescent |  | Globe | 3 | 40 | Bathroom
Recessed - other | Incandescent |  | Heat Lamp | 2 | 150 | Bathroom
Chandelier (Hanging) | Incandescent |  | Standard A Lamp | 1 | 60 | Bedroom
Chandelier (Hanging) | Incandescent |  | Mini base | 5 | 25 | Dining Room
Ceiling Fixture | Linear Fluorescent | 48 | T-12 | 2 | 40 | Garage
Exterior | Other |  | Metal Halide | 1 | 250 | Garage
Recessed - other | Linear Fluorescent | 48 | T-12 | 2 | 40 | Kitchen
Ceiling Fixture | Incandescent |  | Standard A Lamp | 2 | 60 | Laundry Room
Recessed Can | Incandescent |  | Reflector | 1 | 65 | Living Room
Table | Incandescent |  | 3-Way Incandescent | 1 | 150 | Living Room
Recessed Can | Incandescent |  | Reflector | 1 | 65 | Master Bedroom
Ceiling Fixture | Incandescent |  | Standard A Lamp | 2 | 60 | Office
Ceiling Fixture | Linear Fluorescent | 48 | T-8 | 2 | 32 | Other
Ceiling Fixture | Compact Fluorescent |  | Twist | 1 | 13 | Other
Wall Mount | Incandescent |  | Globe | 1 | 40 | Other
Other | Incandescent |  | Standard A Lamp | 2 | 75 | Other
Ceiling Fixture | Incandescent |  | Standard A Lamp | 1 | 100 | Bathroom
Wall Mount | Incandescent |  | Standard A Lamp | 1 | 60 | Bathroom
Wall Mount | Halogen |  | MR | 2 | 100 | Bathroom
Ceiling Fixture | Linear Fluorescent | 24 | Fluorescent Other | 2 | 22 | Bedroom
Ceiling Fixture | Linear Fluorescent | 24 | Fluorescent Other | 1 | 22 | Bedroom
Table | Incandescent |  | Standard A Lamp | 1 | 60 | Bedroom
Ceiling Fixture | Incandescent |  | Standard A Lamp | 1 | 100 | Closet
Ceiling Fan | Incandescent |  | Standard A Lamp | 2 | 60 | Family Room
Table | Incandescent |  | Standard A Lamp | 1 | 100 | Family Room
Ceiling Fixture | Linear Fluorescent | 24 | Fluorescent Other | 1 | 22 | Hall
Ceiling Fixture | Incandescent |  | Standard A Lamp | 1 | 100 | Hall
Ceiling Fixture | Incandescent |  | Standard A Lamp | 1 | 60 | Hall
Ceiling Fixture | Incandescent |  | Standard A Lamp | 2 | 75 | Kitchen
Table | Incandescent |  | Standard A Lamp | 1 | 60 | Office
Torchiere | Compact Fluorescent |  | Twist | 1 | 13 | Other
Recessed Can | Incandescent |  | Reflector | 1 | 65 | Other
Ceiling Fixture | Compact Fluorescent |  | Twist | 2 | 15 | Hall
Ceiling Fan | Incandescent |  | Standard A Lamp | 1 | 60 | Bathroom
Ceiling Fan | Incandescent |  | Standard A Lamp | 1 | 25 | Bathroom
Table | Incandescent |  | Standard A Lamp | 1 | 75 | Bedroom
Floor lamp | Compact Fluorescent |  | Twist | 1 | 26 | Bedroom
Ceiling Fixture | Incandescent |  | Standard A Lamp | 2 | 60 | Bedroom
Chandelier (Hanging) | Incandescent |  | Standard A Lamp | 6 | 60 | Living Room
Chandelier (Hanging) | Compact Fluorescent |  | Twist | 2 | 15 | Living Room
Ceiling Fixture | Incandescent |  | Standard A Lamp | 2 | 60 | Hall
Ceiling Fixture | Compact Fluorescent |  | Twist | 2 | 15 | Laundry Room
Table | Incandescent |  | 3-Way Incandescent | 1 | 150 | Living Room
Table | Incandescent |  | Standard A Lamp | 1 | 250 | Living Room
Floor lamp | Incandescent |  | 3-Way Incandescent | 1 | 150 | Living Room
Ceiling Fixture | Incandescent |  | Standard A Lamp | 3 | 55 | Living Room
Ceiling Fixture | Compact Fluorescent |  | Twist | 1 | 15 | Living Room
Ceiling Fixture | Compact Fluorescent |  | Twist | 2 | 15 | Living Room
Ceiling Fixture | Incandescent |  | Globe | 1 | 40 | Closet
Ceiling Fixture | Incandescent |  | Standard A Lamp | 2 | 60 | Bedroom
Table | Compact Fluorescent |  | Twist | 1 | 15 | Bedroom
Ceiling Fixture | Incandescent |  | Standard A Lamp | 11 | 75 | Closet
Ceiling Fixture | Incandescent |  | Standard A Lamp | 2 | 60 | Office
Ceiling Fixture | Incandescent |  | Mini base | 3 | 40 | Hall
Recessed Can | Halogen |  | PAR | 1 | 75 | Bathroom
Wall Mount | Compact Fluorescent |  | Twist | 3 | 15 | Bathroom
Ceiling Fixture | Incandescent |  | Standard A Lamp | 2 | 60 | Bedroom
Table | Incandescent |  | Mini base | 1 | 25 | Bedroom
Recessed Can | Halogen |  | Quartz Tube | 1 | 75 | Bedroom
Recessed Can | Halogen |  | PAR | 1 | 75 | Kitchen
Wall Mount | Incandescent |  | Decorative | 1 | 25 | Kitchen
Recessed Can | Halogen |  | PAR | 1 | 75 | Family Room
Table | Compact Fluorescent |  | Twist | 1 | 15 | Family Room
Wall Mount | Incandescent |  | Standard A Lamp | 1 | 60 | Family Room
Floor lamp | Incandescent |  | Standard A Lamp | 2 | 75 | Family Room
Table | Compact Fluorescent |  | Twist | 1 | 15 | Family Room
Floor lamp | Compact Fluorescent |  | Twist | 1 | 15 | Family Room
Wall Mount | Incandescent |  | Standard A Lamp | 1 | 60 | Bathroom
Ceiling Fixture | Incandescent |  | Decorative | 1 | 60 | Bathroom
Ceiling Fixture | Incandescent |  | Standard A Lamp | 1 | 60 | Bathroom
Ceiling Fixture | Incandescent |  | Standard A Lamp | 1 | 60 | Bedroom
Table | Incandescent |  | 3-Way Incandescent | 1 | 100 | Bedroom
Recessed Can | Compact Fluorescent |  | Twist | 1 | 15 | Closet
Recessed Can | Halogen |  | PAR | 1 | 75 | Hall
Ceiling Fixture | Incandescent |  | Standard A Lamp | 1 | 60 | Hall
Garage door opener | Compact Fluorescent |  | Twist | 2 | 15 | Hall
Garage door opener | Incandescent |  | Standard A Lamp | 1 | 60 | Hall
Ceiling Fixture | Incandescent |  | Standard A Lamp | 1 | 60 | Hall
Wall Mount | Incandescent |  | Standard A Lamp | 1 | 60 | Hall
Floor lamp | Halogen |  | Other | 1 | 20 | Kitchen
Ceiling Fixture | Compact Fluorescent |  | Twist | 3 | 15 | Kitchen
Ceiling Fixture | Incandescent |  | Standard A Lamp | 2 | 60 | Master Bedroom
Table | Incandescent |  | Clear | 1 | 40 | Master Bedroom
Ceiling Fixture | Incandescent |  | 3-Way Incandescent | 1 | 250 | Master Bedroom
Ceiling Fixture | Incandescent |  | Heat Lamp | 1 | 250 | Bathroom
Track | Incandescent |  | Standard A Lamp | 3 | 75 | Bathroom
Track | Compact Fluorescent |  | Twist | 1 | 23 | Bathroom
Wall Mount | Compact Fluorescent |  | Twist | 1 | 15 | Bathroom
Ceiling Fixture | Compact Fluorescent |  | Twist | 1 | 15 | Bedroom
Table | Incandescent |  | Standard A Lamp | 1 | 40 | Bedroom
Ceiling Fixture | Halogen |  | MR | 1 | 50 | Family Room
Wall Mount | Incandescent |  | Standard A Lamp | 1 | 100 | Other
Wall Mount | Compact Fluorescent |  | Twist | 1 | 15 | Hall
Ceiling Fixture | Incandescent |  | Standard A Lamp | 1 | 60 | Bedroom
Table | Incandescent |  | Standard A Lamp | 1 | 60 | Bedroom
Ceiling Fixture | Compact Fluorescent |  | Twist | 1 | 15 | Laundry Room
Ceiling Fixture | Compact Fluorescent |  | Twist | 1 | 15 | Other
Wall Mount | Compact Fluorescent |  | Twist | 1 | 15 | Hall
Ceiling Fixture | Compact Fluorescent |  | Twist | 1 | 15 | Other
Ceiling Fixture | Incandescent |  | Standard A Lamp | 1 | 40 | Hall
Ceiling Fixture | Linear Fluorescent | 48 | T-12 | 2 | 40 | Garage
Ceiling Fixture | Incandescent |  | Standard A Lamp | 1 | 60 | Hall
Recessed Can | Compact Fluorescent |  | Reflector | 1 | 15 | Kitchen
Recessed Can | Other |  | LED Interior | 1 | 8 | Kitchen
Other | Incandescent |  | Standard A Lamp | 1 | 40 | Kitchen
Wall Mount | Compact Fluorescent |  | Twist | 3 | 15 | Bathroom
Ceiling Fixture | Incandescent |  | Standard A Lamp | 1 | 40 | Closet
Ceiling Fixture | Compact Fluorescent |  | Twist | 1 | 15 | Master Bedroom
Table | Compact Fluorescent |  | Twist | 1 | 15 | Master Bedroom
Ceiling Fixture | Incandescent |  | Standard A Lamp | 2 | 60 | Dining Room
Ceiling Fixture | Compact Fluorescent |  | Twist | 1 | 15 | Hall
Wall Mount | Compact Fluorescent |  | Twist | 3 | 16 | Bathroom
Floor lamp | Incandescent |  | Mini base | 2 | 75 | Living Room
Ceiling Fixture | Incandescent |  | Standard A Lamp | 1 | 60 | Living Room
Table | Other |  | LED Interior | 1 | 3 | Living Room
Ceiling Fixture | Compact Fluorescent |  | Twist | 1 | 15 | Office
Ceiling Fixture | Compact Fluorescent |  | Twist | 1 | 15 | Other
Table | Compact Fluorescent |  | Other | 1 | 25 | Other
Torchiere | Compact Fluorescent |  | Reflector | 1 | 15 | Other
Ceiling Fan | Incandescent |  | Standard A Lamp | 2 | 60 | Bedroom
High bay | Linear Fluorescent | 48 | T-12 | 2 | 40 | Garage
Ceiling Fixture | Incandescent |  | Standard A Lamp | 2 | 60 | Dining Room
Ceiling Fixture | Incandescent |  | Standard A Lamp | 2 | 60 | Hall
Wall Mount | Incandescent |  | Mini base | 4 | 25 | Bathroom
Ceiling Fixture | Incandescent |  | Heat Lamp | 1 | 250 | Bathroom
Ceiling Fixture | Incandescent |  | Standard A Lamp | 2 | 60 | Hall
Ceiling Fixture | Incandescent |  | Standard A Lamp | 2 | 60 | Kitchen
Ceiling Fan | Incandescent |  | Standard A Lamp | 2 | 60 | Living Room
Table | Compact Fluorescent |  | Twist | 1 | 15 | Living Room
Table | Incandescent |  | 3-Way Incandescent | 1 | 100 | Living Room
Wall Mount | Incandescent |  | Standard A Lamp | 1 | 40 | Bathroom
Ceiling Fan | Incandescent |  | Mini base | 3 | 60 | Master Bedroom
Ceiling Fixture | Incandescent |  | Standard A Lamp | 1 | 60 | Closet
Ceiling Fan | Incandescent |  | Standard A Lamp | 2 | 60 | Office
Ceiling Fixture | Incandescent |  | Standard A Lamp | 1 | 60 | Closet
Chandelier (Hanging) | Compact Fluorescent |  | Twist | 1 | 13 | Dining Room
Chandelier (Hanging) | Compact Fluorescent |  | Twist | 3 | 23 | Dining Room
Other | Compact Fluorescent |  | Pin base | 2 | 36 | Dining Room
Chandelier (Hanging) | Compact Fluorescent |  | Twist | 1 | 18 | Dining Room
Ceiling Fixture | Compact Fluorescent |  | Twist | 1 | 13 | Hall
Ceiling Fixture | Linear Fluorescent | 96 | T-12 | 2 | 96 | Garage
Ceiling Fixture | Linear Fluorescent | 48 | T-12 | 2 | 40 | Garage
Ceiling Fixture | Compact Fluorescent |  | Twist | 2 | 23 | Kitchen
Floor lamp | Incandescent |  | Other | 1 | 35 | Living Room
Floor lamp | Incandescent |  | Standard A Lamp | 1 | 40 | Living Room
Ceiling Fixture | Compact Fluorescent |  | Twist | 1 | 13 | Hall
Wall Mount | Compact Fluorescent |  | Twist | 8 | 18 | Bathroom
Ceiling Fixture | Compact Fluorescent |  | Twist | 2 | 13 | Master Bedroom
Table | Compact Fluorescent |  | Twist | 1 | 23 | Master Bedroom
Floor lamp | Compact Fluorescent |  | Twist | 1 | 23 | Master Bedroom
Wall Mount | Compact Fluorescent |  | Twist | 1 | 13 | Bathroom
Wall Mount | Incandescent |  | Mini base | 1 | 4 | Bathroom
Wall Mount | Incandescent |  | Standard A Lamp | 1 | 60 | Office
Wall Mount | Incandescent |  | Reflector | 1 | 60 | Office
Track | Halogen |  | MR | 2 | 60 | Office
Ceiling Fixture | Compact Fluorescent |  | Twist | 2 | 23 | Office
Ceiling Fixture | Compact Fluorescent |  | Twist | 1 | 23 | Closet
Ceiling Fixture | Incandescent |  | Standard A Lamp | 1 | 60 | Other
Ceiling Fixture | Compact Fluorescent |  | Twist | 1 | 13 | Other
Ceiling Fixture | Compact Fluorescent |  | Twist | 1 | 15 | Bathroom
Floor lamp | Compact Fluorescent |  | Twist | 1 | 15 | Bedroom
Floor lamp | Compact Fluorescent |  | Twist | 1 | 15 | Bedroom
Table | Compact Fluorescent |  | Twist | 1 | 15 | Bedroom
Ceiling Fixture | Compact Fluorescent |  | Twist | 1 | 15 | Other
Ceiling Fixture | Incandescent |  | Standard A Lamp | 1 | 60 | Closet
Floor lamp | Compact Fluorescent |  | Twist | 1 | 15 | Dining Room
Table | Compact Fluorescent |  | Twist | 1 | 15 | Dining Room
Ceiling Fixture | Incandescent |  | Standard A Lamp | 1 | 60 | Hall
Ceiling Fixture | Compact Fluorescent |  | Twist | 1 | 15 | Hall
Ceiling Fixture | Compact Fluorescent |  | Twist | 1 | 15 | Kitchen
Ceiling Fixture | Compact Fluorescent |  | Twist | 2 | 15 | Living Room
Ceiling Fixture | Incandescent |  | Standard A Lamp | 1 | 40 | Hall
Wall Mount | Compact Fluorescent |  | Twist | 3 | 15 | Bathroom
Ceiling Fixture | Compact Fluorescent |  | Twist | 1 | 15 | Bedroom
Ceiling Fixture | Compact Fluorescent |  | Twist | 1 | 15 | Bedroom
Ceiling Fixture | Compact Fluorescent |  | Twist | 2 | 15 | Closet
Ceiling Fixture | Incandescent |  | Standard A Lamp | 1 | 60 | Garage
Chandelier (Hanging) | Compact Fluorescent |  | Twist | 5 | 15 | Dining Room
Ceiling Fixture | Compact Fluorescent |  | Twist | 2 | 15 | Hall
Recessed Can | Compact Fluorescent |  | Reflector | 1 | 22 | Kitchen
Ceiling Fixture | Compact Fluorescent |  | Twist | 1 | 15 | Laundry Room
Ceiling Fixture | Compact Fluorescent |  | Twist | 2 | 15 | Living Room
Ceiling Fixture | Compact Fluorescent |  | Twist | 3 | 15 | Bathroom
Ceiling Fan | Compact Fluorescent |  | Twist | 1 | 15 | Bathroom
Ceiling Fixture | Compact Fluorescent |  | Twist | 2 | 15 | Master Bedroom
Ceiling Fixture | Compact Fluorescent |  | Twist | 1 | 13 | Bathroom
Ceiling Fixture | Compact Fluorescent |  | Twist | 1 | 13 | Bathroom
Ceiling Fixture | Compact Fluorescent |  | Twist | 2 | 22 | Bedroom
Floor lamp | Incandescent |  | 3-Way Incandescent | 1 | 70 | Bedroom
Ceiling Fixture | Linear Fluorescent | 48 | T-12 | 2 | 40 | Bedroom
Table | Compact Fluorescent |  | Twist | 1 | 23 | Bedroom
Ceiling Fixture | Compact Fluorescent |  | Twist | 1 | 13 | Bedroom
Ceiling Fixture | Compact Fluorescent |  | Twist | 1 | 13 | Bedroom
Table | Incandescent |  | Standard A Lamp | 1 | 60 | Bedroom
Ceiling Fixture | Compact Fluorescent |  | Twist | 1 | 13 | Bedroom
Table | Compact Fluorescent |  | Twist | 2 | 13 | Bedroom
Ceiling Fixture | Incandescent |  | Standard A Lamp | 1 | 60 | Bedroom
Table | Incandescent |  | Standard A Lamp | 1 | 40 | Bedroom
Ceiling Fixture | Compact Fluorescent |  | Twist | 2 | 13 | Living Room
Ceiling Fixture | Compact Fluorescent |  | Twist | 1 | 13 | Living Room
Ceiling Fixture | Compact Fluorescent |  | Twist | 1 | 13 | Hall
Ceiling Fixture | Compact Fluorescent |  | Twist | 2 | 13 | Kitchen
Ceiling Fixture | Compact Fluorescent |  | Twist | 1 | 13 | Other
Chandelier (Hanging) | Compact Fluorescent |  | Twist | 1 | 13 | Dining Room
Ceiling Fixture | Compact Fluorescent |  | A shape bulb | 1 | 11 | Other
Ceiling Fixture | Compact Fluorescent |  | Twist | 1 | 13 | Other
Table | Incandescent |  | Standard A Lamp | 1 | 60 | Other
Track | Incandescent |  | Reflector | 4 | 65 | Family Room
Wall Mount | Compact Fluorescent |  | Twist | 1 | 15 | Family Room
Floor lamp | Halogen |  | MR | 1 | 100 | Bedroom
Ceiling Fixture | Incandescent |  | Standard A Lamp | 1 | 75 | Bedroom
Torchiere | Halogen |  | MR | 1 | 100 | Bedroom
Ceiling Fixture | Incandescent |  | Standard A Lamp | 1 | 40 | Bedroom
Torchiere | Halogen |  | MR | 1 | 100 | Bedroom
Recessed Can | Incandescent |  | Reflector | 1 | 65 | Bathroom
Wall Mount | Halogen |  | PAR | 1 | 50 | Bathroom
Ceiling Fixture | Linear Fluorescent | 48 | T-12 | 2 | 40 | Garage
Garage door opener | Incandescent |  | Standard A Lamp | 1 | 60 | Garage
Ceiling Fixture | Linear Fluorescent | 48 | T-12 | 2 | 40 | Other
Ceiling Fixture | Incandescent |  | Standard A Lamp | 1 | 60 | Other
Ceiling Fixture | Linear Fluorescent | 18 | T-8 | 1 | 20 | Laundry Room
Recessed Can | Compact Fluorescent |  | Reflector | 1 | 15 | Hall
Floor lamp | Incandescent |  | Standard A Lamp | 1 | 100 | Master Bedroom
Table | Incandescent |  | Standard A Lamp | 1 | 75 | Master Bedroom
Wall Mount | Halogen |  | MR | 1 | 50 | Bathroom
Ceiling Fan | Incandescent |  | Standard A Lamp | 1 | 40 | Bathroom
Recessed Can | Compact Fluorescent |  | Reflector | 1 | 15 | Kitchen
Recessed Can | Halogen |  | PAR | 1 | 50 | Kitchen
Recessed Can | Incandescent |  | Globe | 1 | 40 | Living Room
Floor lamp | Halogen |  | MR | 1 | 50 | Living Room
Table | Compact Fluorescent |  | Twist | 1 | 15 | Living Room
Floor lamp | Compact Fluorescent |  | Twist | 1 | 15 | Living Room
Ceiling Fixture | Halogen |  | PAR | 1 | 50 | Hall
Ceiling Fixture | Incandescent |  | Standard A Lamp | 1 | 60 | Closet
Wall Mount | Incandescent |  | Globe | 3 | 40 | Bathroom
Ceiling Fixture | Incandescent |  | Standard A Lamp | 1 | 40 | Bedroom
Ceiling Fixture | Incandescent |  | Standard A Lamp | 2 | 40 | Bedroom
Table | Incandescent |  | Mini base | 1 | 40 | Bedroom
Ceiling Fixture | Incandescent |  | Standard A Lamp | 2 | 40 | Bedroom
Ceiling Fixture | Incandescent |  | Standard A Lamp | 1 | 40 | Bedroom
Chandelier (Hanging) | Incandescent |  | Standard A Lamp | 5 | 40 | Dining Room
Other | Incandescent |  | Reflector | 1 | 75 | Garage
Other | Compact Fluorescent |  | Twist | 1 | 15 | Garage
Ceiling Fixture | Compact Fluorescent |  | Twist | 1 | 13 | Other
Ceiling Fan | Incandescent |  | Standard A Lamp | 1 | 40 | Hall
Ceiling Fixture | Compact Fluorescent |  | Twist | 2 | 15 | Kitchen
Ceiling Fixture | Incandescent |  | Standard A Lamp | 1 | 40 | Kitchen
Ceiling Fixture | Compact Fluorescent |  | Twist | 1 | 13 | Laundry Room
Floor lamp | Halogen |  | Quartz Tube | 1 | 150 | Living Room
Table | Incandescent |  | Mini base | 2 | 40 | Living Room
Ceiling Fixture | Incandescent |  | Reflector | 1 | 40 | Bathroom
Wall Mount | Incandescent |  | Standard A Lamp | 1 | 60 | Bathroom
Ceiling Fixture | Incandescent |  | Standard A Lamp | 2 | 60 | Bedroom
Ceiling Fixture | Incandescent |  | Standard A Lamp | 2 | 60 | Bedroom
Recessed Can | Incandescent |  | Reflector | 1 | 40 | Closet
Recessed Can | Incandescent |  | Reflector | 1 | 40 | Other
Other | Incandescent |  | Standard A Lamp | 3 | 100 | Other
Garage door opener | Incandescent |  | Standard A Lamp | 2 | 60 | Garage
Ceiling Fixture | Incandescent |  | Standard A Lamp | 1 | 60 | Garage
Recessed Can | Incandescent |  | Reflector | 1 | 40 | Hall
Wall Mount | Incandescent |  | Standard A Lamp | 1 | 60 | Hall
Chandelier (Hanging) | Incandescent |  | Standard A Lamp | 9 | 60 | Hall
Wall Mount | Incandescent |  | Standard A Lamp | 1 | 60 | Hall
Recessed Can | Incandescent |  | Mini base | 1 | 40 | Kitchen
Chandelier (Hanging) | Incandescent |  | Standard A Lamp | 4 | 60 | Kitchen
Ceiling Fixture | Incandescent |  | Standard A Lamp | 2 | 60 | Laundry Room
Recessed Can | Incandescent |  | Reflector | 1 | 40 | Living Room
Ceiling Fixture | Incandescent |  | Reflector | 1 | 40 | Closet
Wall Mount | Incandescent |  | Standard A Lamp | 1 | 60 | Bathroom
Ceiling Fixture | Incandescent |  | Standard A Lamp | 1 | 60 | Bathroom
Recessed Can | Incandescent |  | Reflector | 1 | 40 | Bathroom
Recessed Can | Incandescent |  | Reflector | 1 | 40 | Master Bedroom
Recessed Can | Incandescent |  | Standard A Lamp | 1 | 40 | Hall
Wall Mount | Compact Fluorescent |  | Twist | 1 | 15 | Bathroom
Wall Mount | Compact Fluorescent |  | Twist | 2 | 15 | Bathroom
Ceiling Fixture | Incandescent |  | Heat Lamp | 1 | 250 | Bathroom
Floor lamp | Compact Fluorescent |  | Twist | 3 | 15 | Bathroom
Ceiling Fixture | Compact Fluorescent |  | Twist | 2 | 15 | Bedroom
Table | Compact Fluorescent |  | Twist | 1 | 15 | Bedroom
Table | Other |  | LED Interior | 1 | 1 | Bedroom
Floor lamp | Compact Fluorescent |  | Other | 1 | 7 | Bedroom
Torchiere | Compact Fluorescent |  | Twist | 1 | 40 | Bedroom
Ceiling Fixture | Compact Fluorescent |  | Twist | 2 | 15 | Bedroom
Wall Mount | Incandescent |  | Standard A Lamp | 1 | 60 | Closet
Chandelier (Hanging) | Compact Fluorescent |  | Circline (Screw Base) | 1 | 24 | Dining Room
Ceiling Fixture | Compact Fluorescent |  | Twist | 1 | 15 | Hall
Ceiling Fixture | Compact Fluorescent |  | Twist | 2 | 15 | Hall
Ceiling Fixture | Linear Fluorescent | 48 | T-8 | 2 | 32 | Kitchen
Other | Compact Fluorescent |  | Twist | 1 | 40 | Kitchen
Ceiling Fixture | Incandescent |  | Standard A Lamp | 1 | 60 | Laundry Room
Track | Other |  | LED Interior | 5 | 5 | Living Room
Torchiere | Compact Fluorescent |  | Twist | 3 | 15 | Living Room
Torchiere | Compact Fluorescent |  | Twist | 2 | 40 | Living Room
Other | Compact Fluorescent |  | Twist | 1 | 22 | Living Room
Floor lamp | Compact Fluorescent |  | Twist | 3 | 15 | Living Room
Ceiling Fixture | Compact Fluorescent |  | Circline (Screw Base) | 1 | 22 | Living Room
Wall Mount | Compact Fluorescent |  | Twist | 2 | 15 | Hall
Ceiling Fixture | Linear Fluorescent | 23 | Fluorescent Other | 1 | 20 | Bathroom
Torchiere | Compact Fluorescent |  | Twist | 3 | 15 | Bathroom
Torchiere | Compact Fluorescent |  | Twist | 2 | 40 | Bathroom
Ceiling Fixture | Compact Fluorescent |  | Twist | 1 | 15 | Hall
Wall Mount | Compact Fluorescent |  | Twist | 1 | 15 | Bedroom
Ceiling Fixture | Compact Fluorescent |  | Twist | 3 | 15 | Dining Room
Ceiling Fixture | Compact Fluorescent |  | Twist | 1 | 22 | Family Room
Ceiling Fixture | Incandescent |  | Standard A Lamp | 1 | 90 | Closet
Ceiling Fixture | Compact Fluorescent |  | Twist | 1 | 15 | Bathroom
Ceiling Fixture | Compact Fluorescent |  | Twist | 2 | 22 | Master Bedroom
Ceiling Fixture | Compact Fluorescent |  | Twist | 1 | 22 | Closet
Ceiling Fixture | Compact Fluorescent |  | Twist | 3 | 22 | Bedroom
Ceiling Fixture | Compact Fluorescent |  | Twist | 1 | 15 | Closet
Table | Incandescent |  | Globe | 1 | 40 | Living Room
Floor lamp | Compact Fluorescent |  | Twist | 1 | 22 | Living Room
Ceiling Fixture | Compact Fluorescent |  | Twist | 1 | 15 | Kitchen
Ceiling Fixture | Compact Fluorescent |  | Twist | 1 | 15 | Dining Room
Ceiling Fixture | Compact Fluorescent |  | Twist | 3 | 15 | Family Room
Ceiling Fixture | Compact Fluorescent |  | Twist | 2 | 15 | Bathroom
Wall Mount | Compact Fluorescent |  | Twist | 2 | 15 | Bathroom
Ceiling Fixture | Compact Fluorescent |  | Twist | 1 | 15 | Hall
Ceiling Fixture | Compact Fluorescent |  | Twist | 3 | 15 | Office
Table | Incandescent |  | Standard A Lamp | 1 | 100 | Office
Wall Mount | Incandescent |  | Globe | 6 | 40 | Bathroom
Recessed - other | Compact Fluorescent |  | Twist | 1 | 15 | Bathroom
Ceiling Fixture | Compact Fluorescent |  | Twist | 2 | 15 | Other
Wall Mount | Compact Fluorescent |  | Twist | 1 | 15 | Other
Ceiling Fixture | Compact Fluorescent |  | Twist | 1 | 15 | Other
Ceiling Fixture | Incandescent |  | Standard A Lamp | 1 | 60 | Other
Recessed Can | Incandescent |  | Reflector | 1 | 65 | Closet
Floor lamp | Compact Fluorescent |  | Twist | 3 | 15 | Dining Room
Floor lamp | Compact Fluorescent |  | 3-Way CFL | 1 | 33 | Dining Room
Floor lamp | Compact Fluorescent |  | Twist | 1 | 9 | Dining Room
Ceiling Fixture | Incandescent |  | Standard A Lamp | 1 | 60 | Garage
Ceiling Fixture | Compact Fluorescent |  | Twist | 2 | 15 | Hall
Ceiling Fixture | Compact Fluorescent |  | Twist | 2 | 15 | Kitchen
Table | Compact Fluorescent |  | Twist | 1 | 15 | Living Room
Recessed Can | Compact Fluorescent |  | Twist | 1 | 15 | Bathroom
Wall Mount | Incandescent |  | Globe | 6 | 40 | Bathroom
Ceiling Fixture | Compact Fluorescent |  | Twist | 2 | 15 | Master Bedroom
Recessed Can | Incandescent |  | Reflector | 1 | 65 | Master Bedroom
Ceiling Fixture | Compact Fluorescent |  | Twist | 2 | 15 | Office
Table | Incandescent |  | Standard A Lamp | 2 | 60 | Office
Recessed Can | Incandescent |  | Reflector | 1 | 65 | Other
Ceiling Fixture | Compact Fluorescent |  | Twist | 2 | 15 | Laundry Room
Wall Mount | Incandescent |  | Globe | 3 | 60 | Laundry Room
Ceiling Fixture | Compact Fluorescent |  | Twist | 2 | 15 | Family Room
Ceiling Fixture | Compact Fluorescent |  | Twist | 1 | 40 | Garage
Ceiling Fixture | Compact Fluorescent |  | Twist | 1 | 23 | Garage
Ceiling Fixture | Linear Fluorescent | 48 | T-12 | 2 | 40 | Garage
Garage door opener | Incandescent |  | Standard A Lamp | 1 | 60 | Garage
Ceiling Fixture | Compact Fluorescent |  | A shape bulb | 1 | 15 | Hall
Ceiling Fixture | Compact Fluorescent |  | Twist | 2 | 15 | Office
Wall Mount | Incandescent |  | Globe | 1 | 60 | Bathroom
Ceiling Fixture | Compact Fluorescent |  | Twist | 1 | 23 | Bedroom
Chandelier (Hanging) | Incandescent |  | Mini base | 8 | 60 | Dining Room
Chandelier (Hanging) | Incandescent |  | Reflector | 1 | 50 | Dining Room
Chandelier (Hanging) | Incandescent |  | Mini base | 3 | 60 | Hall
Ceiling Fixture | Compact Fluorescent |  | Twist | 1 | 23 | Bedroom
Floor lamp | Compact Fluorescent |  | Straight Tube | 1 | 27 | Bedroom
Ceiling Fixture | Incandescent |  | Standard A Lamp | 1 | 60 | Hall
Recessed Can | Compact Fluorescent |  | Reflector | 1 | 15 | Kitchen
Other | Linear Fluorescent | 18 | T-5 | 1 | 16 | Kitchen
Ceiling Fan | Linear Fluorescent | 30 | Fluorescent Other | 1 | 20 | Living Room
Table | Compact Fluorescent |  | Twist | 1 | 40 | Living Room
Table | Compact Fluorescent |  | Twist | 1 | 15 | Living Room
Recessed Can | Incandescent |  | Reflector | 1 | 65 | Master Bedroom
Table | Incandescent |  | Standard A Lamp | 1 | 60 | Master Bedroom
Ceiling Fan | Incandescent |  | Reflector | 1 | 75 | Bathroom
Wall Mount | Incandescent |  | Globe | 6 | 60 | Bathroom
Ceiling Fixture | Incandescent |  | Standard A Lamp | 1 | 60 | Bedroom
Ceiling Fixture | Incandescent |  | Standard A Lamp | 1 | 60 | Bedroom
Recessed Can | Incandescent |  | Standard A Lamp | 1 | 60 | Bedroom
Ceiling Fixture | Incandescent |  | Standard A Lamp | 1 | 60 | Closet
Chandelier (Hanging) | Incandescent |  | Standard A Lamp | 1 | 60 | Dining Room
Ceiling Fixture | Incandescent |  | Standard A Lamp | 1 | 60 | Hall
Ceiling Fixture | Incandescent |  | Standard A Lamp | 2 | 60 | Kitchen
Table | Incandescent |  | Standard A Lamp | 1 | 60 | Living Room
Ceiling Fixture | Halogen |  | PAR | 3 | 75 | Laundry Room
Architectural | Halogen |  | MR | 4 | 50 | Bedroom
Table | Compact Fluorescent |  | Twist | 1 | 15 | Bedroom
Ceiling Fixture | Incandescent |  | Standard A Lamp | 1 | 100 | Closet
Wall Mount | Compact Fluorescent |  | Twist | 1 | 15 | Family Room
Wall Mount | Compact Fluorescent |  | Twist | 1 | 15 | Master Bedroom
Floor lamp | Incandescent |  | Standard A Lamp | 1 | 100 | Master Bedroom
Wall Mount | Compact Fluorescent |  | Twist | 1 | 15 | Office
Table | Compact Fluorescent |  | Straight Tube | 1 | 15 | Office
Chandelier (Hanging) | Incandescent |  | Standard A Lamp | 1 | 75 | Office
Recessed Can | Incandescent |  | Standard A Lamp | 1 | 60 | Garage
Track | Halogen |  | MR | 2 | 50 | Garage
Ceiling Fixture | Compact Fluorescent |  | Twist | 1 | 22 | Other
Ceiling Fixture | Linear Fluorescent | 48 | Fluorescent Other | 1 | 32 | Other
Ceiling Fixture | Compact Fluorescent |  | Twist | 1 | 15 | Other
Track | Halogen |  | MR | 2 | 50 | Kitchen
Wall Mount | Incandescent |  | Globe | 1 | 25 | Kitchen
Chandelier (Hanging) | Incandescent |  | Standard A Lamp | 1 | 100 | Dining Room
Recessed Can | Halogen |  | MR | 1 | 50 | Living Room
Architectural | Incandescent |  | Globe | 1 | 60 | Living Room
Ceiling Fixture | Incandescent |  | Standard A Lamp | 1 | 60 | Hall
Recessed Can | Halogen |  | PAR | 1 | 75 | Bathroom
Ceiling Fixture | Incandescent |  | Globe | 1 | 40 | Hall
Ceiling Fan | Incandescent |  | Standard A Lamp | 3 | 60 | Bedroom
Wall Mount | Compact Fluorescent |  | Mini base | 3 | 22 | Bathroom
Chandelier (Hanging) | Incandescent |  | Mini base | 5 | 40 | Dining Room
Floor lamp | Incandescent |  | Standard A Lamp | 2 | 100 | Family Room
Floor lamp | Incandescent |  | Standard A Lamp | 1 | 100 | Family Room
Table | Incandescent |  | Standard A Lamp | 1 | 75 | Family Room
Chandelier (Hanging) | Compact Fluorescent |  | Twist | 5 | 13 | Hall
High bay | Linear Fluorescent | 48 | T-12 | 2 | 40 | Garage
Ceiling Fixture | Incandescent |  | Standard A Lamp | 1 | 75 | Bedroom
Table | Incandescent |  | Standard A Lamp | 1 | 100 | Bedroom
Ceiling Fixture | Incandescent |  | Standard A Lamp | 1 | 75 | Hall
Recessed Can | Halogen |  | PAR | 1 | 75 | Kitchen
Ceiling Fixture | Incandescent |  | Standard A Lamp | 1 | 75 | Laundry Room
Table | Compact Fluorescent |  | Twist | 1 | 23 | Living Room
Track | Halogen |  | MR | 4 | 75 | Other
Wall Mount | Halogen |  | Quartz Tube | 3 | 50 | Bathroom
Floor lamp | Incandescent |  | Standard A Lamp | 1 | 100 | Bedroom
Table | Incandescent |  | Standard A Lamp | 1 | 100 | Bedroom
Ceiling Fixture | Incandescent |  | Standard A Lamp | 1 | 60 | Closet
Ceiling Fixture | Compact Fluorescent |  | Twist | 1 | 23 | Bathroom
Table | Incandescent |  | Standard A Lamp | 1 | 100 | Office
Ceiling Fixture | Incandescent |  | Standard A Lamp | 1 | 60 | Office
High bay | Linear Fluorescent | 48 | T-8 | 4 | 32 | Closet
Wall Mount | Incandescent |  | Globe | 4 | 40 | Bathroom
Ceiling Fixture | Incandescent |  | Standard A Lamp | 2 | 75 | Bedroom
Table | Incandescent |  | Standard A Lamp | 1 | 25 | Bedroom
Ceiling Fixture | Incandescent |  | Standard A Lamp | 2 | 75 | Bedroom
Table | Compact Fluorescent |  | A shape bulb | 1 | 7 | Bedroom
Track | Halogen |  | Other | 2 | 50 | Dining Room
High bay | Linear Fluorescent | 36 | T-8 | 2 | 32 | Laundry Room
High bay | Linear Fluorescent | 48 | T-12 | 2 | 40 | Laundry Room
Ceiling Fixture | Compact Fluorescent |  | A shape bulb | 2 | 7 | Other
High bay | Linear Fluorescent | 48 | T-8 | 4 | 32 | Garage
Garage door opener | Incandescent |  | Colored | 1 | 60 | Garage
Ceiling Fixture | Incandescent |  | Standard A Lamp | 2 | 75 | Hall
Track | Halogen |  | MR | 3 | 50 | Kitchen
Recessed Can | Halogen |  | MR | 1 | 50 | Living Room
Table | Incandescent |  | Standard A Lamp | 1 | 60 | Living Room
High bay | Linear Fluorescent | 18 | T-5 | 2 | 14 | Other
High bay | Linear Fluorescent | 36 | T-8 | 2 | 32 | Other
Ceiling Fixture | Incandescent |  | Standard A Lamp | 1 | 60 | Other
Wall Mount | Incandescent |  | Standard A Lamp | 6 | 60 | Bathroom
Recessed - other | Incandescent |  | Heat Lamp | 2 | 250 | Bathroom
Recessed Can | Incandescent |  | Reflector | 1 | 75 | Bathroom
Recessed - other | Incandescent |  | Heat Lamp | 2 | 250 | Bathroom
Ceiling Fixture | Incandescent |  | Standard A Lamp | 2 | 60 | Bedroom
Table | Incandescent |  | Standard A Lamp | 1 | 60 | Bedroom
Ceiling Fixture | Incandescent |  | Standard A Lamp | 2 | 60 | Bedroom
Ceiling Fixture | Incandescent |  | Standard A Lamp | 1 | 60 | Bedroom
Ceiling Fixture | Incandescent |  | Standard A Lamp | 2 | 60 | Closet
Ceiling Fixture | Incandescent |  | Standard A Lamp | 1 | 60 | Closet
Chandelier (Hanging) | Incandescent |  | Mini base | 7 | 25 | Dining Room
Recessed Can | Incandescent |  | Reflector | 1 | 65 | Dining Room
Ceiling Fixture | Incandescent |  | Standard A Lamp | 2 | 60 | Hall
Wall Mount | Incandescent |  | Reflector | 1 | 40 | Hall
Recessed Can | Incandescent |  | Reflector | 2 | 75 | Hall
Garage door opener | Incandescent |  | Standard A Lamp | 1 | 60 | Garage
Ceiling Fixture | Incandescent |  | Standard A Lamp | 1 | 60 | Garage
Recessed Can | Incandescent |  | Reflector | 1 | 65 | Bathroom
Ceiling Fixture | Incandescent |  | Standard A Lamp | 1 | 60 | Hall
Recessed Can | Incandescent |  | Standard A Lamp | 1 | 60 | Kitchen
Table | Incandescent |  | 3-Way Incandescent | 1 | 150 | Living Room
Table | Incandescent |  | Standard A Lamp | 3 | 60 | Living Room
Recessed Can | Incandescent |  | Standard A Lamp | 1 | 60 | Living Room
Recessed Can | Incandescent |  | Standard A Lamp | 1 | 60 | Other
Floor lamp | Incandescent |  | 3-Way Incandescent | 1 | 150 | Other
Ceiling Fixture | Incandescent |  | Decorative | 1 | 60 | Hall
Recessed Can | Incandescent |  | Reflector | 1 | 65 | Bathroom
Wall Mount | Incandescent |  | Globe | 6 | 40 | Bathroom
Ceiling Fixture | Incandescent |  | Standard A Lamp | 2 | 60 | Closet
Recessed Can | Incandescent |  | Reflector | 1 | 65 | Laundry Room
Recessed Can | Incandescent |  | Reflector | 1 | 65 | Master Bedroom
Table | Incandescent |  | Standard A Lamp | 1 | 60 | Master Bedroom
Recessed - other | Incandescent |  | Standard A Lamp | 1 | 75 | Living Room
Recessed - other | Compact Fluorescent |  | Twist | 1 | 13 | Bedroom
Wall Mount | Incandescent |  | Standard A Lamp | 1 | 75 | Bedroom
Wall Mount | Compact Fluorescent |  | Twist | 2 | 13 | Bathroom
Wall Mount | Compact Fluorescent |  | Twist | 1 | 23 | Bathroom
Ceiling Fixture | Compact Fluorescent |  | Twist | 1 | 13 | Bathroom
Chandelier (Hanging) | Incandescent |  | Standard A Lamp | 5 | 60 | Dining Room
Table | Incandescent |  | Decorative | 1 | 25 | Dining Room
Ceiling Fixture | Incandescent |  | Standard A Lamp | 1 | 60 | Hall
Ceiling Fixture | Compact Fluorescent |  | Twist | 1 | 23 | Other
Ceiling Fixture | Compact Fluorescent |  | Twist | 2 | 13 | Hall
Track | Halogen |  | MR | 5 | 50 | Kitchen
Low bay | Linear Fluorescent | 24 | T-5 | 1 | 15 | Kitchen
Low bay | Incandescent |  | Mini base | 1 | 25 | Kitchen
Wall Mount | Incandescent |  | Standard A Lamp | 1 | 75 | Laundry Room
Floor lamp | Incandescent |  | Standard A Lamp | 2 | 75 | Living Room
Ceiling Fixture | Compact Fluorescent |  | Twist | 2 | 13 | Master Bedroom
Table | Incandescent |  | Standard A Lamp | 1 | 60 | Master Bedroom
Table | Incandescent |  | Mini base | 1 | 20 | Master Bedroom
Wall Mount | Incandescent |  | Standard A Lamp | 1 | 60 | Bathroom
Floor lamp | Compact Fluorescent |  | Twist | 1 | 15 | Bedroom
Floor lamp | Compact Fluorescent |  | A shape bulb | 1 | 11 | Bedroom
Track | Halogen |  | MR | 3 | 50 | Bedroom
Table | Incandescent |  | Decorative | 1 | 40 | Bedroom
Table | Compact Fluorescent |  | Twist | 1 | 15 | Bedroom
Ceiling Fixture | Incandescent |  | Globe | 1 | 60 | Bedroom
Table | Incandescent |  | Standard A Lamp | 1 | 60 | Bedroom
High bay | Linear Fluorescent | 48 | T-12 | 2 | 40 | Other
Ceiling Fixture | Compact Fluorescent |  | Twist | 2 | 22 | Dining Room
Ceiling Fixture | Halogen |  | MR | 2 | 75 | Hall
Ceiling Fixture | Other |  | LED Interior | 2 | 15 | Hall
Ceiling Fixture | Compact Fluorescent |  | Twist | 1 | 15 | Hall
Ceiling Fixture | Compact Fluorescent |  | Twist | 1 | 28 | Garage
Recessed Can | Other |  | LED Interior | 1 | 12 | Kitchen
Ceiling Fan | Incandescent |  | Standard A Lamp | 1 | 40 | Kitchen
Table | Compact Fluorescent |  | Twist | 2 | 15 | Living Room
Ceiling Fixture | Compact Fluorescent |  | Twist | 2 | 15 | Bathroom
Wall Mount | Compact Fluorescent |  | A shape bulb | 2 | 15 | Bathroom
Table | Compact Fluorescent |  | Twist | 1 | 15 | Master Bedroom
Chandelier (Hanging) | Incandescent |  | Mini base | 6 | 40 | Master Bedroom
Ceiling Fixture | Compact Fluorescent |  | Twist | 1 | 15 | Closet
Ceiling Fixture | Compact Fluorescent |  | Twist | 1 | 15 | Office
Ceiling Fixture | Compact Fluorescent |  | Twist | 2 | 15 | Bedroom
Ceiling Fixture | Compact Fluorescent |  | Twist | 1 | 15 | Bedroom
Table | Compact Fluorescent |  | Twist | 1 | 15 | Bedroom
Chandelier (Hanging) | Compact Fluorescent |  | Twist | 3 | 15 | Hall
Ceiling Fixture | Compact Fluorescent |  | Twist | 2 | 15 | Hall
Ceiling Fixture | Compact Fluorescent |  | Twist | 2 | 7 | Hall
Ceiling Fixture | Compact Fluorescent |  | Twist | 1 | 20 | Other
Ceiling Fixture | Compact Fluorescent |  | Twist | 1 | 26 | Other
Ceiling Fixture | Incandescent |  | Standard A Lamp | 1 | 60 | Other
Ceiling Fixture | Compact Fluorescent |  | Straight Tube | 1 | 26 | Bedroom
Ceiling Fixture | Compact Fluorescent |  | Twist | 1 | 15 | Bathroom
Wall Mount | Compact Fluorescent |  | Twist | 4 | 15 | Bathroom
Ceiling Fixture | Linear Fluorescent | 48 | T-12 | 2 | 40 | Master Bedroom
Ceiling Fixture | Incandescent |  | Standard A Lamp | 1 | 60 | Closet
Ceiling Fixture | Linear Fluorescent | 48 | T-12 | 2 | 40 | Bedroom
Ceiling Fixture | Linear Fluorescent | 48 | T-12 | 2 | 40 | Dining Room
Ceiling Fixture | Linear Fluorescent | 48 | T-12 | 2 | 40 | Kitchen
Floor lamp | Incandescent |  | Standard A Lamp | 1 | 60 | Living Room
Torchiere | Incandescent |  | Standard A Lamp | 2 | 60 | Living Room
Ceiling Fixture | Linear Fluorescent | 48 | T-12 | 2 | 40 | Living Room
Ceiling Fixture | Incandescent |  | Standard A Lamp | 2 | 60 | Bedroom
Table | Incandescent |  | Standard A Lamp | 1 | 40 | Bedroom
Other | Compact Fluorescent |  | Twist | 1 | 15 | Garage
Garage door opener | Incandescent |  | Standard A Lamp | 1 | 60 | Garage
Ceiling Fixture | Incandescent |  | Standard A Lamp | 1 | 100 | Garage
Ceiling Fixture | Compact Fluorescent |  | Twist | 1 | 15 | Garage
Other | Incandescent |  | Standard A Lamp | 1 | 25 | Garage
Wall Mount | Compact Fluorescent |  | Twist | 1 | 28 | Bathroom
Wall Mount | Incandescent |  | Standard A Lamp | 1 | 100 | Bathroom
Ceiling Fixture | Compact Fluorescent |  | Twist | 3 | 25 | Other
Ceiling Fixture | Linear Fluorescent | 48 | T-4 | 2 | 40 | Family Room
Table | Incandescent |  | Standard A Lamp | 1 | 25 | Family Room
Ceiling Fixture | Compact Fluorescent |  | A shape bulb | 3 | 22 | Laundry Room
Track | Halogen |  | MR | 3 | 50 | Laundry Room
Recessed Can | Compact Fluorescent |  | Twist | 1 | 15 | Hall
Ceiling Fixture | Compact Fluorescent |  | Twist | 1 | 15 | Hall
Ceiling Fixture | Incandescent |  | Standard A Lamp | 1 | 60 | Hall
Wall Mount | Halogen |  | MR | 3 | 30 | Hall
Ceiling Fixture | Incandescent |  | Standard A Lamp | 1 | 60 | Bedroom
Ceiling Fixture | Compact Fluorescent |  | Twist | 1 | 15 | Bedroom
Table | Incandescent |  | Standard A Lamp | 1 | 60 | Bedroom
Ceiling Fixture | Incandescent |  | Standard A Lamp | 2 | 60 | Hall
Table | Incandescent |  | Standard A Lamp | 1 | 60 | Hall
Ceiling Fixture | Incandescent |  | Standard A Lamp | 1 | 100 | Closet
Wall Mount | Incandescent |  | Standard A Lamp | 2 | 100 | Bathroom
Torchiere | Halogen |  | Quartz Tube | 1 | 150 | Office
Ceiling Fixture | Incandescent |  | Standard A Lamp | 1 | 60 | Office
Ceiling Fixture | Incandescent |  | Decorative | 2 | 60 | Master Bedroom
Table | Incandescent |  | Decorative | 1 | 40 | Master Bedroom
Table | Incandescent |  | Standard A Lamp | 1 | 60 | Master Bedroom
Ceiling Fixture | Incandescent |  | Decorative | 2 | 60 | Living Room
Table | Incandescent |  | Standard A Lamp | 1 | 100 | Living Room
Table | Incandescent |  | Standard A Lamp | 1 | 75 | Living Room
Ceiling Fan | Incandescent |  | Standard A Lamp | 3 | 100 | Kitchen
Ceiling Fixture | Incandescent |  | Standard A Lamp | 2 | 100 | Kitchen
Table | Incandescent |  | Standard A Lamp | 1 | 60 | Kitchen
Chandelier (Hanging) | Incandescent |  | Standard A Lamp | 2 | 40 | Dining Room
Chandelier (Hanging) | Incandescent |  | Mini base | 6 | 40 | Dining Room
Floor lamp | Compact Fluorescent |  | Straight Tube | 1 | 22 | Dining Room
Ceiling Fixture | Incandescent |  | Standard A Lamp | 1 | 75 | Hall
Recessed Can | Compact Fluorescent |  | Reflector | 1 | 14 | Family Room
Recessed Can | Incandescent |  | Reflector | 1 | 40 | Family Room
Floor lamp | Incandescent |  | Standard A Lamp | 4 | 40 | Bedroom
Ceiling Fixture | Compact Fluorescent |  | Twist | 1 | 15 | Bedroom
Ceiling Fixture | Incandescent |  | Standard A Lamp | 1 | 60 | Hall
Ceiling Fixture | Compact Fluorescent |  | A shape bulb | 2 | 7 | Kitchen
Recessed Can | Compact Fluorescent |  | Twist | 1 | 15 | Kitchen
Recessed Can | Incandescent |  | Reflector | 1 | 65 | Kitchen
Recessed Can | Halogen |  | MR | 1 | 50 | Kitchen
Low bay | Linear Fluorescent | 36 | T-12 | 1 | 20 | Kitchen
Other | Incandescent |  | Mini base | 2 | 30 | Kitchen
Ceiling Fixture | Compact Fluorescent |  | Twist | 1 | 15 | Laundry Room
Wall Mount | Incandescent |  | Mini base | 1 | 40 | Living Room
Floor lamp | Incandescent |  | 3-Way Incandescent | 1 | 70 | Living Room
Ceiling Fixture | Compact Fluorescent |  | Twist | 2 | 15 | Living Room
Wall Mount | Compact Fluorescent |  | Twist | 1 | 13 | Bathroom
Track | Halogen |  | MR | 3 | 50 | Master Bedroom
Table | Compact Fluorescent |  | Twist | 1 | 13 | Master Bedroom
Track | Halogen |  | MR | 5 | 50 | Bedroom
Table | Compact Fluorescent |  | Twist | 1 | 15 | Bedroom
Ceiling Fixture | Incandescent |  | Heat Lamp | 1 | 250 | Bathroom
Wall Mount | Incandescent |  | Mini base | 3 | 40 | Bathroom
Wall Mount | Incandescent |  | Mini base | 4 | 40 | Bathroom
Ceiling Fixture | Compact Fluorescent |  | Twist | 2 | 15 | Bathroom
Ceiling Fixture | Compact Fluorescent |  | Twist | 1 | 15 | Hall
Wall Mount | Incandescent |  | Globe | 4 | 40 | Bathroom
Wall Mount | Incandescent |  | Globe | 4 | 60 | Bathroom
Ceiling Fixture | Incandescent |  | Reflector | 1 | 125 | Bathroom
Wall Mount | Incandescent |  | Globe | 6 | 40 | Bathroom
Ceiling Fixture | Incandescent |  | Heat Lamp | 1 | 120 | Bathroom
Recessed Can | Incandescent |  | Reflector | 1 | 65 | Bedroom
Table | Incandescent |  | Standard A Lamp | 1 | 40 | Bedroom
Ceiling Fixture | Incandescent |  | Standard A Lamp | 1 | 60 | Closet
Recessed Can | Halogen |  | PAR | 1 | 75 | Closet
Chandelier (Hanging) | Incandescent |  | Decorative | 4 | 40 | Dining Room
Wall Mount | Incandescent |  | Standard A Lamp | 1 | 60 | Dining Room
Ceiling Fixture | Incandescent |  | Standard A Lamp | 2 | 25 | Other
Garage door opener | Incandescent |  | Globe | 1 | 60 | Garage
Ceiling Fixture | Incandescent |  | Standard A Lamp | 1 | 60 | Garage
Recessed Can | Incandescent |  | Reflector | 1 | 65 | Kitchen
Recessed Can | Compact Fluorescent |  | Reflector | 1 | 23 | Kitchen
Floor lamp | Incandescent |  | Standard A Lamp | 1 | 100 | Kitchen
Floor lamp | Halogen |  | Other | 1 | 50 | Kitchen
Recessed Can | Incandescent |  | Reflector | 1 | 65 | Living Room
Table | Incandescent |  | Standard A Lamp | 1 | 60 | Living Room
Table | Incandescent |  | Standard A Lamp | 1 | 100 | Living Room
Table | Incandescent |  | 3-Way Incandescent | 1 | 100 | Master Bedroom
Table | Incandescent |  | Standard A Lamp | 1 | 100 | Master Bedroom
Floor lamp | Incandescent |  | Standard A Lamp | 2 | 100 | Office
Table | Incandescent |  | Standard A Lamp | 1 | 60 | Office
Chandelier (Hanging) | Incandescent |  | Decorative | 3 | 25 | Other
Ceiling Fixture | Incandescent |  | Standard A Lamp | 2 | 75 | Dining Room
Ceiling Fixture | Incandescent |  | Standard A Lamp | 2 | 75 | Hall
Ceiling Fixture | Linear Fluorescent | 24 | T-12 | 1 | 15 | Closet
Ceiling Fixture | Incandescent |  | Standard A Lamp | 1 | 60 | Family Room
Ceiling Fixture | Linear Fluorescent | 48 | T-12 | 2 | 40 | Family Room
Floor lamp | Halogen |  | Quartz Tube | 1 | 300 | Family Room
Wall Mount | Incandescent |  | Decorative | 3 | 40 | Bathroom
Ceiling Fan | Incandescent |  | Standard A Lamp | 1 | 40 | Bathroom
Ceiling Fixture | Linear Fluorescent | 48 | T-12 | 2 | 40 | Laundry Room
Garage door opener | Incandescent |  | Standard A Lamp | 2 | 60 | Garage
Ceiling Fixture | Linear Fluorescent | 24 | T-12 | 2 | 25 | Garage
Recessed Can | Incandescent |  | Reflector | 1 | 75 | Kitchen
Ceiling Fixture | Incandescent |  | Standard A Lamp | 2 | 60 | Hall
Recessed Can | Incandescent |  | Reflector | 1 | 65 | Bathroom
Recessed Can | Incandescent |  | Standard A Lamp | 1 | 65 | Bedroom
Table | Incandescent |  | Clear | 1 | 65 | Bedroom
Wall Mount | Incandescent |  | Standard A Lamp | 2 | 60 | Bathroom
Recessed Can | Compact Fluorescent |  | Reflector | 1 | 19 | Bedroom
Recessed Can | Incandescent |  | Reflector | 1 | 65 | Bedroom
Floor lamp | Incandescent |  | Globe | 1 | 75 | Living Room
Wall Mount | Compact Fluorescent |  | Twist | 3 | 13 | Bathroom
Wall Mount | Compact Fluorescent |  | Twist | 3 | 23 | Bathroom
Recessed Can | Incandescent |  | Reflector | 1 | 65 | Bathroom
Recessed Can | Incandescent |  | Reflector | 1 | 65 | Bathroom
Wall Mount | Compact Fluorescent |  | Twist | 3 | 13 | Bathroom
Wall Mount | Compact Fluorescent |  | Twist | 4 | 13 | Bathroom
Recessed Can | Compact Fluorescent |  | Flood | 1 | 14 | Bathroom
Wall Mount | Compact Fluorescent |  | Twist | 3 | 13 | Bathroom
Ceiling Fixture | Incandescent |  | Standard A Lamp | 1 | 60 | Bathroom
Recessed Can | Incandescent |  | Reflector | 1 | 65 | Bedroom
Recessed Can | Compact Fluorescent |  | Flood | 1 | 14 | Bedroom
Recessed Can | Incandescent |  | Reflector | 1 | 65 | Bedroom
Recessed Can | Incandescent |  | Reflector | 1 | 65 | Bedroom
Table | Compact Fluorescent |  | Twist | 1 | 13 | Bedroom
Chandelier (Hanging) | Compact Fluorescent |  | Twist | 1 | 23 | Closet
Recessed Can | Compact Fluorescent |  | Flood | 1 | 14 | Other
Recessed Can | Incandescent |  | Reflector | 1 | 65 | Dining Room
Chandelier (Hanging) | Compact Fluorescent |  | Twist | 2 | 13 | Dining Room
Recessed Can | Incandescent |  | Reflector | 1 | 65 | Other
Recessed Can | Compact Fluorescent |  | Flood | 1 | 14 | Family Room
Table | Compact Fluorescent |  | Twist | 1 | 23 | Family Room
Table | Compact Fluorescent |  | Twist | 1 | 13 | Family Room
Ceiling Fixture | Linear Fluorescent | 48 | T-8 | 2 | 32 | Garage
Garage door opener | Compact Fluorescent |  | Twist | 2 | 13 | Garage
Recessed Can | Incandescent |  | Reflector | 1 | 65 | Bedroom
Recessed Can | Incandescent |  | Reflector | 1 | 65 | Bedroom
Recessed Can | Incandescent |  | Reflector | 1 | 65 | Hall
Recessed Can | Compact Fluorescent |  | Flood | 1 | 14 | Hall
Wall Mount | Incandescent |  | Standard A Lamp | 1 | 60 | Hall
Ceiling Fixture | Compact Fluorescent |  | Twist | 1 | 13 | Kitchen
Recessed Can | Incandescent |  | Reflector | 1 | 65 | Kitchen
Other | Incandescent |  | Other | 3 | 40 | Kitchen
Recessed Can | Compact Fluorescent |  | Flood | 1 | 14 | Laundry Room
Recessed Can | Incandescent |  | Reflector | 1 | 65 | Other
Recessed Can | Incandescent |  | Reflector | 1 | 65 | Master Bedroom
Table | Compact Fluorescent |  | Twist | 1 | 13 | Master Bedroom
Ceiling Fan | Incandescent |  | Standard A Lamp | 2 | 60 | Master Bedroom
Ceiling Fixture | Compact Fluorescent |  | Twist | 2 | 13 | Other
Recessed Can | Incandescent |  | Reflector | 1 | 65 | Other
Ceiling Fixture | Compact Fluorescent |  | Twist | 1 | 23 | Office
Recessed Can | Incandescent |  | Reflector | 1 | 65 | Office
Recessed Can | Incandescent |  | Reflector | 1 | 65 | Other
Recessed Can | Incandescent |  | Reflector | 1 | 65 | Other
Ceiling Fixture | Compact Fluorescent |  | Twist | 1 | 15 | Hall
Ceiling Fixture | Compact Fluorescent |  | Twist | 1 | 22 | Other
Ceiling Fixture | Compact Fluorescent |  | Twist | 1 | 15 | Other
Ceiling Fixture | Linear Fluorescent | 48 | T-12 | 1 | 40 | Other
Ceiling Fixture | Linear Fluorescent | 48 | T-12 | 2 | 40 | Other
Wall Mount | Compact Fluorescent |  | Twist | 2 | 14 | Bathroom
Ceiling Fixture | Compact Fluorescent |  | Twist | 1 | 9 | Master Bedroom
Ceiling Fixture | Compact Fluorescent |  | Twist | 1 | 15 | Closet
Wall Mount | Compact Fluorescent |  | Twist | 1 | 18 | Closet
Recessed Can | Compact Fluorescent |  | Reflector | 1 | 15 | Kitchen
Chandelier (Hanging) | Compact Fluorescent |  | Twist | 1 | 15 | Kitchen
Other | Compact Fluorescent |  | Twist | 1 | 15 | Kitchen
Other | Linear Fluorescent | 18 | Fluorescent Unknown | 1 | 15 | Kitchen
Ceiling Fixture | Compact Fluorescent |  | A shape bulb | 1 | 14 | Living Room
Floor lamp | Compact Fluorescent |  | Twist | 1 | 14 | Living Room
Other | Compact Fluorescent |  | Twist | 1 | 14 | Living Room
Ceiling Fixture | Compact Fluorescent |  | Twist | 1 | 15 | Closet
Wall Mount | Incandescent |  | Standard A Lamp | 6 | 60 | Bathroom
Ceiling Fan | Incandescent |  | Standard A Lamp | 1 | 60 | Bathroom
Chandelier (Hanging) | Incandescent |  | Globe | 1 | 100 | Master Bedroom
Table | Incandescent |  | Decorative | 1 | 60 | Master Bedroom
Ceiling Fixture | Incandescent |  | Standard A Lamp | 1 | 60 | Closet
Chandelier (Hanging) | Incandescent |  | Standard A Lamp | 3 | 60 | Dining Room
Ceiling Fixture | Incandescent |  | Standard A Lamp | 1 | 60 | Hall
Wall Mount | Incandescent |  | Standard A Lamp | 1 | 75 | Garage
Wall Mount | Incandescent |  | Standard A Lamp | 1 | 75 | Garage
Garage door opener | Incandescent |  | Standard A Lamp | 1 | 15 | Garage
Ceiling Fixture | Compact Fluorescent |  | Twist | 1 | 23 | Garage
Track | Halogen |  | MR | 3 | 50 | Kitchen
Ceiling Fixture | Incandescent |  | Standard A Lamp | 1 | 60 | Laundry Room
Ceiling Fan | Halogen |  | MR | 3 | 50 | Living Room
Table | Compact Fluorescent |  | Twist | 2 | 15 | Living Room
Recessed Can | Compact Fluorescent |  | Reflector | 1 | 15 | Family Room
Wall Mount | Incandescent |  | Clear | 3 | 40 | Bathroom
Ceiling Fixture | Compact Fluorescent |  | Twist | 2 | 15 | Bedroom
Floor lamp | Compact Fluorescent |  | Twist | 1 | 15 | Bedroom
Ceiling Fixture | Incandescent |  | Standard A Lamp | 1 | 60 | Hall
Chandelier (Hanging) | Compact Fluorescent |  | Twist | 1 | 15 | Dining Room
Table | Compact Fluorescent |  | Twist | 1 | 15 | Dining Room
Ceiling Fixture | Compact Fluorescent |  | Twist | 2 | 15 | Family Room
Track | Halogen |  | MR | 3 | 50 | Kitchen
Ceiling Fan | Compact Fluorescent |  | Twist | 1 | 15 | Living Room
Table | Compact Fluorescent |  | Twist | 1 | 15 | Living Room
Chandelier (Hanging) | Incandescent |  | Mini base | 6 | 25 | Other
Ceiling Fixture | Compact Fluorescent |  | Twist | 2 | 15 | Office
Table | Compact Fluorescent |  | Twist | 1 | 15 | Office
Ceiling Fixture | Compact Fluorescent |  | Twist | 2 | 15 | Bedroom
Track | Halogen |  | MR | 5 | 30 | Master Bedroom
Wall Mount | Incandescent |  | Standard A Lamp | 1 | 60 | Bathroom
Chandelier (Hanging) | Incandescent |  | Globe | 1 | 60 | Dining Room
Ceiling Fixture | Linear Fluorescent | 48 | T-12 | 2 | 40 | Garage
Ceiling Fixture | Incandescent |  | Standard A Lamp | 1 | 60 | Garage
Ceiling Fixture | Incandescent |  | Standard A Lamp | 1 | 60 | Hall
Ceiling Fixture | Compact Fluorescent |  | Twist | 4 | 15 | Kitchen
Ceiling Fixture | Compact Fluorescent |  | Twist | 1 | 15 | Laundry Room
Floor lamp | Compact Fluorescent |  | Twist | 1 | 15 | Living Room
Wall Mount | Compact Fluorescent |  | Twist | 3 | 15 | Bathroom
Ceiling Fixture | Compact Fluorescent |  | Twist | 2 | 15 | Bedroom
Table | Incandescent |  | 3-Way Incandescent | 1 | 150 | Bedroom
Ceiling Fixture | Compact Fluorescent |  | Twist | 2 | 15 | Bedroom
Ceiling Fixture | Compact Fluorescent |  | Twist | 1 | 15 | Hall
Ceiling Fixture | Incandescent |  | Standard A Lamp | 2 | 60 | Master Bedroom
Table | Incandescent |  | Decorative | 1 | 40 | Master Bedroom
Track | Incandescent |  | Standard A Lamp | 1 | 60 | Living Room
Wall Mount | Incandescent |  | Standard A Lamp | 1 | 100 | Living Room
Floor lamp | Incandescent |  | Standard A Lamp | 1 | 100 | Living Room
Ceiling Fixture | Incandescent |  | Standard A Lamp | 1 | 40 | Hall
Ceiling Fixture | Linear Fluorescent | 24 | T-12 | 4 | 32 | Kitchen
Ceiling Fixture | Incandescent |  | Standard A Lamp | 1 | 40 | Kitchen
Chandelier (Hanging) | Incandescent |  | Standard A Lamp | 5 | 60 | Dining Room
Recessed Can | Incandescent |  | Reflector | 1 | 60 | Dining Room
Wall Mount | Incandescent |  | Standard A Lamp | 1 | 60 | Dining Room
Ceiling Fixture | Incandescent |  | Standard A Lamp | 2 | 40 | Hall
Wall Mount | Incandescent |  | Clear | 3 | 60 | Bathroom
Table | Incandescent |  | Standard A Lamp | 1 | 40 | Bedroom
Ceiling Fixture | Incandescent |  | Standard A Lamp | 2 | 75 | Bedroom
Ceiling Fixture | Incandescent |  | Standard A Lamp | 2 | 60 | Bedroom
Ceiling Fixture | Incandescent |  | Standard A Lamp | 1 | 60 | Garage
Garage door opener | Incandescent |  | Standard A Lamp | 2 | 60 | Garage
Wall Mount | Compact Fluorescent |  | Twist | 2 | 22 | Bathroom
Wall Mount | Compact Fluorescent |  | Twist | 2 | 15 | Bathroom
Ceiling Fixture | Compact Fluorescent |  | Twist | 1 | 15 | Master Bedroom
Ceiling Fixture | Incandescent |  | Standard A Lamp | 1 | 60 | Bedroom
Ceiling Fixture | Compact Fluorescent |  | Twist | 2 | 22 | Bedroom
Ceiling Fixture | Compact Fluorescent |  | Twist | 1 | 15 | Garage
Ceiling Fixture | Compact Fluorescent |  | Twist | 1 | 15 | Hall
Ceiling Fixture | Compact Fluorescent |  | Twist | 2 | 15 | Kitchen
Recessed - other | Compact Fluorescent |  | Twist | 1 | 15 | Kitchen
Table | Compact Fluorescent |  | Straight Tube | 1 | 15 | Living Room
Ceiling Fixture | Compact Fluorescent |  | Twist | 2 | 15 | Dining Room
Recessed Can | Incandescent |  | Reflector | 1 | 65 | Bathroom
Ceiling Fixture | Incandescent |  | Standard A Lamp | 2 | 60 | Bedroom
Table | Incandescent |  | 3-Way Incandescent | 1 | 150 | Bedroom
Chandelier (Hanging) | Incandescent |  | Standard A Lamp | 4 | 60 | Dining Room
Architectural | Incandescent |  | Standard A Lamp | 1 | 60 | Garage
Garage door opener | Incandescent |  | Standard A Lamp | 1 | 40 | Garage
Ceiling Fixture | Incandescent |  | Standard A Lamp | 1 | 60 | Hall
Ceiling Fixture | Incandescent |  | Standard A Lamp | 1 | 60 | Hall
Ceiling Fixture | Incandescent |  | Standard A Lamp | 2 | 60 | Kitchen
Recessed Can | Incandescent |  | Reflector | 1 | 65 | Kitchen
Ceiling Fixture | Incandescent |  | Standard A Lamp | 1 | 60 | Laundry Room
Table | Incandescent |  | Decorative | 2 | 40 | Living Room
Table | Incandescent |  | Standard A Lamp | 1 | 60 | Living Room
Floor lamp | Incandescent |  | Standard A Lamp | 1 | 60 | Living Room
Ceiling Fixture | Incandescent |  | Standard A Lamp | 1 | 60 | Master Bedroom
Other | Incandescent |  | Mini base | 1 | 40 | Master Bedroom
Table | Incandescent |  | Standard A Lamp | 2 | 60 | Master Bedroom
Ceiling Fixture | Incandescent |  | Standard A Lamp | 1 | 60 | Other
Ceiling Fixture | Incandescent |  | Standard A Lamp | 1 | 60 | Bathroom
Wall Mount | Incandescent |  | Globe | 6 | 40 | Bathroom
Ceiling Fixture | Incandescent |  | Standard A Lamp | 4 | 60 | Bathroom
Wall Mount | Incandescent |  | Standard A Lamp | 4 | 75 | Bathroom
Ceiling Fixture | Incandescent |  | Standard A Lamp | 1 | 60 | Bathroom
Wall Mount | Incandescent |  | Globe | 6 | 40 | Bathroom
Wall Mount | Compact Fluorescent |  | Twist | 3 | 15 | Bathroom
Table | Incandescent |  | Standard A Lamp | 1 | 60 | Bedroom
Ceiling Fan | Incandescent |  | Standard A Lamp | 3 | 60 | Bedroom
Ceiling Fan | Incandescent |  | Standard A Lamp | 2 | 60 | Bedroom
Floor lamp | Incandescent |  | Standard A Lamp | 5 | 60 | Bedroom
Table | Incandescent |  | Standard A Lamp | 1 | 60 | Bedroom
Ceiling Fan | Incandescent |  | Standard A Lamp | 2 | 60 | Bedroom
Ceiling Fan | Incandescent |  | Standard A Lamp | 2 | 60 | Bedroom
Table | Incandescent |  | Standard A Lamp | 1 | 60 | Bedroom
Ceiling Fixture | Incandescent |  | Standard A Lamp | 2 | 60 | Bedroom
Table | Incandescent |  | Standard A Lamp | 1 | 60 | Bedroom
Ceiling Fixture | Incandescent |  | Standard A Lamp | 2 | 60 | Bedroom
Ceiling Fixture | Incandescent |  | Standard A Lamp | 1 | 60 | Bedroom
Ceiling Fixture | Compact Fluorescent |  | Twist | 2 | 15 | Other
Ceiling Fixture | Incandescent |  | Standard A Lamp | 2 | 60 | Closet
Ceiling Fixture | Incandescent |  | Standard A Lamp | 1 | 60 | Closet
Table | Incandescent |  | Standard A Lamp | 4 | 60 | Family Room
Recessed Can | Incandescent |  | Reflector | 1 | 40 | Family Room
Ceiling Fan | Incandescent |  | Standard A Lamp | 3 | 60 | Family Room
Ceiling Fixture | Incandescent |  | Standard A Lamp | 1 | 60 | Other
Ceiling Fan | Incandescent |  | Standard A Lamp | 2 | 60 | Other
Recessed Can | Incandescent |  | Reflector | 1 | 60 | Other
Floor lamp | Incandescent |  | Standard A Lamp | 3 | 60 | Other
Floor lamp | Incandescent |  | Standard A Lamp | 3 | 60 | Other
Ceiling Fixture | Linear Fluorescent | 48 | T-12 | 4 | 40 | Garage
Ceiling Fixture | Linear Fluorescent | 48 | T-12 | 2 | 40 | Garage
Garage door opener | Incandescent |  | Standard A Lamp | 2 | 60 | Garage
Recessed Can | Incandescent |  | Reflector | 1 | 60 | Hall
Table | Compact Fluorescent |  | Twist | 1 | 15 | Hall
Chandelier (Hanging) | Incandescent |  | Standard A Lamp | 1 | 60 | Hall
Recessed Can | Incandescent |  | Standard A Lamp | 1 | 60 | Hall
Ceiling Fixture | Incandescent |  | Standard A Lamp | 1 | 60 | Hall
Recessed Can | Compact Fluorescent |  | Reflector | 1 | 22 | Kitchen
Chandelier (Hanging) | Incandescent |  | Standard A Lamp | 5 | 60 | Kitchen
Track | Halogen |  | PAR | 3 | 50 | Kitchen
Recessed - other | Linear Fluorescent | 24 | T-12 | 1 | 32 | Kitchen
Ceiling Fixture | Incandescent |  | Standard A Lamp | 1 | 60 | Laundry Room
Chandelier (Hanging) | Incandescent |  | Reflector | 8 | 40 | Living Room
Floor lamp | Incandescent |  | Standard A Lamp | 3 | 60 | Living Room
Table | Incandescent |  | Standard A Lamp | 1 | 60 | Living Room
Recessed Can | Incandescent |  | Reflector | 1 | 60 | Living Room
Ceiling Fixture | Incandescent |  | Standard A Lamp | 1 | 60 | Closet
Chandelier (Hanging) | Incandescent |  | Globe | 3 | 40 | Bathroom
Ceiling Fan | Incandescent |  | Standard A Lamp | 1 | 60 | Bathroom
Wall Mount | Compact Fluorescent |  | Twist | 4 | 15 | Bathroom
Ceiling Fixture | Compact Fluorescent |  | Twist | 1 | 22 | Bedroom
Chandelier (Hanging) | Incandescent |  | Standard A Lamp | 1 | 25 | Dining Room
Ceiling Fixture | Compact Fluorescent |  | Twist | 1 | 15 | Family Room
Ceiling Fixture | Incandescent |  | Standard A Lamp | 1 | 60 | Hall
Recessed Can | Incandescent |  | Reflector | 1 | 65 | Kitchen
Ceiling Fixture | Incandescent |  | Standard A Lamp | 1 | 60 | Kitchen
Ceiling Fixture | Linear Fluorescent | 25 | T-4 | 1 | 16 | Laundry Room
Architectural | Incandescent |  | Standard A Lamp | 3 | 60 | Living Room
Ceiling Fixture | Incandescent |  | Standard A Lamp | 1 | 60 | Master Bedroom
Ceiling Fixture | Incandescent |  | Standard A Lamp | 1 | 60 | Office
Wall Mount | Incandescent |  | Standard A Lamp | 3 | 60 | Bathroom
Ceiling Fixture | Incandescent |  | Standard A Lamp | 1 | 40 | Bathroom
Wall Mount | Compact Fluorescent |  | Twist | 3 | 13 | Bathroom
Other | Halogen |  | PAR | 1 | 100 | Bedroom
Ceiling Fixture | Incandescent |  | Standard A Lamp | 2 | 60 | Bedroom
Floor lamp | Incandescent |  | Standard A Lamp | 1 | 60 | Bedroom
Wall Mount | Compact Fluorescent |  | Twist | 1 | 13 | Hall
Ceiling Fixture | Incandescent |  | Standard A Lamp | 1 | 60 | Hall
Ceiling Fan | Compact Fluorescent |  | Twist | 2 | 27 | Other
Ceiling Fixture | Incandescent |  | Standard A Lamp | 1 | 60 | Family Room
Floor lamp | Incandescent |  | Standard A Lamp | 1 | 75 | Family Room
Floor lamp | Incandescent |  | Reflector | 1 | 25 | Family Room
Ceiling Fixture | Incandescent |  | Reflector | 1 | 65 | Garage
Recessed Can | Compact Fluorescent |  | Twist | 1 | 13 | Kitchen
Chandelier (Hanging) | Incandescent |  | Standard A Lamp | 5 | 40 | Kitchen
Ceiling Fixture | Incandescent |  | Standard A Lamp | 1 | 40 | Kitchen
Ceiling Fixture | Incandescent |  | Standard A Lamp | 1 | 13 | Laundry Room
Floor lamp | Compact Fluorescent |  | Twist | 1 | 27 | Living Room
Floor lamp | Compact Fluorescent |  | Circline (Screw Base) | 2 | 22 | Living Room
Floor lamp | Incandescent |  | Standard A Lamp | 1 | 75 | Living Room
Wall Mount | Incandescent |  | Standard A Lamp | 3 | 60 | Bathroom
Ceiling Fan | Incandescent |  | Decorative | 3 | 40 | Master Bedroom
Floor lamp | Incandescent |  | Standard A Lamp | 2 | 40 | Master Bedroom
Floor lamp | Compact Fluorescent |  | Twist | 1 | 13 | Master Bedroom
Floor lamp | Incandescent |  | Mini base | 1 | 40 | Office
Ceiling Fan | Compact Fluorescent |  | Twist | 3 | 9 | Office
Floor lamp | Compact Fluorescent |  | Circline (Screw Base) | 1 | 22 | Office
Floor lamp | Compact Fluorescent |  | Twist | 1 | 13 | Office
Ceiling Fixture | Incandescent |  | Standard A Lamp | 2 | 60 | Office
Recessed Can | Incandescent |  | Reflector | 1 | 65 | Hall
Ceiling Fixture | Incandescent |  | Standard A Lamp | 1 | 60 | Other
Wall Mount | Incandescent |  | Standard A Lamp | 4 | 40 | Bathroom
Wall Mount | Incandescent |  | Globe | 3 | 40 | Bathroom
Ceiling Fixture | Incandescent |  | Other | 1 | 250 | Bathroom
Ceiling Fixture | Incandescent |  | Standard A Lamp | 1 | 100 | Bathroom
Ceiling Fixture | Incandescent |  | Standard A Lamp | 1 | 75 | Bathroom
Wall Mount | Incandescent |  | Standard A Lamp | 2 | 65 | Bathroom
Ceiling Fixture | Incandescent |  | Standard A Lamp | 2 | 60 | Bedroom
Wall Mount | Compact Fluorescent |  | Twist | 1 | 15 | Bedroom
Table | Incandescent |  | Standard A Lamp | 1 | 60 | Bedroom
Table | Incandescent |  | Standard A Lamp | 1 | 60 | Bedroom
Wall Mount | Incandescent |  | Standard A Lamp | 1 | 75 | Closet
Ceiling Fixture | Compact Fluorescent |  | Twist | 2 | 22 | Dining Room
Ceiling Fixture | Incandescent |  | Standard A Lamp | 1 | 60 | Hall
Ceiling Fixture | Compact Fluorescent |  | Twist | 2 | 15 | Kitchen
Ceiling Fixture | Compact Fluorescent |  | Twist | 1 | 15 | Kitchen
Ceiling Fixture | Linear Fluorescent | 48 | T-8 | 2 | 32 | Kitchen
Ceiling Fixture | Incandescent |  | Standard A Lamp | 1 | 60 | Kitchen
Track | Halogen |  | Other | 8 | 30 | Family Room
Wall Mount | Compact Fluorescent |  | Twist | 1 | 15 | Family Room
Floor lamp | Incandescent |  | Standard A Lamp | 5 | 40 | Family Room
Track | Halogen |  | Other | 3 | 30 | Family Room
Ceiling Fixture | Compact Fluorescent |  | Twist | 1 | 15 | Family Room
Table | Incandescent |  | Standard A Lamp | 1 | 60 | Family Room
Ceiling Fixture | Incandescent |  | Standard A Lamp | 1 | 60 | Family Room
Wall Mount | Incandescent |  | Standard A Lamp | 1 | 75 | Bathroom
Track | Compact Fluorescent |  | Twist | 1 | 22 | Master Bedroom
Wall Mount | Compact Fluorescent |  | Straight Tube | 1 | 15 | Master Bedroom
Wall Mount | Incandescent |  | Standard A Lamp | 1 | 60 | Master Bedroom
Table | Compact Fluorescent |  | Twist | 1 | 22 | Master Bedroom
Wall Mount | Incandescent |  | Standard A Lamp | 1 | 40 | Closet
Chandelier (Hanging) | Compact Fluorescent |  | Twist | 1 | 22 | Closet
Ceiling Fixture | Linear Fluorescent | 48 | T-12 | 2 | 40 | Office
Ceiling Fixture | Incandescent |  | Standard A Lamp | 1 | 100 | Office
Table | Incandescent |  | Standard A Lamp | 1 | 60 | Office
Ceiling Fixture | Compact Fluorescent |  | Twist | 1 | 15 | Hall
Wall Mount | Compact Fluorescent |  | Twist | 1 | 15 | Hall
Ceiling Fixture | Incandescent |  | Standard A Lamp | 1 | 60 | Other
Ceiling Fixture | Linear Fluorescent | 48 | T-8 | 2 | 20 | Other
Ceiling Fixture | Compact Fluorescent |  | Pin base | 1 | 30 | Family Room
Table | Compact Fluorescent |  | Twist | 1 | 13 | Family Room
Floor lamp | Incandescent |  | Standard A Lamp | 1 | 100 | Family Room
Recessed Can | Compact Fluorescent |  | Twist | 1 | 13 | Family Room
Table | Compact Fluorescent |  | Twist | 1 | 13 | Family Room
Wall Mount | Incandescent |  | Mini base | 8 | 40 | Bathroom
Ceiling Fixture | Incandescent |  | Heat Lamp | 2 | 15 | Bathroom
Table | Compact Fluorescent |  | Twist | 1 | 13 | Bedroom
Floor lamp | Incandescent |  | Standard A Lamp | 5 | 60 | Bedroom
Ceiling Fixture | Compact Fluorescent |  | Twist | 1 | 15 | Bedroom
Table | Compact Fluorescent |  | Mini base | 1 | 7 | Bedroom
Wall Mount | Compact Fluorescent |  | Twist | 1 | 13 | Bedroom
Table | Compact Fluorescent |  | Twist | 1 | 13 | Bedroom
Ceiling Fixture | Compact Fluorescent |  | Twist | 2 | 13 | Bedroom
Ceiling Fixture | Compact Fluorescent |  | Twist | 1 | 15 | Closet
Ceiling Fixture | Incandescent |  | Standard A Lamp | 1 | 60 | Dining Room
Floor lamp | Compact Fluorescent |  | Twist | 1 | 14 | Dining Room
Ceiling Fixture | Incandescent |  | Standard A Lamp | 1 | 100 | Kitchen
Ceiling Fixture | Incandescent |  | Clear | 3 | 25 | Kitchen
Ceiling Fixture | Compact Fluorescent |  | Pin base | 2 | 22 | Kitchen
Ceiling Fixture | Compact Fluorescent |  | Twist | 1 | 13 | Kitchen
Ceiling Fixture | Compact Fluorescent |  | Pin base | 1 | 30 | Kitchen
Ceiling Fixture | Compact Fluorescent |  | Twist | 1 | 15 | Closet
Floor lamp | Compact Fluorescent |  | Twist | 1 | 13 | Living Room
Wall Mount | Compact Fluorescent |  | Twist | 2 | 13 | Living Room
Recessed Can | Compact Fluorescent |  | Twist | 1 | 13 | Living Room
Recessed - other | Compact Fluorescent |  | Twist | 1 | 13 | Living Room
Table | Incandescent |  | Decorative | 1 | 60 | Living Room
Ceiling Fixture | Incandescent |  | Heat Lamp | 2 | 60 | Bathroom
Wall Mount | Compact Fluorescent |  | Twist | 3 | 13 | Bathroom
Chandelier (Hanging) | Compact Fluorescent |  | Twist | 1 | 13 | Other
Wall Mount | Incandescent |  | Standard A Lamp | 1 | 40 | Hall
Ceiling Fixture | Compact Fluorescent |  | Twist | 2 | 15 | Bathroom
Wall Mount | Compact Fluorescent |  | Twist | 1 | 15 | Bathroom
Wall Mount | Incandescent |  | Standard A Lamp | 1 | 40 | Bathroom
Wall Mount | Incandescent |  | Decorative | 1 | 60 | Bathroom
Ceiling Fan | Incandescent |  | Standard A Lamp | 3 | 40 | Master Bedroom
Wall Mount | Incandescent |  | Standard A Lamp | 1 | 40 | Master Bedroom
Ceiling Fixture | Incandescent |  | Standard A Lamp | 1 | 40 | Closet
Ceiling Fixture | Incandescent |  | Standard A Lamp | 1 | 60 | Bedroom
Table | Incandescent |  | Mini base | 1 | 25 | Bedroom
Table | Compact Fluorescent |  | Twist | 1 | 15 | Bedroom
Wall Mount | Incandescent |  | Standard A Lamp | 1 | 40 | Bedroom
Wall Mount | Incandescent |  | Standard A Lamp | 1 | 40 | Bedroom
Ceiling Fixture | Incandescent |  | Standard A Lamp | 1 | 40 | Bathroom
Wall Mount | Incandescent |  | Mini base | 4 | 25 | Bathroom
Wall Mount | Incandescent |  | Standard A Lamp | 1 | 60 | Closet
Ceiling Fixture | Incandescent |  | Standard A Lamp | 1 | 60 | Closet
Ceiling Fixture | Linear Fluorescent | 48 | T-12 | 2 | 40 | Dining Room
Ceiling Fixture | Linear Fluorescent | 48 | T-12 | 2 | 40 | Garage
Garage door opener | Incandescent |  | Standard A Lamp | 2 | 60 | Garage
Ceiling Fixture | Incandescent |  | Standard A Lamp | 1 | 60 | Hall
Ceiling Fixture | Linear Fluorescent | 48 | T-12 | 1 | 40 | Kitchen
Ceiling Fixture | Linear Fluorescent | 24 | T-12 | 2 | 20 | Kitchen
Ceiling Fixture | Linear Fluorescent | 24 | T-12 | 2 | 20 | Laundry Room
Table | Halogen |  | MR | 1 | 35 | Living Room
Torchiere | Halogen |  | Quartz Tube | 1 | 300 | Living Room
Table | Incandescent |  | Standard A Lamp | 1 | 40 | Living Room
Table | Incandescent |  | Decorative | 1 | 60 | Living Room
Table | Incandescent |  | Standard A Lamp | 1 | 60 | Living Room
Ceiling Fan | Incandescent |  | Decorative | 3 | 60 | Living Room
Ceiling Fixture | Halogen |  | MR | 3 | 35 | Living Room
Ceiling Fixture | Incandescent |  | Standard A Lamp | 3 | 40 | Office
Table | Incandescent |  | 3-Way Incandescent | 1 | 150 | Office
Wall Mount | Compact Fluorescent |  | Straight Tube | 1 | 11 | Office
Ceiling Fixture | Linear Fluorescent | 48 | T-12 | 2 | 40 | Other
Recessed - other | Halogen |  | Other | 1 | 35 | Other
Wall Mount | Incandescent |  | Standard A Lamp | 1 | 60 | Other
Wall Mount | Compact Fluorescent |  | Twist | 1 | 15 | Hall
Wall Mount | Incandescent |  | Globe | 5 | 40 | Bathroom
Wall Mount | Incandescent |  | Standard A Lamp | 1 | 75 | Bathroom
Ceiling Fixture | Incandescent |  | Standard A Lamp | 2 | 40 | Bathroom
Ceiling Fixture | Incandescent |  | Standard A Lamp | 2 | 60 | Bedroom
Table | Compact Fluorescent |  | Twist | 1 | 15 | Bedroom
Ceiling Fixture | Incandescent |  | Standard A Lamp | 2 | 40 | Bedroom
Table | Incandescent |  | Standard A Lamp | 1 | 40 | Bedroom
Ceiling Fixture | Incandescent |  | Clear | 2 | 40 | Bedroom
Floor lamp | Incandescent |  | Standard A Lamp | 2 | 70 | Bedroom
Floor lamp | Compact Fluorescent |  | Twist | 1 | 15 | Bedroom
Ceiling Fixture | Incandescent |  | Standard A Lamp | 1 | 60 | Bedroom
Recessed Can | Incandescent |  | Clear | 1 | 40 | Bedroom
Ceiling Fixture | Incandescent |  | Decorative | 1 | 40 | Family Room
Ceiling Fixture | Incandescent |  | Clear | 1 | 40 | Garage
Ceiling Fixture | Incandescent |  | Standard A Lamp | 1 | 60 | Hall
Ceiling Fixture | Compact Fluorescent |  | Twist | 2 | 15 | Kitchen
Architectural | Compact Fluorescent |  | Twist | 1 | 15 | Kitchen
Ceiling Fixture | Incandescent |  | Standard A Lamp | 1 | 40 | Laundry Room
Floor lamp | Incandescent |  | Standard A Lamp | 1 | 75 | Living Room
Recessed - other | Incandescent |  | Heat Lamp | 1 | 250 | Bathroom
Wall Mount | Compact Fluorescent |  | Twist | 4 | 15 | Bathroom
Ceiling Fan | Incandescent |  | Standard A Lamp | 1 | 75 | Bedroom
Ceiling Fixture | Compact Fluorescent |  | Twist | 1 | 22 | Hall
Recessed Can | Compact Fluorescent |  | Reflector | 1 | 22 | Kitchen
Recessed Can | Incandescent |  | Reflector | 1 | 65 | Kitchen
Floor lamp | Incandescent |  | Standard A Lamp | 1 | 250 | Family Room
Table | Compact Fluorescent |  | Twist | 1 | 20 | Family Room
Ceiling Fan | Compact Fluorescent |  | Twist | 1 | 15 | Master Bedroom
Table | Incandescent |  | Mini base | 1 | 25 | Master Bedroom
Wall Mount | Compact Fluorescent |  | Twist | 2 | 13 | Bathroom
Recessed Can | Incandescent |  | Reflector | 1 | 65 | Bathroom
Wall Mount | Incandescent |  | Clear | 3 | 60 | Bathroom
Ceiling Fixture | Compact Fluorescent |  | Twist | 1 | 15 | Bathroom
Wall Mount | Compact Fluorescent |  | Twist | 3 | 15 | Bathroom
Ceiling Fixture | Incandescent |  | Standard A Lamp | 2 | 60 | Bedroom
Table | Incandescent |  | Standard A Lamp | 1 | 55 | Bedroom
Ceiling Fan | Incandescent |  | Clear | 1 | 60 | Other
Ceiling Fixture | Incandescent |  | Standard A Lamp | 1 | 60 | Closet
Ceiling Fixture | Compact Fluorescent |  | Twist | 2 | 36 | Other
Chandelier (Hanging) | Incandescent |  | Standard A Lamp | 2 | 75 | Dining Room
Table | Incandescent |  | Standard A Lamp | 1 | 100 | Family Room
Table | Compact Fluorescent |  | A shape bulb | 1 | 15 | Family Room
Torchiere | Halogen |  | Quartz Tube | 1 | 150 | Family Room
Ceiling Fixture | Incandescent |  | Standard A Lamp | 1 | 60 | Hall
Ceiling Fixture | Incandescent |  | Clear | 1 | 57 | Kitchen
Recessed Can | Incandescent |  | Reflector | 1 | 65 | Kitchen
Ceiling Fixture | Incandescent |  | Standard A Lamp | 2 | 57 | Kitchen
Ceiling Fixture | Incandescent |  | Standard A Lamp | 2 | 57 | Laundry Room
Ceiling Fan | Compact Fluorescent |  | Twist | 4 | 15 | Master Bedroom
Table | Incandescent |  | Standard A Lamp | 1 | 100 | Master Bedroom
Ceiling Fixture | Incandescent |  | Standard A Lamp | 1 | 75 | Garage
Ceiling Fixture | Incandescent |  | Clear | 1 | 60 | Bathroom
Ceiling Fan | Incandescent |  | Standard A Lamp | 1 | 60 | Bedroom
Table | Incandescent |  | 3-Way Incandescent | 1 | 70 | Bedroom
Garage door opener | Compact Fluorescent |  | Twist | 2 | 13 | Garage
Ceiling Fixture | Compact Fluorescent |  | Twist | 1 | 13 | Garage
Other | Compact Fluorescent |  | Twist | 1 | 13 | Garage
Wall Mount | Incandescent |  | Standard A Lamp | 1 | 40 | Garage
Table | Incandescent |  | Standard A Lamp | 1 | 100 | Hall
Ceiling Fixture | Incandescent |  | Clear | 1 | 60 | Hall
Ceiling Fixture | Incandescent |  | Colored | 1 | 60 | Kitchen
Other | Halogen |  | MR | 2 | 50 | Kitchen
Ceiling Fixture | Incandescent |  | Mini base | 3 | 40 | Kitchen
Other | Compact Fluorescent |  | Straight Tube | 1 | 18 | Kitchen
Ceiling Fixture | Incandescent |  | Standard A Lamp | 1 | 60 | Laundry Room
Ceiling Fixture | Incandescent |  | Mini base | 3 | 40 | Living Room
Table | Incandescent |  | 3-Way Incandescent | 1 | 100 | Living Room
Wall Mount | Incandescent |  | Decorative | 1 | 40 | Living Room
Table | Incandescent |  | Standard A Lamp | 1 | 60 | Living Room
Other | Linear Fluorescent | 36 | T-5 | 1 | 36 | Living Room
Recessed - other | Incandescent |  | Standard A Lamp | 2 | 60 | Master Bedroom
Table | Incandescent |  | Standard A Lamp | 1 | 60 | Master Bedroom
Wall Mount | Incandescent |  | Standard A Lamp | 1 | 100 | Master Bedroom
Wall Mount | Incandescent |  | Mini base | 4 | 40 | Master Bedroom
Ceiling Fixture | Incandescent |  | Clear | 2 | 40 | Master Bedroom
Ceiling Fan | Incandescent |  | Reflector | 2 | 65 | Bathroom
Table | Incandescent |  | Mini base | 1 | 5 | Bathroom
Chandelier (Hanging) | Incandescent |  | Decorative | 8 | 25 | Dining Room
Table | Incandescent |  | Standard A Lamp | 1 | 100 | Dining Room
Floor lamp | Incandescent |  | Standard A Lamp | 1 | 100 | Dining Room
Ceiling Fixture | Incandescent |  | Standard A Lamp | 2 | 40 | Hall
Recessed Can | Incandescent |  | Reflector | 1 | 65 | Other
Ceiling Fixture | Incandescent |  | Standard A Lamp | 2 | 60 | Family Room
Table | Incandescent |  | Standard A Lamp | 1 | 40 | Family Room
Table | Incandescent |  | Mini base | 1 | 25 | Family Room
Ceiling Fixture | Linear Fluorescent | 48 | T-12 | 1 | 40 | Kitchen
Chandelier (Hanging) | Incandescent |  | Mini base | 3 | 25 | Kitchen
Other | Incandescent |  |  | 1 | 5 | Kitchen
Ceiling Fixture | Incandescent |  | Standard A Lamp | 2 | 40 | Kitchen
Ceiling Fixture | Incandescent |  | Standard A Lamp | 2 | 75 | Living Room
Ceiling Fixture | Compact Fluorescent |  | Twist | 1 | 15 | Living Room
Floor lamp | Incandescent |  | Standard A Lamp | 3 | 60 | Living Room
Table | Incandescent |  | Standard A Lamp | 1 | 75 | Living Room
Other | Incandescent |  | Standard A Lamp | 1 | 25 | Living Room
Recessed Can | Incandescent |  | Reflector | 1 | 75 | Master Bedroom
Ceiling Fan | Incandescent |  | Standard A Lamp | 3 | 60 | Master Bedroom
Table | Compact Fluorescent |  | Twist | 1 | 15 | Master Bedroom
Table | Incandescent |  | Standard A Lamp | 1 | 25 | Master Bedroom
Floor lamp | Incandescent |  | Standard A Lamp | 3 | 60 | Master Bedroom
Table | Incandescent |  | Standard A Lamp | 1 | 75 | Master Bedroom
Wall Mount | Incandescent |  | Standard A Lamp | 1 | 60 | Master Bedroom
Floor lamp | Incandescent |  | Standard A Lamp | 1 | 60 | Master Bedroom
Recessed Can | Incandescent |  | Reflector | 2 | 100 | Bathroom
Recessed Can | Incandescent |  | Reflector | 1 | 65 | Closet
Chandelier (Hanging) | Incandescent |  | Mini base | 3 | 60 | Master Bedroom
Table | Incandescent |  | Mini base | 1 | 60 | Master Bedroom
Table | Compact Fluorescent |  | A shape bulb | 1 | 14 | Master Bedroom
Ceiling Fixture | Incandescent |  | Standard A Lamp | 1 | 60 | Hall
Recessed Can | Incandescent |  | Standard A Lamp | 1 | 60 | Bedroom
Wall Mount | Other |  |  | 1 | 50 | Bedroom
Wall Mount | Incandescent |  | Globe | 3 | 60 | Bathroom
Chandelier (Hanging) | Incandescent |  | Mini base | 11 | 40 | Dining Room
Ceiling Fixture | Incandescent |  | Standard A Lamp | 1 | 60 | Other
Ceiling Fan | Incandescent |  | Standard A Lamp | 1 | 60 | Kitchen
Recessed Can | Compact Fluorescent |  | Flood | 1 | 23 | Kitchen
Table | Compact Fluorescent |  | Twist | 1 | 15 | Family Room
Ceiling Fixture | Incandescent |  | Standard A Lamp | 1 | 60 | Family Room
Ceiling Fixture | Compact Fluorescent |  | Pin base | 1 | 22 | Family Room
Table | Compact Fluorescent |  | Twist | 1 | 14 | Master Bedroom
Recessed Can | Incandescent |  | Reflector | 1 | 65 | Master Bedroom
Table | Incandescent |  | Mini base | 2 | 40 | Office
Chandelier (Hanging) | Incandescent |  | Globe | 5 | 60 | Office
Ceiling Fixture | Incandescent |  | Reflector | 1 | 40 | Living Room
Floor lamp | Incandescent |  | 3-Way Incandescent | 1 | 150 | Living Room
Floor lamp | Incandescent |  | Clear | 1 | 40 | Living Room
Table | Incandescent |  | Standard A Lamp | 1 | 60 | Living Room
Table | Compact Fluorescent |  | Twist | 1 | 23 | Living Room
Ceiling Fixture | Incandescent |  | Standard A Lamp | 1 | 60 | Hall
Ceiling Fixture | Incandescent |  | Standard A Lamp | 1 | 60 | Laundry Room
Track | Incandescent |  | Standard A Lamp | 1 | 60 | Laundry Room
Track | Halogen |  | MR | 5 | 40 | Other
Wall Mount | Incandescent |  | Globe | 3 | 60 | Bathroom
Ceiling Fixture | Compact Fluorescent |  | Twist | 2 | 15 | Bedroom
Ceiling Fixture | Compact Fluorescent |  | Twist | 2 | 22 | Bedroom
Chandelier (Hanging) | Incandescent |  | Standard A Lamp | 1 | 60 | Dining Room
Recessed Can | Incandescent |  | Reflector | 1 | 65 | Family Room
Garage door opener | Incandescent |  | Standard A Lamp | 1 | 60 | Garage
Ceiling Fixture | Compact Fluorescent |  | Twist | 1 | 15 | Hall
Track | Halogen |  | MR | 4 | 20 | Hall
Ceiling Fixture | Compact Fluorescent |  | Twist | 3 | 22 | Laundry Room
Floor lamp | Compact Fluorescent |  | Twist | 1 | 15 | Living Room
Ceiling Fixture | Compact Fluorescent |  | Twist | 2 | 22 | Master Bedroom
Ceiling Fixture | Incandescent |  | Standard A Lamp | 1 | 40 | Closet
Wall Mount | Incandescent |  | Globe | 4 | 60 | Bathroom
Recessed Can | Compact Fluorescent |  | Twist | 1 | 15 | Hall
Recessed Can | Compact Fluorescent |  | Twist | 1 | 15 | Kitchen
Recessed Can | Compact Fluorescent |  | Twist | 1 | 15 | Master Bedroom
Table | Compact Fluorescent |  | Twist | 1 | 15 | Master Bedroom
Wall Mount | Compact Fluorescent |  | Twist | 4 | 15 | Bathroom
Ceiling Fixture | Compact Fluorescent |  | Twist | 1 | 15 | Hall
Ceiling Fan | Incandescent |  | Heat Lamp | 1 | 250 | Bathroom
Wall Mount | Compact Fluorescent |  | Twist | 4 | 15 | Bathroom
Wall Mount | Compact Fluorescent |  | Twist | 4 | 23 | Bathroom
Ceiling Fixture | Compact Fluorescent |  | Twist | 2 | 15 | Bedroom
Ceiling Fixture | Compact Fluorescent |  | Twist | 2 | 15 | Office
Wall Mount | Compact Fluorescent |  | Twist | 1 | 15 | Hall
Ceiling Fixture | Compact Fluorescent |  | Twist | 2 | 15 | Bedroom
Ceiling Fixture | Compact Fluorescent |  | Twist | 1 | 15 | Garage
Garage door opener | Incandescent |  | Standard A Lamp | 1 | 40 | Garage
Ceiling Fixture | Compact Fluorescent |  | Twist | 1 | 15 | Living Room
Recessed Can | Compact Fluorescent |  | Twist | 1 | 15 | Living Room
Ceiling Fixture | Compact Fluorescent |  | Twist | 2 | 13 | Bedroom
Table | Compact Fluorescent |  | A shape bulb | 1 | 13 | Bedroom
Ceiling Fixture | Compact Fluorescent |  | Twist | 2 | 13 | Bedroom
Table | Incandescent |  | Clear | 1 | 60 | Bedroom
Floor lamp | Incandescent |  | Mini base | 6 | 25 | Bedroom
Ceiling Fixture | Compact Fluorescent |  | Twist | 2 | 13 | Bedroom
Chandelier (Hanging) | Incandescent |  | Clear | 5 | 60 | Dining Room
Chandelier (Hanging) | Incandescent |  | Mini base | 6 | 40 | Dining Room
Wall Mount | Incandescent |  | Globe | 4 | 60 | Bathroom
Ceiling Fan | Compact Fluorescent |  | Twist | 1 | 13 | Family Room
Floor lamp | Halogen |  | Quartz Tube | 1 | 300 | Family Room
Chandelier (Hanging) | Incandescent |  | Mini base | 15 | 40 | Hall
High bay | Linear Fluorescent | 48 | T-12 | 2 | 40 | Garage
Recessed Can | Compact Fluorescent |  | Twist | 1 | 13 | Hall
Recessed Can | Compact Fluorescent |  | Twist | 1 | 13 | Kitchen
Recessed Can | Compact Fluorescent |  | Twist | 1 | 13 | Laundry Room
Recessed Can | Incandescent |  | Reflector | 1 | 45 | Living Room
Recessed Can | Compact Fluorescent |  | Twist | 1 | 13 | Living Room
Wall Mount | Incandescent |  | Globe | 8 | 60 | Bathroom
Ceiling Fixture | Incandescent |  | Standard A Lamp | 3 | 60 | Bedroom
Table | Incandescent |  | Standard A Lamp | 1 | 60 | Bedroom
Ceiling Fixture | Incandescent |  | Standard A Lamp | 1 | 60 | Closet
Wall Mount | Incandescent |  | Globe | 6 | 60 | Bathroom
Recessed Can | Compact Fluorescent |  | Twist | 1 | 13 | Hall
Wall Mount | Incandescent |  | Globe | 3 | 40 | Bathroom
Wall Mount | Compact Fluorescent |  | Globe | 3 | 7 | Bathroom
Ceiling Fixture | Compact Fluorescent |  | Twist | 1 | 15 | Bedroom
Table | Incandescent |  | Standard A Lamp | 1 | 40 | Bedroom
Ceiling Fixture | Compact Fluorescent |  | Twist | 1 | 15 | Other
Ceiling Fixture | Incandescent |  | Decorative | 5 | 25 | Dining Room
Ceiling Fan | Incandescent |  | Globe | 4 | 60 | Family Room
Floor lamp | Compact Fluorescent |  | Twist | 1 | 22 | Family Room
Table | Compact Fluorescent |  | Twist | 1 | 22 | Family Room
Ceiling Fixture | Compact Fluorescent |  | Twist | 1 | 15 | Hall
Recessed - other | Linear Fluorescent | 72 | T-12 | 2 | 40 | Kitchen
Ceiling Fixture | Incandescent |  | Standard A Lamp | 1 | 40 | Kitchen
Ceiling Fixture | Compact Fluorescent |  | Twist | 1 | 15 | Laundry Room
Recessed Can | Incandescent |  | Reflector | 1 | 65 | Living Room
Table | Incandescent |  | Standard A Lamp | 2 | 60 | Living Room
Floor lamp | Compact Fluorescent |  | Twist | 1 | 22 | Living Room
Table | Compact Fluorescent |  | Straight Tube | 1 | 15 | Living Room
Floor lamp | Incandescent |  | Standard A Lamp | 1 | 60 | Living Room
Wall Mount | Incandescent |  | Globe | 6 | 40 | Bathroom
Ceiling Fixture | Incandescent |  | Standard A Lamp | 2 | 60 | Bathroom
Ceiling Fixture | Incandescent |  | Standard A Lamp | 2 | 60 | Master Bedroom
Table | Compact Fluorescent |  | A shape bulb | 1 | 7 | Master Bedroom
Ceiling Fixture | Incandescent |  | Standard A Lamp | 1 | 60 | Closet
Floor lamp | Compact Fluorescent |  | Twist | 1 | 7 | Office
Wall Mount | Compact Fluorescent |  | Globe | 3 | 15 | Bathroom
Wall Mount | Incandescent |  | Globe | 3 | 40 | Bathroom
Ceiling Fixture | Incandescent |  | Standard A Lamp | 2 | 60 | Bedroom
Table | Compact Fluorescent |  | Twist | 1 | 15 | Bedroom
Ceiling Fixture | Compact Fluorescent |  | Twist | 2 | 15 | Bedroom
Ceiling Fixture | Compact Fluorescent |  | Twist | 2 | 15 | Bedroom
Chandelier (Hanging) | Compact Fluorescent |  | Twist | 1 | 15 | Dining Room
Ceiling Fixture | Incandescent |  | Standard A Lamp | 1 | 60 | Garage
Garage door opener | Incandescent |  | Standard A Lamp | 1 | 60 | Garage
Ceiling Fixture | Incandescent |  | Standard A Lamp | 1 | 60 | Hall
Ceiling Fixture | Compact Fluorescent |  | Twist | 1 | 15 | Kitchen
Ceiling Fixture | Compact Fluorescent |  | Twist | 1 | 15 | Laundry Room
Torchiere | Incandescent |  | Reflector | 1 | 65 | Living Room
Wall Mount | Incandescent |  | Globe | 6 | 40 | Bathroom
Ceiling Fixture | Compact Fluorescent |  | Twist | 1 | 15 | Bathroom
Ceiling Fixture | Compact Fluorescent |  | Twist | 2 | 15 | Master Bedroom
Ceiling Fixture | Compact Fluorescent |  | Twist | 1 | 15 | Closet
Ceiling Fixture | Compact Fluorescent |  | Twist | 1 | 15 | Hall
Ceiling Fixture | Incandescent |  | Standard A Lamp | 1 | 60 | Bedroom
Table | Incandescent |  | Standard A Lamp | 1 | 75 | Bedroom
Recessed Can | Incandescent |  | Heat Lamp | 1 | 150 | Bathroom
Wall Mount | Incandescent |  | Globe | 4 | 40 | Bathroom
Wall Mount | Compact Fluorescent |  | Twist | 3 | 15 | Bathroom
Ceiling Fixture | Linear Fluorescent | 48 | T-12 | 2 | 40 | Other
Ceiling Fixture | Incandescent |  | Standard A Lamp | 1 | 60 | Closet
Chandelier (Hanging) | Incandescent |  | Standard A Lamp | 5 | 40 | Dining Room
Torchiere | Halogen |  | Quartz Tube | 1 | 100 | Dining Room
Ceiling Fixture | Compact Fluorescent |  | Twist | 3 | 22 | Kitchen
Ceiling Fixture | Compact Fluorescent |  | Twist | 2 | 15 | Laundry Room
Ceiling Fixture | Compact Fluorescent |  | Twist | 2 | 15 | Living Room
Ceiling Fixture | Compact Fluorescent |  | Twist | 3 | 15 | Living Room
Torchiere | Halogen |  | Quartz Tube | 1 | 75 | Living Room
Floor lamp | Compact Fluorescent |  | Twist | 3 | 15 | Living Room
Table | Incandescent |  | Standard A Lamp | 1 | 60 | Living Room
Wall Mount | Incandescent |  | Globe | 6 | 40 | Bathroom
Ceiling Fixture | Compact Fluorescent |  | Twist | 3 | 15 | Master Bedroom
Table | Incandescent |  | Standard A Lamp | 1 | 60 | Master Bedroom
Ceiling Fixture | Compact Fluorescent |  | Twist | 2 | 15 | Office
Ceiling Fixture | Compact Fluorescent |  | Twist | 1 | 42 | Hall
Ceiling Fixture | Linear Fluorescent | 48 | T-12 | 2 | 40 | Other
Ceiling Fixture | Linear Fluorescent | 48 | T-5 | 4 | 32 | Other
Ceiling Fixture | Incandescent |  | Reflector | 1 | 150 | Other
Ceiling Fixture | Compact Fluorescent |  | Straight Tube | 1 | 42 | Other
Recessed - other | Linear Fluorescent | 48 | T-8 | 1 | 32 | Bathroom
Recessed - other | Linear Fluorescent | 48 | T-8 | 1 | 32 | Bathroom
Wall Mount | Incandescent |  | Standard A Lamp | 4 | 60 | Bathroom
Ceiling Fixture | Incandescent |  | Standard A Lamp | 2 | 60 | Bathroom
Torchiere | Halogen |  | Quartz Tube | 1 | 300 | Bedroom
Wall Mount | Compact Fluorescent |  | Twist | 1 | 15 | Bedroom
Wall Mount | Incandescent |  | Reflector | 1 | 60 | Closet
Chandelier (Hanging) | Incandescent |  | Standard A Lamp | 5 | 60 | Dining Room
Chandelier (Hanging) | Compact Fluorescent |  | Twist | 6 | 15 | Hall
Ceiling Fixture | Incandescent |  | Mini base | 2 | 60 | Family Room
Ceiling Fan | Incandescent |  | Standard A Lamp | 1 | 60 | Family Room
Ceiling Fan | Compact Fluorescent |  | Twist | 2 | 15 | Family Room
Track | Compact Fluorescent |  | Twist | 3 | 15 | Family Room
Floor lamp | Compact Fluorescent |  | Twist | 2 | 15 | Family Room
Ceiling Fixture | Linear Fluorescent | 48 | T-12 | 2 | 40 | Garage
Ceiling Fixture | Compact Fluorescent |  | Twist | 2 | 15 | Hall
Ceiling Fixture | Compact Fluorescent |  | Twist | 1 | 15 | Hall
Chandelier (Hanging) | Incandescent |  | Standard A Lamp | 6 | 60 | Kitchen
Recessed Can | Incandescent |  | Reflector | 1 | 65 | Kitchen
Other | Halogen |  | Other | 1 | 25 | Kitchen
Other | Halogen |  | Other | 1 | 17 | Kitchen
Other | Halogen |  | Other | 1 | 17 | Kitchen
Ceiling Fixture | Incandescent |  | Standard A Lamp | 1 | 60 | Laundry Room
Floor lamp | Incandescent |  | Standard A Lamp | 1 | 60 | Living Room
Other | Compact Fluorescent |  | Twist | 1 | 15 | Master Bedroom
Torchiere | Incandescent |  | 3-Way Incandescent | 1 | 150 | Master Bedroom
Floor lamp | Compact Fluorescent |  | Twist | 1 | 12 | Master Bedroom
Recessed - other | Linear Fluorescent | 48 | T-8 | 1 | 32 | Bathroom
Wall Mount | Incandescent |  | Globe | 4 | 40 | Bathroom
Recessed Can | Compact Fluorescent |  | Reflector | 1 | 15 | Bedroom
Floor lamp | Compact Fluorescent |  | A shape bulb | 1 | 20 | Bedroom
Ceiling Fixture | Compact Fluorescent |  | Twist | 2 | 15 | Bedroom
Ceiling Fixture | Compact Fluorescent |  | Twist | 2 | 15 | Hall
Chandelier (Hanging) | Incandescent |  | Standard A Lamp | 5 | 60 | Dining Room
Recessed Can | Compact Fluorescent |  | Reflector | 1 | 15 | Other
Architectural | Compact Fluorescent |  | Twist | 1 | 25 | Garage
Garage door opener | Compact Fluorescent |  | Twist | 1 | 25 | Garage
Recessed Can | Compact Fluorescent |  | Reflector | 1 | 15 | Hall
Chandelier (Hanging) | Incandescent |  | Standard A Lamp | 3 | 60 | Hall
Recessed Can | Compact Fluorescent |  | Twist | 1 | 15 | Kitchen
Chandelier (Hanging) | Compact Fluorescent |  | Twist | 1 | 25 | Kitchen
Ceiling Fixture | Incandescent |  | Standard A Lamp | 2 | 40 | Laundry Room
Floor lamp | Halogen |  | Quartz Tube | 1 | 300 | Living Room
Ceiling Fixture | Incandescent |  | Standard A Lamp | 2 | 60 | Closet
Wall Mount | Incandescent |  | Standard A Lamp | 3 | 100 | Bathroom
Floor lamp | Compact Fluorescent |  | Circline (Screw Base) | 1 | 22 | Master Bedroom
Ceiling Fixture | Incandescent |  | Standard A Lamp | 2 | 40 | Office
High bay | Linear Fluorescent | 48 | T-12 | 4 | 40 | Other
Recessed - other | Incandescent |  | Reflector | 1 | 65 | Bathroom
Wall Mount | Incandescent |  | Globe | 6 | 40 | Bathroom
Recessed Can | Compact Fluorescent |  | Reflector | 1 | 15 | Hall
Wall Mount | Compact Fluorescent |  | Globe | 4 | 11 | Bathroom
Ceiling Fan | Compact Fluorescent |  | Twist | 4 | 13 | Bedroom
Table | Compact Fluorescent |  | Twist | 1 | 13 | Bedroom
Ceiling Fixture | Compact Fluorescent |  | Twist | 2 | 23 | Bedroom
Table | Incandescent |  | Standard A Lamp | 1 | 60 | Bedroom
Wall Mount | Compact Fluorescent |  | Globe | 3 | 16 | Bathroom
Ceiling Fan | Compact Fluorescent |  | Twist | 3 | 13 | Bedroom
Ceiling Fan | Compact Fluorescent |  | Twist | 1 | 23 | Other
Table | Compact Fluorescent |  | Twist | 2 | 15 | Other
Recessed Can | Compact Fluorescent |  | Twist | 1 | 13 | Hall
Ceiling Fan | Compact Fluorescent |  | Twist | 3 | 13 | Kitchen
Architectural | Linear Fluorescent | 36 | Fluorescent Other | 1 | 11 | Laundry Room
Ceiling Fan | Compact Fluorescent |  | Twist | 1 | 13 | Living Room
Table | Linear Fluorescent | 36 | Fluorescent Other | 1 | 11 | Living Room
Recessed Can | Compact Fluorescent |  | Reflector | 1 | 16 | Other
Ceiling Fan | Compact Fluorescent |  | Globe | 3 | 16 | Other
Table | Compact Fluorescent |  | Twist | 1 | 13 | Other
Ceiling Fixture | Incandescent |  | Standard A Lamp | 2 | 60 | Other
Table | Incandescent |  | Standard A Lamp | 2 | 60 | Other
Chandelier (Hanging) | Incandescent |  | Mini base | 5 | 40 | Dining Room
Ceiling Fan | Compact Fluorescent |  | Twist | 4 | 15 | Family Room
Table | Incandescent |  | Mini base | 1 | 40 | Family Room
Floor lamp | Incandescent |  | Decorative | 2 | 40 | Family Room
Chandelier (Hanging) | Compact Fluorescent |  | Decorative | 3 | 15 | Hall
Ceiling Fixture | Incandescent |  | Standard A Lamp | 1 | 40 | Laundry Room
Wall Mount | Incandescent |  | Clear | 3 | 40 | Laundry Room
Ceiling Fixture | Incandescent |  | Reflector | 3 | 75 | Garage
Garage door opener | Incandescent |  | Standard A Lamp | 2 | 60 | Garage
Recessed Can | Incandescent |  | Standard A Lamp | 1 | 40 | Living Room
Table | Compact Fluorescent |  | Twist | 1 | 15 | Living Room
Ceiling Fan | Incandescent |  | Standard A Lamp | 1 | 60 | Hall
Wall Mount | Compact Fluorescent |  | Twist | 4 | 15 | Bathroom
Table | Incandescent |  | Standard A Lamp | 1 | 40 | Bathroom
Ceiling Fixture | Incandescent |  | Standard A Lamp | 2 | 60 | Bedroom
Floor lamp | Halogen |  | MR | 1 | 75 | Bedroom
Table | Compact Fluorescent |  | Twist | 1 | 15 | Bedroom
Ceiling Fan | Incandescent |  | Standard A Lamp | 4 | 60 | Master Bedroom
Table | Incandescent |  | Standard A Lamp | 1 | 60 | Master Bedroom
Table | Incandescent |  | Clear | 1 | 25 | Master Bedroom
Wall Mount | Compact Fluorescent |  | Twist | 1 | 15 | Bathroom
Ceiling Fixture | Incandescent |  | Standard A Lamp | 1 | 40 | Bathroom
Ceiling Fixture | Compact Fluorescent |  | Twist | 2 | 22 | Office
Table | Halogen |  | PAR | 1 | 50 | Office
Floor lamp | Incandescent |  | Standard A Lamp | 3 | 60 | Office
Ceiling Fan | Compact Fluorescent |  | Twist | 3 | 20 | Kitchen
Ceiling Fixture | Compact Fluorescent |  | Twist | 1 | 22 | Kitchen
Ceiling Fixture | Compact Fluorescent |  | Twist | 2 | 13 | Other
Wall Mount | Compact Fluorescent |  | Twist | 3 | 13 | Bathroom
Ceiling Fixture | Compact Fluorescent |  | Twist | 2 | 13 | Bedroom
Ceiling Fixture | Compact Fluorescent |  | Twist | 3 | 15 | Bedroom
Floor lamp | Compact Fluorescent |  | Twist | 2 | 13 | Bedroom
Table | Incandescent |  | Mini base | 1 | 150 | Bedroom
Ceiling Fixture | Incandescent |  | Standard A Lamp | 3 | 60 | Bedroom
Ceiling Fixture | Compact Fluorescent |  | Twist | 1 | 13 | Closet
Ceiling Fixture | Compact Fluorescent |  | Twist | 1 | 13 | Closet
Ceiling Fixture | Incandescent |  | Decorative | 3 | 40 | Other
Ceiling Fixture | Compact Fluorescent |  | Twist | 2 | 13 | Dining Room
Wall Mount | Incandescent |  | Decorative | 1 | 60 | Family Room
Floor lamp | Compact Fluorescent |  | Twist | 2 | 13 | Family Room
Ceiling Fixture | Incandescent |  | Standard A Lamp | 1 | 60 | Garage
Ceiling Fixture | Compact Fluorescent |  | Twist | 1 | 13 | Garage
Ceiling Fixture | Compact Fluorescent |  | Twist | 1 | 13 | Kitchen
Ceiling Fixture | Linear Fluorescent | 24 | T-12 | 2 | 20 | Laundry Room
Ceiling Fixture | Incandescent |  | Standard A Lamp | 1 | 60 | Laundry Room
Recessed Can | Compact Fluorescent |  | Twist | 1 | 13 | Family Room
Ceiling Fixture | Linear Fluorescent | 48 | T-12 | 2 | 40 | Family Room
Ceiling Fixture | Compact Fluorescent |  | Twist | 1 | 13 | Other
Ceiling Fixture | Incandescent |  | Standard A Lamp | 1 | 60 | Other
Wall Mount | Incandescent |  | Mini base | 1 | 7 | Bathroom
Recessed Can | Incandescent |  | Standard A Lamp | 1 | 40 | Closet
Recessed Can | Compact Fluorescent |  | Twist | 1 | 15 | Family Room
Floor lamp | Compact Fluorescent |  | Twist | 1 | 15 | Family Room
Recessed Can | Incandescent |  | Reflector | 1 | 65 | Laundry Room
Recessed Can | Incandescent |  | Standard A Lamp | 1 | 40 | Laundry Room
Wall Mount | Compact Fluorescent |  | Twist | 1 | 15 | Bathroom
Ceiling Fixture | Incandescent |  | Standard A Lamp | 1 | 40 | Bedroom
Table | Incandescent |  | Standard A Lamp | 1 | 25 | Bedroom
Table | Compact Fluorescent |  | Twist | 1 | 7 | Bedroom
Table | Compact Fluorescent |  | Twist | 1 | 7 | Hall
Chandelier (Hanging) | Incandescent |  | Mini base | 1 | 25 | Family Room
Floor lamp | Incandescent |  | Standard A Lamp | 1 | 75 | Family Room
Floor lamp | Compact Fluorescent |  | Twist | 1 | 22 | Family Room
Ceiling Fixture | Incandescent |  | Standard A Lamp | 1 | 40 | Hall
Wall Mount | Compact Fluorescent |  | Twist | 1 | 15 | Bedroom
Table | Compact Fluorescent |  | Twist | 1 | 7 | Bedroom
Wall Mount | Incandescent |  | Standard A Lamp | 1 | 60 | Hall
Chandelier (Hanging) | Other |  |  | 1 | 15 | Hall
Ceiling Fixture | Linear Fluorescent | 48 | T-12 | 2 | 40 | Garage
Garage door opener | Compact Fluorescent |  | Twist | 2 | 15 | Garage
Recessed Can | Incandescent |  | Reflector | 1 | 65 | Kitchen
Recessed Can | Incandescent |  | Standard A Lamp | 1 | 60 | Kitchen
Table | Other |  | LED Interior | 1 | 7 | Kitchen
Track | Incandescent |  | Standard A Lamp | 1 | 25 | Kitchen
Table | Compact Fluorescent |  | Twist | 1 | 15 | Living Room
Track | Halogen |  | MR | 4 | 35 | Living Room
Wall Mount | Incandescent |  | Standard A Lamp | 1 | 25 | Bathroom
Wall Mount | Other |  | LED Interior | 1 | 7 | Bathroom
Wall Mount | Incandescent |  | Standard A Lamp | 1 | 25 | Bathroom
Floor lamp | Other |  | LED Interior | 1 | 7 | Master Bedroom
Wall Mount | Compact Fluorescent |  | Twist | 1 | 15 | Master Bedroom
Table | Incandescent |  | Mini base | 2 | 40 | Master Bedroom
Ceiling Fixture | Incandescent |  | Reflector | 1 | 75 | Master Bedroom
Ceiling Fixture | Compact Fluorescent |  | Twist | 1 | 15 | Closet
Ceiling Fixture | Incandescent |  | Globe | 3 | 25 | Bedroom
Floor lamp | Incandescent |  | 3-Way Incandescent | 1 | 150 | Bedroom
Table | Compact Fluorescent |  | Circline (Screw Base) | 1 | 30 | Bedroom
Table | Linear Fluorescent | 17 | T-8 | 2 | 15 | Bedroom
Architectural | Compact Fluorescent |  | Twist | 1 | 15 | Other
Ceiling Fixture | Linear Fluorescent | 48 | T-12 | 2 | 40 | Other
Wall Mount | Incandescent |  | Globe | 6 | 40 | Bathroom
Wall Mount | Incandescent |  | Globe | 5 | 40 | Bathroom
Table | Incandescent |  | Standard A Lamp | 1 | 60 | Bedroom
Ceiling Fixture | Incandescent |  | Standard A Lamp | 2 | 60 | Bedroom
Table | Compact Fluorescent |  | Straight Tube | 1 | 27 | Bedroom
Table | Compact Fluorescent |  | Twist | 1 | 13 | Bedroom
Architectural | Compact Fluorescent |  | Twist | 1 | 13 | Other
Ceiling Fixture | Incandescent |  | Standard A Lamp | 2 | 60 | Closet
Chandelier (Hanging) | Incandescent |  | Mini base | 6 | 40 | Dining Room
Table | Compact Fluorescent |  | Twist | 3 | 13 | Hall
Ceiling Fixture | Incandescent |  | Clear | 5 | 25 | Hall
Ceiling Fan | Incandescent |  | Standard A Lamp | 1 | 60 | Hall
Recessed Can | Incandescent |  | Reflector | 1 | 65 | Kitchen
Recessed Can | Incandescent |  | Reflector | 1 | 65 | Laundry Room
Ceiling Fixture | Linear Fluorescent | 48 | T-12 | 2 | 40 | Laundry Room
Architectural | Compact Fluorescent |  | Other | 1 | 15 | Laundry Room
Architectural | Compact Fluorescent |  | Twist | 1 | 13 | Laundry Room
Floor lamp | Incandescent |  | Standard A Lamp | 1 | 100 | Living Room
Table | Incandescent |  | Standard A Lamp | 4 | 13 | Living Room
Floor lamp | Compact Fluorescent |  | Twist | 4 | 13 | Living Room
Wall Mount | Compact Fluorescent |  | Twist | 10 | 18 | Bathroom
Ceiling Fixture | Incandescent |  | Globe | 3 | 25 | Master Bedroom
Table | Incandescent |  | 3-Way Incandescent | 1 | 150 | Master Bedroom
Floor lamp | Incandescent |  | Standard A Lamp | 1 | 150 | Master Bedroom
Recessed Can | Incandescent |  | Reflector | 1 | 65 | Master Bedroom
Ceiling Fixture | Incandescent |  | Standard A Lamp | 3 | 75 | Office
Floor lamp | Incandescent |  | 3-Way Incandescent | 1 | 150 | Office
Table | Incandescent |  | Standard A Lamp | 1 | 60 | Office
Table | Halogen |  | MR | 1 | 100 | Office
Architectural | Compact Fluorescent |  | Twist | 1 | 23 | Hall
Architectural | Incandescent |  | Standard A Lamp | 1 | 55 | Other
Architectural | Compact Fluorescent |  | Twist | 1 | 15 | Other
Table | Incandescent |  | Standard A Lamp | 1 | 40 | Other
Architectural | Incandescent |  | Standard A Lamp | 1 | 75 | Other
Recessed Can | Incandescent |  | Reflector | 1 | 65 | Other
Ceiling Fixture | Incandescent |  | Standard A Lamp | 1 | 60 | Bathroom
Wall Mount | Incandescent |  | Globe | 6 | 40 | Bathroom
Ceiling Fixture | Incandescent |  | Standard A Lamp | 2 | 60 | Bedroom
Recessed Can | Incandescent |  | Reflector | 1 | 65 | Other
Table | Incandescent |  | Standard A Lamp | 1 | 60 | Other
Table | Incandescent |  | Standard A Lamp | 1 | 75 | Other
Track | Incandescent |  | Reflector | 2 | 75 | Living Room
Floor lamp | Incandescent |  | Standard A Lamp | 1 | 60 | Living Room
Table | Compact Fluorescent |  | Twist | 1 | 20 | Living Room
Ceiling Fixture | Incandescent |  | Standard A Lamp | 1 | 100 | Bedroom
Ceiling Fixture | Incandescent |  | Standard A Lamp | 1 | 75 | Closet
Recessed Can | Incandescent |  | Reflector | 1 | 60 | Dining Room
Ceiling Fixture | Incandescent |  | Standard A Lamp | 1 | 75 | Other
Ceiling Fixture | Incandescent |  | Standard A Lamp | 1 | 60 | Garage
Recessed Can | Incandescent |  | Reflector | 1 | 65 | Kitchen
Recessed Can | Halogen |  | PAR | 1 | 90 | Kitchen
Track | Incandescent |  | Reflector | 2 | 60 | Living Room
Recessed Can | Incandescent |  | Reflector | 1 | 75 | Living Room
Wall Mount | Incandescent |  | Globe | 6 | 40 | Bathroom
Ceiling Fixture | Incandescent |  | Standard A Lamp | 1 | 75 | Bathroom
Recessed Can | Incandescent |  | Reflector | 1 | 65 | Master Bedroom
Wall Mount | Incandescent |  | Clear | 1 | 60 | Master Bedroom
Table | Incandescent |  | Standard A Lamp | 1 | 60 | Master Bedroom
Ceiling Fixture | Incandescent |  | Standard A Lamp | 1 | 40 | Closet
Ceiling Fixture | Incandescent |  | Standard A Lamp | 1 | 60 | Closet
Ceiling Fixture | Incandescent |  | Standard A Lamp | 1 | 75 | Closet
Track | Incandescent |  | Reflector | 3 | 65 | Other
Ceiling Fixture | Incandescent |  | Standard A Lamp | 1 | 60 | Closet
Wall Mount | Incandescent |  | Standard A Lamp | 1 | 40 | Bathroom
Wall Mount | Incandescent |  | Standard A Lamp | 1 | 100 | Bathroom
Recessed Can | Incandescent |  | Reflector | 1 | 65 | Hall
Ceiling Fixture | Incandescent |  | Standard A Lamp | 1 | 60 | Other
Wall Mount | Incandescent |  | Decorative | 2 | 25 | Bathroom
Ceiling Fixture | Compact Fluorescent |  | Twist | 2 | 15 | Bedroom
Chandelier (Hanging) | Incandescent |  | Mini base | 5 | 25 | Dining Room
Garage door opener | Incandescent |  | Standard A Lamp | 1 | 60 | Garage
Ceiling Fixture | Compact Fluorescent |  | Twist | 1 | 15 | Garage
Ceiling Fixture | Compact Fluorescent |  | Twist | 2 | 15 | Hall
Recessed - other | Linear Fluorescent | 48 | T-12 | 2 | 32 | Kitchen
Ceiling Fixture | Compact Fluorescent |  | Twist | 1 | 15 | Laundry Room
Table | Compact Fluorescent |  | Twist | 1 | 15 | Living Room
Wall Mount | Compact Fluorescent |  | Twist | 3 | 15 | Bathroom
Recessed - other | Incandescent |  | Heat Lamp | 2 | 250 | Bathroom
Ceiling Fixture | Linear Fluorescent | 48 | T-12 | 2 | 40 | Bedroom
Table | Incandescent |  | Standard A Lamp | 1 | 60 | Bedroom
Ceiling Fixture | Compact Fluorescent |  | Twist | 1 | 15 | Closet
Ceiling Fixture | Compact Fluorescent |  | Twist | 2 | 15 | Hall
Ceiling Fan | Compact Fluorescent |  | Twist | 2 | 15 | Hall
Table | Compact Fluorescent |  | Twist | 1 | 15 | Master Bedroom
Wall Mount | Incandescent |  | Decorative | 4 | 60 | Bathroom
Ceiling Fixture | Incandescent |  | Standard A Lamp | 3 | 60 | Bedroom
Ceiling Fixture | Incandescent |  | Standard A Lamp | 2 | 60 | Bedroom
Table | Compact Fluorescent |  | Twist | 1 | 15 | Bedroom
Ceiling Fixture | Compact Fluorescent |  | Twist | 1 | 15 | Dining Room
Ceiling Fixture | Compact Fluorescent |  | Twist | 3 | 15 | Family Room
Ceiling Fixture | Incandescent |  | Standard A Lamp | 1 | 40 | Family Room
Table | Compact Fluorescent |  | Pin base | 1 | 22 | Family Room
Ceiling Fixture | Incandescent |  | Standard A Lamp | 2 | 60 | Hall
Ceiling Fan | Linear Fluorescent | 40 | T-12 | 2 | 40 | Kitchen
Ceiling Fixture | Incandescent |  | Globe | 1 | 60 | Laundry Room
Table | Compact Fluorescent |  | Twist | 3 | 15 | Living Room
Wall Mount | Incandescent |  | Decorative | 2 | 25 | Living Room
Floor lamp | Incandescent |  | 3-Way Incandescent | 1 | 150 | Living Room
Chandelier (Hanging) | Compact Fluorescent |  | Twist | 1 | 15 | Bathroom
Wall Mount | Incandescent |  | Standard A Lamp | 1 | 40 | Bathroom
Chandelier (Hanging) | Incandescent |  | Standard A Lamp | 2 | 60 | Bathroom
Wall Mount | Incandescent |  | Standard A Lamp | 2 | 75 | Bathroom
Wall Mount | Compact Fluorescent |  | Twist | 1 | 15 | Bathroom
Track | Incandescent |  | Reflector | 4 | 65 | Bedroom
Chandelier (Hanging) | Compact Fluorescent |  | Twist | 2 | 18 | Bedroom
Table | Compact Fluorescent |  | Straight Tube | 1 | 15 | Bedroom
Chandelier (Hanging) | Incandescent |  | Standard A Lamp | 2 | 60 | Master Bedroom
Table | Incandescent |  | Decorative | 1 | 40 | Master Bedroom
Chandelier (Hanging) | Compact Fluorescent |  | Twist | 2 | 15 | Dining Room
Ceiling Fixture | Incandescent |  | Standard A Lamp | 1 | 75 | Dining Room
Ceiling Fixture | Linear Fluorescent | 48 | T-12 | 4 | 40 | Kitchen
Ceiling Fixture | Incandescent |  | Standard A Lamp | 1 | 60 | Laundry Room
Floor lamp | Incandescent |  | Reflector | 2 | 65 | Living Room
Floor lamp | Halogen |  | MR | 1 | 50 | Living Room
Recessed Can | Compact Fluorescent |  | Reflector | 1 | 22 | Living Room
Ceiling Fan | Halogen |  | MR | 1 | 75 | Living Room
Track | Compact Fluorescent |  | Twist | 2 | 15 | Living Room
Track | Incandescent |  | Reflector | 2 | 65 | Living Room
Ceiling Fixture | Linear Fluorescent | 48 | T-12 | 4 | 40 | Closet
Chandelier (Hanging) | Incandescent |  | Standard A Lamp | 2 | 75 | Family Room
Floor lamp | Incandescent |  | Standard A Lamp | 1 | 60 | Family Room
Chandelier (Hanging) | Incandescent |  | Clear | 2 | 60 | Living Room
Table | Compact Fluorescent |  | Twist | 1 | 15 | Living Room
Ceiling Fixture | Incandescent |  | Standard A Lamp | 1 | 75 | Hall
Wall Mount | Incandescent |  | Standard A Lamp | 1 | 100 | Hall
Wall Mount | Incandescent |  | Standard A Lamp | 2 | 60 | Bathroom
Chandelier (Hanging) | Incandescent |  | Mini base | 6 | 60 | Dining Room
Chandelier (Hanging) | Compact Fluorescent |  | Twist | 5 | 15 | Hall
Chandelier (Hanging) | Incandescent |  | Mini base | 1 | 60 | Kitchen
Recessed Can | Incandescent |  | Reflector | 1 | 60 | Kitchen
Table | Compact Fluorescent |  | Straight Tube | 1 | 11 | Living Room
Table | Incandescent |  | Standard A Lamp | 1 | 40 | Living Room
Table | Incandescent |  | Standard A Lamp | 1 | 60 | Living Room
Table | Incandescent |  | Standard A Lamp | 1 | 75 | Living Room
Table | Compact Fluorescent |  | Twist | 1 | 15 | Living Room
Chandelier (Hanging) | Incandescent |  | Mini base | 3 | 60 | Hall
Ceiling Fixture | Compact Fluorescent |  | Twist | 1 | 15 | Closet
Recessed Can | Incandescent |  | Reflector | 1 | 60 | Bathroom
Wall Mount | Incandescent |  | Standard A Lamp | 1 | 3 | Bathroom
Ceiling Fixture | Incandescent |  | Standard A Lamp | 1 | 40 | Bedroom
Ceiling Fixture | Incandescent |  | Standard A Lamp | 1 | 60 | Bedroom
Table | Incandescent |  | Globe | 1 | 40 | Bedroom
Ceiling Fixture | Compact Fluorescent |  | Other | 1 | 15 | Closet
Chandelier (Hanging) | Incandescent |  | Standard A Lamp | 2 | 60 | Hall
Wall Mount | Incandescent |  | Clear | 1 | 60 | Hall
Wall Mount | Compact Fluorescent |  | Twist | 1 | 15 | Hall
Chandelier (Hanging) | Incandescent |  | Mini base | 3 | 60 | Master Bedroom
Table | Incandescent |  | Standard A Lamp | 1 | 40 | Master Bedroom
Table | Incandescent |  | Standard A Lamp | 1 | 60 | Master Bedroom
Ceiling Fixture | Compact Fluorescent |  | Twist | 1 | 15 | Closet
Track | Halogen |  | MR | 5 | 50 | Office
Table | Incandescent |  | Standard A Lamp | 1 | 40 | Office
Table | Incandescent |  | Standard A Lamp | 1 | 60 | Office
Ceiling Fixture | Incandescent |  | Standard A Lamp | 1 | 100 | Other
Ceiling Fixture | Incandescent |  | Standard A Lamp | 1 | 40 | Other
Ceiling Fixture | Compact Fluorescent |  | Twist | 1 | 15 | Garage
Ceiling Fixture | Incandescent |  | Standard A Lamp | 1 | 100 | Laundry Room
Ceiling Fixture | Compact Fluorescent |  | Twist | 1 | 15 | Other
Wall Mount | Incandescent |  | Decorative | 4 | 5 | Bathroom
Architectural | Halogen |  | Quartz Tube | 1 | 20 | Bathroom
Ceiling Fixture | Compact Fluorescent |  | Twist | 2 | 15 | Bedroom
Torchiere | Halogen |  | Quartz Tube | 2 | 20 | Bedroom
Floor lamp | Incandescent |  | Standard A Lamp | 1 | 60 | Bedroom
Floor lamp | Halogen |  | Quartz Tube | 1 | 50 | Dining Room
Ceiling Fan | Halogen |  | MR | 1 | 20 | Dining Room
Ceiling Fixture | Other |  | LED Interior | 1 | 12 | Kitchen
Recessed Can | Compact Fluorescent |  | Reflector | 1 | 15 | Kitchen
Ceiling Fan | Halogen |  | MR | 1 | 20 | Kitchen
Floor lamp | Halogen |  | Quartz Tube | 2 | 20 | Living Room
Architectural | Halogen |  | MR | 5 | 20 | Office
Architectural | Halogen |  | MR | 1 | 20 | Office
Floor lamp | Halogen |  | Quartz Tube | 1 | 50 | Office
Architectural | Other |  | LED Interior | 1 | 12 | Office
Ceiling Fixture | Compact Fluorescent |  | Twist | 1 | 15 | Bathroom
Track | Halogen |  | MR | 4 | 20 | Hall
Ceiling Fixture | Compact Fluorescent |  | Twist | 1 | 15 | Office
Ceiling Fixture | Incandescent |  | Clear | 3 | 40 | Master Bedroom
Table | Incandescent |  | Standard A Lamp | 1 | 60 | Master Bedroom
Ceiling Fixture | Incandescent |  | Standard A Lamp | 2 | 60 | Bedroom
Ceiling Fixture | Incandescent |  | Clear | 3 | 60 | Bedroom
Chandelier (Hanging) | Incandescent |  | Mini base | 4 | 25 | Dining Room
Wall Mount | Incandescent |  | Globe | 3 | 40 | Bathroom
Ceiling Fixture | Incandescent |  | Standard A Lamp | 1 | 60 | Bathroom
Ceiling Fixture | Linear Fluorescent | 48 | T-12 | 2 | 40 | Kitchen
Wall Mount | Incandescent |  | Standard A Lamp | 2 | 60 | Kitchen
Ceiling Fixture | Incandescent |  | Standard A Lamp | 1 | 100 | Laundry Room
Wall Mount | Incandescent |  | Standard A Lamp | 2 | 60 | Laundry Room
Floor lamp | Incandescent |  | Standard A Lamp | 2 | 125 | Living Room
Floor lamp | Compact Fluorescent |  | Twist | 1 | 15 | Living Room
Table | Incandescent |  | Standard A Lamp | 1 | 125 | Living Room
Table | Incandescent |  | Decorative | 1 | 40 | Living Room
Ceiling Fixture | Incandescent |  | Standard A Lamp | 2 | 60 | Bathroom
Wall Mount | Incandescent |  | Standard A Lamp | 4 | 60 | Bathroom
Recessed Can | Halogen |  | PAR | 1 | 50 | Other
Wall Mount | Incandescent |  | Standard A Lamp | 1 | 60 | Closet
Wall Mount | Incandescent |  | Standard A Lamp | 4 | 60 | Bathroom
Ceiling Fixture | Incandescent |  | Standard A Lamp | 2 | 60 | Bathroom
Floor lamp | Incandescent |  | Standard A Lamp | 1 | 25 | Other
Ceiling Fixture | Incandescent |  | Standard A Lamp | 1 | 60 | Closet
Ceiling Fixture | Incandescent |  | Standard A Lamp | 2 | 60 | Other
Ceiling Fixture | Incandescent |  | Standard A Lamp | 1 | 60 | Garage
Ceiling Fixture | Incandescent |  | Standard A Lamp | 2 | 60 | Hall
Ceiling Fixture | Incandescent |  | Reflector | 2 | 125 | Kitchen
Ceiling Fixture | Incandescent |  | Reflector | 2 | 75 | Kitchen
Ceiling Fixture | Incandescent |  | Globe | 1 | 100 | Kitchen
Ceiling Fixture | Incandescent |  | Standard A Lamp | 1 | 60 | Laundry Room
Ceiling Fixture | Incandescent |  | Decorative | 1 | 25 | Living Room
Wall Mount | Incandescent |  | Decorative | 2 | 25 | Living Room
Chandelier (Hanging) | Incandescent |  | Decorative | 8 | 25 | Living Room
Ceiling Fixture | Incandescent |  | Standard A Lamp | 3 | 60 | Master Bedroom
Wall Mount | Incandescent |  | Globe | 2 | 40 | Bathroom
Ceiling Fixture | Incandescent |  | Standard A Lamp | 1 | 60 | Bathroom
Ceiling Fixture | Incandescent |  | Standard A Lamp | 3 | 60 | Office
Wall Mount | Linear Fluorescent | 24 | T-5 | 1 | 20 | Office
Ceiling Fixture | Incandescent |  | Standard A Lamp | 3 | 75 | Office
Floor lamp | Incandescent |  | Standard A Lamp | 1 | 150 | Office
Floor lamp | Incandescent |  | Standard A Lamp | 1 | 60 | Office
Floor lamp | Compact Fluorescent |  | 3-Way CFL | 1 | 19 | Living Room
Ceiling Fixture | Compact Fluorescent |  | Reflector | 1 | 14 | Bedroom
Table | Incandescent |  | Standard A Lamp | 1 | 100 | Bedroom
Floor lamp | Compact Fluorescent |  | Twist | 1 | 23 | Bedroom
Wall Mount | Compact Fluorescent |  | Globe | 5 | 11 | Bathroom
Table | Compact Fluorescent |  | Twist | 1 | 23 | Bedroom
Recessed Can | Compact Fluorescent |  | Twist | 1 | 23 | Bedroom
Ceiling Fixture | Halogen |  | MR | 1 | 50 | Bedroom
Table | Compact Fluorescent |  | Twist | 1 | 23 | Master Bedroom
Ceiling Fixture | Compact Fluorescent |  | Twist | 2 | 23 | Closet
Wall Mount | Compact Fluorescent |  | Twist | 4 | 13 | Bathroom
Ceiling Fixture | Compact Fluorescent |  | Twist | 1 | 13 | Bathroom
Ceiling Fixture | Compact Fluorescent |  | Twist | 1 | 23 | Garage
Ceiling Fixture | Incandescent |  | Standard A Lamp | 4 | 60 | Dining Room
Table | Compact Fluorescent |  | Twist | 1 | 13 | Dining Room
Floor lamp | Compact Fluorescent |  | 3-Way CFL | 1 | 19 | Dining Room
Recessed Can | Incandescent |  | Reflector | 1 | 65 | Kitchen
Ceiling Fixture | Incandescent |  | Standard A Lamp | 1 | 60 | Kitchen
Ceiling Fixture | Incandescent |  | Globe | 2 | 150 | Office
Floor lamp | Compact Fluorescent |  | Twist | 1 | 23 | Office
Table | Compact Fluorescent |  | Twist | 1 | 23 | Living Room
Ceiling Fixture | Incandescent |  | Mini base | 4 | 25 | Hall
Table | Compact Fluorescent |  | Twist | 1 | 23 | Hall
Floor lamp | Compact Fluorescent |  | Twist | 1 | 23 | Bathroom
Ceiling Fixture | Compact Fluorescent |  | Twist | 1 | 23 | Laundry Room
Ceiling Fixture | Compact Fluorescent |  | Twist | 2 | 23 | Closet
Wall Mount | Halogen |  | Quartz Tube | 1 | 50 | Bathroom
Ceiling Fixture | Compact Fluorescent |  | Twist | 1 | 23 | Bedroom
Table | Halogen |  | Other | 1 | 60 | Bedroom
Ceiling Fixture | Compact Fluorescent |  | Twist | 1 | 15 | Bedroom
Floor lamp | Compact Fluorescent |  | Twist | 1 | 23 | Bedroom
Table | Compact Fluorescent | 48 | Pin base | 1 | 27 | Bedroom
Ceiling Fixture | Incandescent |  | Standard A Lamp | 1 | 60 | Hall
Ceiling Fixture | Compact Fluorescent |  | Twist | 1 | 15 | Kitchen
Chandelier (Hanging) | Incandescent |  | Mini base | 4 | 40 | Kitchen
Ceiling Fixture | Incandescent |  | Standard A Lamp | 1 | 60 | Laundry Room
Wall Mount | Compact Fluorescent |  | Twist | 1 | 23 | Living Room
Floor lamp | Compact Fluorescent |  | Twist | 1 | 26 | Living Room
Table | Incandescent |  | Colored | 1 | 75 | Living Room
Ceiling Fixture | Linear Fluorescent | 48 | T-12 | 2 | 40 | Other
Recessed Can | Incandescent |  | Standard A Lamp | 1 | 75 | Other
Recessed Can | Compact Fluorescent |  | Twist | 1 | 7 | Other
Ceiling Fixture | Compact Fluorescent |  | Twist | 1 | 22 | Hall
Wall Mount | Incandescent |  | Standard A Lamp | 2 | 60 | Bathroom
Chandelier (Hanging) | Incandescent |  | Decorative | 8 | 25 | Bedroom
Track | Incandescent |  | Decorative | 1 | 25 | Bedroom
Table | Incandescent |  | Standard A Lamp | 1 | 40 | Office
Ceiling Fixture | Compact Fluorescent |  | Twist | 3 | 22 | Office
Ceiling Fixture | Compact Fluorescent |  | Twist | 1 | 22 | Family Room
Table | Compact Fluorescent |  | Twist | 1 | 22 | Family Room
Ceiling Fixture | Compact Fluorescent |  | Twist | 1 | 22 | Family Room
Ceiling Fixture | Compact Fluorescent |  | Twist | 1 | 22 | Bedroom
Table | Incandescent |  | Standard A Lamp | 1 | 40 | Bedroom
Ceiling Fixture | Compact Fluorescent |  | Twist | 1 | 22 | Bathroom
Ceiling Fixture | Incandescent |  | Standard A Lamp | 1 | 100 | Bedroom
Table | Halogen |  | Other | 1 | 50 | Bedroom
Ceiling Fixture | Compact Fluorescent |  | Twist | 1 | 15 | Bedroom
Ceiling Fixture | Compact Fluorescent |  | Twist | 2 | 22 | Bathroom
Ceiling Fixture | Incandescent |  | Standard A Lamp | 1 | 40 | Bathroom
Recessed Can | Compact Fluorescent |  | Twist | 1 | 22 | Kitchen
Ceiling Fixture | Compact Fluorescent |  | Twist | 1 | 15 | Kitchen
Chandelier (Hanging) | Halogen |  | Quartz Tube | 1 | 150 | Dining Room
Ceiling Fixture | Incandescent |  | Standard A Lamp | 4 | 100 | Living Room
Floor lamp | Incandescent |  | Decorative | 1 | 25 | Living Room
Torchiere | Compact Fluorescent |  | Twist | 1 | 22 | Living Room
Table | Incandescent |  | Decorative | 2 | 25 | Living Room
Ceiling Fixture | Incandescent |  | Standard A Lamp | 1 | 100 | Other
Ceiling Fixture | Compact Fluorescent |  | Twist | 2 | 15 | Bedroom
Ceiling Fixture | Compact Fluorescent |  | Twist | 1 | 22 | Closet
Table | Halogen |  | Other | 1 | 50 | Closet
Wall Mount | Compact Fluorescent |  | Twist | 2 | 15 | Bathroom
Wall Mount | Compact Fluorescent |  | Twist | 4 | 15 | Bathroom
Recessed Can | Compact Fluorescent |  | Twist | 1 | 15 | Bedroom
Ceiling Fan | Compact Fluorescent |  | Twist | 1 | 15 | Bedroom
Table | Compact Fluorescent |  | Twist | 1 | 15 | Bedroom
Ceiling Fan | Compact Fluorescent |  | Twist | 1 | 15 | Bedroom
Chandelier (Hanging) | Compact Fluorescent |  | Twist | 7 | 15 | Dining Room
Ceiling Fixture | Linear Fluorescent | 48 | T-12 | 2 | 40 | Garage
Garage door opener | Incandescent |  | Standard A Lamp | 2 | 60 | Garage
Ceiling Fan | Compact Fluorescent |  | Twist | 1 | 15 | Hall
Recessed Can | Compact Fluorescent |  | Twist | 1 | 15 | Kitchen
Ceiling Fixture | Compact Fluorescent |  | Twist | 2 | 15 | Laundry Room
Recessed Can | Compact Fluorescent |  | Twist | 1 | 15 | Laundry Room
Recessed Can | Compact Fluorescent |  | Twist | 1 | 15 | Office
Ceiling Fixture | Compact Fluorescent |  | Twist | 1 | 15 | Closet
Floor lamp | Compact Fluorescent |  | Twist | 3 | 22 | Living Room
Track | Incandescent |  | Reflector | 3 | 50 | Living Room
Chandelier (Hanging) | Compact Fluorescent |  | Twist | 5 | 22 | Dining Room
Ceiling Fixture | Linear Fluorescent | 48 | T-12 | 4 | 40 | Kitchen
Other | Incandescent |  | Standard A Lamp | 2 | 60 | Kitchen
Track | Compact Fluorescent |  | A shape bulb | 4 | 15 | Hall
Ceiling Fixture | Compact Fluorescent |  | Twist | 1 | 15 | Bathroom
Ceiling Fixture | Incandescent |  | Heat Lamp | 1 | 500 | Bathroom
Ceiling Fixture | Compact Fluorescent |  | Twist | 2 | 22 | Bedroom
Table | Incandescent |  | Standard A Lamp | 1 | 40 | Bedroom
Table | Compact Fluorescent |  | Twist | 1 | 22 | Bedroom
Ceiling Fixture | Compact Fluorescent |  | Twist | 2 | 22 | Office
Recessed Can | Incandescent |  | Reflector | 1 | 100 | Bathroom
Recessed Can | Incandescent |  | Reflector | 1 | 75 | Bathroom
Wall Mount | Incandescent |  | Standard A Lamp | 3 | 40 | Bathroom
Recessed Can | Incandescent |  | Reflector | 1 | 75 | Bathroom
Ceiling Fixture | Incandescent |  | Clear | 2 | 60 | Bedroom
Wall Mount | Incandescent |  | Standard A Lamp | 1 | 100 | Bedroom
Floor lamp | Incandescent |  | Standard A Lamp | 1 | 75 | Bedroom
Ceiling Fixture | Compact Fluorescent |  | Twist | 2 | 15 | Closet
Ceiling Fixture | Incandescent |  | Standard A Lamp | 2 | 60 | Closet
Table | Compact Fluorescent |  | Twist | 1 | 15 | Dining Room
Table | Incandescent |  | Standard A Lamp | 2 | 60 | Dining Room
Chandelier (Hanging) | Incandescent |  | Decorative | 7 | 40 | Dining Room
Ceiling Fixture | Other |  | Other | 2 | 40 | Other
Ceiling Fixture | Incandescent |  | Standard A Lamp | 3 | 100 | Family Room
Table | Incandescent |  | Standard A Lamp | 1 | 60 | Family Room
Table | Compact Fluorescent |  | Twist | 1 | 15 | Family Room
Wall Mount | Linear Fluorescent | 24 | T-12 | 1 | 40 | Family Room
Garage door opener | Incandescent |  | Standard A Lamp | 1 | 40 | Garage
Ceiling Fixture | Compact Fluorescent |  | Circline (Screw Base) | 1 | 22 | Garage
Ceiling Fixture | Linear Fluorescent | 48 | T-12 | 4 | 40 | Garage
Recessed Can | Incandescent |  | Reflector | 1 | 75 | Kitchen
Ceiling Fixture | Incandescent |  | Globe | 1 | 100 | Kitchen
Architectural | Linear Fluorescent | 18 | T-5 | 1 | 7 | Kitchen
Ceiling Fixture | Linear Fluorescent | 48 | T-12 | 2 | 40 | Laundry Room
Recessed Can | Incandescent |  | Reflector | 1 | 60 | Living Room
Wall Mount | Compact Fluorescent |  | Twist | 1 | 15 | Living Room
Table | Incandescent |  | 3-Way Incandescent | 1 | 100 | Living Room
Chandelier (Hanging) | Incandescent |  | Globe | 1 | 40 | Living Room
Wall Mount | Linear Fluorescent | 48 | T-12 | 1 | 40 | Master Bedroom
Table | Incandescent |  | Standard A Lamp | 1 | 90 | Master Bedroom
Wall Mount | Incandescent |  | Standard A Lamp | 1 | 75 | Master Bedroom
Floor lamp | Incandescent |  | Standard A Lamp | 1 | 60 | Master Bedroom
Ceiling Fixture | Linear Fluorescent | 48 | T-8 | 2 | 32 | Closet
Floor lamp | Incandescent |  | Decorative | 1 | 60 | Office
Ceiling Fixture | Incandescent |  | Standard A Lamp | 1 | 100 | Office
Table | Compact Fluorescent |  | Twist | 1 | 15 | Office
Ceiling Fixture | Incandescent |  | Clear | 4 | 40 | Hall
Wall Mount | Linear Fluorescent | 36 | T-8 | 1 | 32 | Other
Wall Mount | Incandescent |  | Standard A Lamp | 4 | 60 | Bathroom
Ceiling Fixture | Incandescent |  | Standard A Lamp | 2 | 60 | Bedroom
Ceiling Fixture | Incandescent |  | Standard A Lamp | 2 | 60 | Bedroom
Floor lamp | Incandescent |  | Standard A Lamp | 1 | 75 | Bedroom
Ceiling Fan | Incandescent |  | Standard A Lamp | 5 | 60 | Dining Room
Ceiling Fixture | Linear Fluorescent | 48 | T-12 | 2 | 32 | Garage
Wall Mount | Incandescent |  | Standard A Lamp | 2 | 60 | Bathroom
Ceiling Fixture | Incandescent |  | Standard A Lamp | 1 | 60 | Hall
Ceiling Fixture | Linear Fluorescent | 48 | T-12 | 4 | 32 | Kitchen
Floor lamp | Incandescent |  | Standard A Lamp | 1 | 60 | Living Room
Floor lamp | Incandescent |  | 3-Way Incandescent | 1 | 150 | Living Room
Ceiling Fixture | Linear Fluorescent | 48 | T-12 | 4 | 32 | Office
Ceiling Fixture | Incandescent |  | Standard A Lamp | 2 | 60 | Bedroom
Wall Mount | Incandescent |  | Clear | 4 | 40 | Bathroom
Ceiling Fixture | Compact Fluorescent |  | Twist | 1 | 15 | Bathroom
Ceiling Fixture | Incandescent |  | Standard A Lamp | 1 | 40 | Bathroom
Wall Mount | Incandescent |  | Globe | 3 | 40 | Bathroom
Recessed Can | Incandescent |  | Reflector | 1 | 65 | Bedroom
Ceiling Fixture | Incandescent |  | Standard A Lamp | 2 | 40 | Bedroom
Recessed Can | Incandescent |  | Reflector | 1 | 65 | Bedroom
Ceiling Fixture | Incandescent |  | Standard A Lamp | 2 | 60 | Bedroom
Recessed Can | Incandescent |  | Reflector | 1 | 65 | Master Bedroom
Ceiling Fixture | Compact Fluorescent |  | Twist | 1 | 15 | Master Bedroom
Table | Incandescent |  | Decorative | 1 | 40 | Master Bedroom
Chandelier (Hanging) | Compact Fluorescent |  | Twist | 3 | 15 | Dining Room
Floor lamp | Incandescent |  | Standard A Lamp | 3 | 100 | Dining Room
Table | Incandescent |  | Standard A Lamp | 2 | 100 | Dining Room
Ceiling Fixture | Incandescent |  | Standard A Lamp | 2 | 40 | Hall
Ceiling Fixture | Halogen |  | MR | 3 | 50 | Family Room
Table | Incandescent |  | Standard A Lamp | 1 | 60 | Family Room
Table | Compact Fluorescent |  | Twist | 1 | 15 | Family Room
Table | Incandescent |  | Decorative | 1 | 40 | Family Room
Ceiling Fixture | Compact Fluorescent |  | Twist | 1 | 15 | Garage
Ceiling Fan | Incandescent |  | Mini base | 3 | 40 | Kitchen
Recessed Can | Incandescent |  | Reflector | 1 | 75 | Living Room
Table | Halogen |  | MR | 1 | 50 | Living Room
Table | Incandescent |  | Standard A Lamp | 1 | 100 | Living Room
Chandelier (Hanging) | Compact Fluorescent |  | Twist | 1 | 15 | Dining Room
Wall Mount | Incandescent |  | Standard A Lamp | 3 | 60 | Bathroom
Wall Mount | Incandescent |  | Standard A Lamp | 4 | 100 | Bathroom
Ceiling Fixture | Compact Fluorescent |  | Twist | 1 | 20 | Bathroom
Wall Mount | Incandescent |  | Standard A Lamp | 2 | 60 | Bathroom
Recessed Can | Incandescent |  | Reflector | 1 | 65 | Bathroom
Ceiling Fixture | Incandescent |  | Standard A Lamp | 1 | 60 | Bedroom
Table | Incandescent |  | 3-Way Incandescent | 1 | 200 | Bedroom
Table | Incandescent |  | Clear | 1 | 60 | Bedroom
Ceiling Fixture | Compact Fluorescent |  | Twist | 1 | 20 | Bedroom
Table | Incandescent |  | 3-Way Incandescent | 1 | 100 | Bedroom
Table | Compact Fluorescent |  | Twist | 1 | 13 | Bedroom
Ceiling Fixture | Incandescent |  | Standard A Lamp | 1 | 60 | Closet
Ceiling Fixture | Incandescent |  | Standard A Lamp | 1 | 60 | Closet
Recessed Can | Compact Fluorescent |  | Reflector | 1 | 14 | Dining Room
Recessed Can | Incandescent |  | Reflector | 1 | 65 | Dining Room
Chandelier (Hanging) | Incandescent |  | Standard A Lamp | 9 | 60 | Other
Recessed Can | Incandescent |  | Reflector | 1 | 65 | Family Room
Recessed Can | Incandescent |  | Reflector | 1 | 65 | Family Room
Garage door opener | Incandescent |  | Standard A Lamp | 2 | 60 | Garage
Ceiling Fixture | Compact Fluorescent |  | Twist | 1 | 20 | Garage
Recessed Can | Incandescent |  | Reflector | 1 | 65 | Hall
Table | Compact Fluorescent |  | Twist | 1 | 20 | Hall
Recessed Can | Incandescent |  | Reflector | 1 | 65 | Hall
Recessed Can | Incandescent |  | Reflector | 1 | 65 | Kitchen
Ceiling Fixture | Incandescent |  | Standard A Lamp | 2 | 60 | Laundry Room
Chandelier (Hanging) | Incandescent |  | Decorative | 6 | 60 | Living Room
Table | Incandescent |  | 3-Way Incandescent | 1 | 100 | Living Room
Table | Incandescent |  | Standard A Lamp | 1 | 60 | Living Room
Recessed Can | Incandescent |  | Reflector | 1 | 65 | Living Room
Wall Mount | Incandescent |  | Decorative | 1 | 40 | Living Room
Recessed Can | Incandescent |  | Reflector | 1 | 65 | Master Bedroom
Table | Incandescent |  | 3-Way Incandescent | 1 | 200 | Master Bedroom
Ceiling Fixture | Compact Fluorescent |  | Twist | 2 | 20 | Office
Floor lamp | Compact Fluorescent |  | Straight Tube | 1 | 42 | Office
Ceiling Fixture | Compact Fluorescent |  | Twist | 2 | 13 | Office
Floor lamp | Compact Fluorescent |  | Straight Tube | 1 | 13 | Office
Ceiling Fixture | Incandescent |  | Standard A Lamp | 1 | 60 | Other
Wall Mount | Compact Fluorescent |  | Twist | 1 | 15 | Bathroom
Ceiling Fixture | Incandescent |  | Standard A Lamp | 1 | 100 | Bathroom
Ceiling Fixture | Compact Fluorescent |  | Twist | 2 | 15 | Bedroom
Ceiling Fixture | Compact Fluorescent |  | Twist | 2 | 15 | Bedroom
Table | Incandescent |  | Standard A Lamp | 1 | 100 | Bedroom
Ceiling Fixture | Linear Fluorescent | 48 | T-12 | 2 | 40 | Garage
Ceiling Fixture | Compact Fluorescent |  | Twist | 1 | 22 | Hall
Ceiling Fixture | Compact Fluorescent |  | Twist | 2 | 15 | Kitchen
Chandelier (Hanging) | Compact Fluorescent |  | Twist | 5 | 22 | Kitchen
Ceiling Fixture | Compact Fluorescent |  | Twist | 1 | 15 | Laundry Room
Wall Mount | Compact Fluorescent |  | Twist | 1 | 15 | Living Room
Torchiere | Incandescent |  | Standard A Lamp | 1 | 100 | Living Room
Torchiere | Compact Fluorescent |  | Twist | 1 | 22 | Living Room
Wall Mount | Incandescent |  | Standard A Lamp | 1 | 60 | Other
Ceiling Fixture | Incandescent |  | Standard A Lamp | 1 | 60 | Bedroom
Wall Mount | Other |  | LED Interior | 1 | 1 | Bedroom
Wall Mount | Incandescent |  | Globe | 1 | 40 | Bathroom
Wall Mount | Incandescent |  | Globe | 1 | 40 | Bathroom
Ceiling Fixture | Incandescent |  | Standard A Lamp | 1 | 60 | Bathroom
Ceiling Fixture | Incandescent |  | Standard A Lamp | 1 | 60 | Closet
Wall Mount | Incandescent |  | Globe | 1 | 40 | Closet
Ceiling Fixture | Incandescent |  | Standard A Lamp | 1 | 60 | Dining Room
Ceiling Fixture | Incandescent |  | Standard A Lamp | 1 | 60 | Hall
Ceiling Fixture | Linear Fluorescent | 48 | T-12 | 2 | 40 | Garage
Garage door opener | Incandescent |  | Standard A Lamp | 1 | 60 | Garage
Ceiling Fixture | Incandescent |  | Decorative | 2 | 40 | Hall
Other | Linear Fluorescent | 36 | T-12 | 1 | 35 | Kitchen
Ceiling Fixture | Linear Fluorescent | 48 | T-12 | 2 | 40 | Kitchen
Ceiling Fixture | Incandescent |  | Standard A Lamp | 1 | 60 | Kitchen
Ceiling Fixture | Incandescent |  | Standard A Lamp | 1 | 60 | Hall
Track | Halogen |  | MR | 4 | 50 | Living Room
Ceiling Fixture | Incandescent |  | Standard A Lamp | 1 | 60 | Master Bedroom
Ceiling Fixture | Incandescent |  | Standard A Lamp | 1 | 60 | Bedroom
Table | Incandescent |  | Standard A Lamp | 1 | 75 | Bedroom
Ceiling Fixture | Compact Fluorescent |  | Twist | 1 | 22 | Other
Wall Mount | Incandescent |  | Reflector | 2 | 60 | Hall
Ceiling Fixture | Incandescent |  | Standard A Lamp | 2 | 60 | Bedroom
Recessed Can | Compact Fluorescent |  | Reflector | 1 | 15 | Kitchen
Ceiling Fixture | Incandescent |  | Standard A Lamp | 2 | 60 | Hall
Wall Mount | Incandescent |  | Mini base | 6 | 40 | Bathroom
Ceiling Fixture | Compact Fluorescent |  | Twist | 2 | 22 | Bedroom
Ceiling Fixture | Incandescent |  | Standard A Lamp | 3 | 60 | Master Bedroom
Wall Mount | Compact Fluorescent |  | Twist | 3 | 22 | Bathroom
Ceiling Fixture | Incandescent |  | Standard A Lamp | 1 | 60 | Bathroom
Wall Mount | Incandescent |  | Standard A Lamp | 1 | 40 | Hall
Ceiling Fan | Incandescent |  | Clear | 3 | 40 | Other
Ceiling Fixture | Compact Fluorescent |  | Twist | 2 | 22 | Office
Ceiling Fixture | Incandescent |  | Standard A Lamp | 1 | 60 | Laundry Room
Ceiling Fixture | Incandescent |  | Standard A Lamp | 1 | 60 | Closet
Ceiling Fixture | Compact Fluorescent |  | Twist | 3 | 15 | Kitchen
Ceiling Fixture | Compact Fluorescent |  | Twist | 3 | 22 | Family Room
Track | Compact Fluorescent |  | Twist | 3 | 22 | Family Room
Wall Mount | Incandescent |  | Clear | 6 | 40 | Bathroom
Ceiling Fixture | Incandescent |  | Standard A Lamp | 1 | 60 | Hall
Ceiling Fan | Incandescent |  | Standard A Lamp | 1 | 40 | Bedroom
Ceiling Fixture | Incandescent |  | Standard A Lamp | 1 | 60 | Closet
Ceiling Fan | Compact Fluorescent |  | Twist | 5 | 22 | Hall
Table | Incandescent |  | Standard A Lamp | 1 | 60 | Living Room
Chandelier (Hanging) | Compact Fluorescent |  | Twist | 4 | 22 | Dining Room
Recessed Can | Halogen |  | PAR | 1 | 50 | Hall
Wall Mount | Halogen |  | PAR | 1 | 50 | Bathroom
Ceiling Fan | Compact Fluorescent |  | Twist | 1 | 15 | Bathroom
Recessed Can | Halogen |  | PAR | 1 | 50 | Other
Track | Halogen |  | PAR | 1 | 50 | Other
Table | Incandescent |  | 3-Way Incandescent | 1 | 150 | Other
Recessed Can | Halogen |  | PAR | 1 | 50 | Kitchen
Ceiling Fan | Incandescent |  | Standard A Lamp | 1 | 60 | Bathroom
Ceiling Fan | Halogen |  | Other | 1 | 25 | Bathroom
Wall Mount | Linear Fluorescent | 12 | T-5 | 1 | 10 | Hall
Wall Mount | Linear Fluorescent | 24 | T-5 | 1 | 15 | Hall
Recessed Can | Halogen |  | PAR | 1 | 50 | Master Bedroom
Recessed Can | Halogen |  | PAR | 1 | 50 | Master Bedroom
Ceiling Fixture | Incandescent |  | Reflector | 1 | 75 | Dining Room
Recessed Can | Halogen |  | PAR | 1 | 50 | Dining Room
Table | Compact Fluorescent |  | Reflector | 1 | 15 | Dining Room
Recessed - other | Halogen |  | PAR | 1 | 50 | Hall
Ceiling Fixture | Incandescent |  | Standard A Lamp | 1 | 60 | Closet
Recessed Can | Halogen |  | PAR | 1 | 50 | Hall
Ceiling Fixture | Incandescent |  | Standard A Lamp | 1 | 60 | Other
Ceiling Fixture | Linear Fluorescent | 96 | T-12 | 2 | 100 | Garage
Garage door opener | Incandescent |  | Standard A Lamp | 1 | 60 | Garage
Recessed Can | Halogen |  | PAR | 1 | 50 | Kitchen
Recessed Can | Halogen |  | PAR | 1 | 50 | Kitchen
Track | Halogen |  | PAR | 2 | 50 | Kitchen
Wall Mount | Linear Fluorescent | 48 | T-12 | 1 | 40 | Laundry Room
Recessed - other | Halogen |  | PAR | 1 | 50 | Living Room
Wall Mount | Halogen |  | PAR | 4 | 50 | Bathroom
Track | Halogen |  | PAR | 1 | 50 | Closet
Wall Mount | Incandescent |  | Standard A Lamp | 4 | 60 | Bathroom
Ceiling Fixture | Incandescent |  | Standard A Lamp | 1 | 75 | Bedroom
Ceiling Fixture | Incandescent |  | Standard A Lamp | 2 | 60 | Bedroom
Floor lamp | Incandescent |  | Mini base | 5 | 25 | Bedroom
Ceiling Fan | Incandescent |  | Standard A Lamp | 1 | 60 | Bedroom
Table | Incandescent |  | Standard A Lamp | 1 | 60 | Bedroom
Chandelier (Hanging) | Incandescent |  | Standard A Lamp | 2 | 100 | Dining Room
Ceiling Fixture | Incandescent |  | Standard A Lamp | 1 | 60 | Garage
Garage door opener | Incandescent |  | Decorative | 1 | 40 | Garage
Ceiling Fixture | Linear Fluorescent | 48 | T-12 | 2 | 40 | Garage
Ceiling Fixture | Compact Fluorescent |  | Twist | 2 | 22 | Kitchen
Ceiling Fixture | Incandescent |  | Standard A Lamp | 2 | 100 | Family Room
Floor lamp | Incandescent |  | Mini base | 5 | 25 | Family Room
Table | Compact Fluorescent |  | Twist | 1 | 22 | Family Room
Wall Mount | Incandescent |  | Standard A Lamp | 1 | 60 | Bathroom
Wall Mount | Incandescent |  | Standard A Lamp | 2 | 60 | Bathroom
Wall Mount | Incandescent |  | Standard A Lamp | 1 | 60 | Bathroom
Recessed Can | Halogen |  | PAR | 1 | 75 | Bathroom
Table | Incandescent |  | Standard A Lamp | 1 | 40 | Bedroom
Ceiling Fixture | Incandescent |  | Standard A Lamp | 2 | 60 | Bedroom
Ceiling Fixture | Incandescent |  | Standard A Lamp | 2 | 40 | Office
Table | Compact Fluorescent |  | Twist | 1 | 15 | Office
Track | Halogen |  | PAR | 1 | 50 | Dining Room
Chandelier (Hanging) | Incandescent |  | Decorative | 4 | 40 | Dining Room
Architectural | Halogen |  | Other | 1 | 20 | Dining Room
Floor lamp | Incandescent |  | Standard A Lamp | 1 | 60 | Family Room
Track | Halogen |  | PAR | 1 | 50 | Family Room
Ceiling Fixture | Incandescent |  | Standard A Lamp | 1 | 60 | Family Room
Floor lamp | Incandescent |  | Standard A Lamp | 3 | 40 | Family Room
Table | Incandescent |  | Standard A Lamp | 1 | 40 | Family Room
Ceiling Fixture | Compact Fluorescent |  | Twist | 1 | 28 | Garage
Garage door opener | Incandescent |  | Standard A Lamp | 1 | 75 | Garage
Ceiling Fixture | Incandescent |  | Standard A Lamp | 2 | 40 | Hall
Recessed Can | Halogen |  | PAR | 1 | 50 | Kitchen
Ceiling Fixture | Incandescent |  | Standard A Lamp | 1 | 60 | Kitchen
Ceiling Fixture | Compact Fluorescent |  | Twist | 2 | 15 | Laundry Room
Recessed Can | Halogen |  | PAR | 1 | 50 | Laundry Room
Wall Mount | Incandescent |  | Decorative | 3 | 25 | Bathroom
Recessed Can | Halogen |  | PAR | 1 | 50 | Bathroom
Table | Incandescent |  | Standard A Lamp | 1 | 60 | Master Bedroom
Ceiling Fixture | Incandescent |  | Standard A Lamp | 2 | 60 | Master Bedroom
High bay | Incandescent |  | Mini base | 1 | 40 | Master Bedroom
Ceiling Fixture | Compact Fluorescent |  | Twist | 2 | 22 | Other
Ceiling Fixture | Incandescent |  | Standard A Lamp | 1 | 60 | Closet
Ceiling Fixture | Compact Fluorescent |  | Twist | 1 | 15 | Kitchen
Other | Halogen |  | Other | 1 | 10 | Kitchen
Other | Incandescent |  | Mini base | 2 | 25 | Kitchen
Wall Mount | Compact Fluorescent |  | Twist | 1 | 15 | Office
Floor lamp | Compact Fluorescent |  | Twist | 2 | 15 | Office
Table | Linear Fluorescent | 48 | Fluorescent Other | 1 | 16 | Office
Wall Mount | Incandescent |  | Standard A Lamp | 1 | 75 | Office
Ceiling Fixture | Compact Fluorescent |  | Twist | 1 | 15 | Dining Room
Wall Mount | Compact Fluorescent |  | Twist | 1 | 7 | Living Room
Wall Mount | Halogen |  | PAR | 5 | 10 | Living Room
Floor lamp | Other |  | Other | 1 | 15 | Living Room
Ceiling Fixture | Compact Fluorescent |  | Twist | 1 | 7 | Hall
Floor lamp | Other |  | Other | 1 | 40 | Bedroom
Table | Compact Fluorescent |  | Twist | 1 | 7 | Bedroom
Table | Compact Fluorescent |  | Twist | 1 | 7 | Master Bedroom
Floor lamp | Other |  | Other | 1 | 40 | Master Bedroom
Ceiling Fixture | Incandescent |  | Standard A Lamp | 1 | 60 | Closet
Wall Mount | Compact Fluorescent |  | Twist | 2 | 15 | Bathroom
Ceiling Fixture | Compact Fluorescent |  | Twist | 2 | 15 | Kitchen
Chandelier (Hanging) | Compact Fluorescent |  | Twist | 5 | 7 | Kitchen
Ceiling Fixture | Incandescent |  | Standard A Lamp | 2 | 60 | Bedroom
Table | Compact Fluorescent |  | Twist | 1 | 7 | Bedroom
Ceiling Fixture | Incandescent |  | Standard A Lamp | 2 | 60 | Bedroom
Floor lamp | Compact Fluorescent |  | Twist | 1 | 22 | Family Room
Table | Incandescent |  | Standard A Lamp | 1 | 75 | Family Room
Track | Compact Fluorescent |  | Twist | 3 | 22 | Bedroom
Ceiling Fixture | Incandescent |  | Standard A Lamp | 1 | 60 | Laundry Room
Ceiling Fixture | Compact Fluorescent |  | Twist | 1 | 15 | Hall
Ceiling Fixture | Incandescent |  | Standard A Lamp | 1 | 60 | Hall
Wall Mount | Incandescent |  | Standard A Lamp | 2 | 60 | Bathroom
Ceiling Fixture | Incandescent |  | Standard A Lamp | 2 | 60 | Bedroom
Table | Incandescent |  | Standard A Lamp | 1 | 60 | Bedroom
Wall Mount | Compact Fluorescent |  | Twist | 2 | 15 | Bathroom
Chandelier (Hanging) | Halogen |  | PAR | 3 | 50 | Dining Room
Table | Compact Fluorescent |  | Pin base | 1 | 18 | Office
Ceiling Fixture | Compact Fluorescent |  | Twist | 3 | 13 | Office
Recessed - other | Incandescent |  | Standard A Lamp | 1 | 60 | Hall
Ceiling Fixture | Linear Fluorescent | 48 | T-8 | 2 | 32 | Garage
Ceiling Fixture | Incandescent |  | Standard A Lamp | 2 | 60 | Garage
Other | Incandescent |  | Mini base | 1 | 40 | Kitchen
Other | Incandescent |  | Other | 1 | 10 | Kitchen
Chandelier (Hanging) | Incandescent |  | Standard A Lamp | 1 | 60 | Kitchen
Recessed - other | Incandescent |  | Standard A Lamp | 1 | 60 | Kitchen
Recessed Can | Incandescent |  | Standard A Lamp | 1 | 60 | Living Room
Track | Halogen |  | MR | 2 | 50 | Living Room
Floor lamp | Halogen |  | Other | 1 | 35 | Living Room
Floor lamp | Halogen |  | Other | 1 | 50 | Living Room
Torchiere | Halogen |  | Quartz Tube | 1 | 150 | Living Room
Floor lamp | Halogen |  | Other | 1 | 100 | Master Bedroom
Ceiling Fixture | Compact Fluorescent |  | Twist | 2 | 9 | Master Bedroom
Wall Mount | Halogen |  | Quartz Tube | 1 | 100 | Bathroom
Ceiling Fixture | Incandescent |  | Standard A Lamp | 1 | 60 | Bathroom
Chandelier (Hanging) | Incandescent |  | Standard A Lamp | 1 | 60 | Bathroom
Table | Incandescent |  | Other | 1 | 60 | Office
Ceiling Fan | Incandescent |  | Standard A Lamp | 1 | 60 | Office
Torchiere | Compact Fluorescent |  | Twist | 1 | 13 | Office
Ceiling Fan | Incandescent |  | Standard A Lamp | 4 | 60 | Bedroom
Ceiling Fixture | Compact Fluorescent |  | Twist | 4 | 13 | Bedroom
Ceiling Fan | Compact Fluorescent |  | Twist | 4 | 13 | Bedroom
Ceiling Fixture | Incandescent |  | Standard A Lamp | 2 | 60 | Closet
Ceiling Fixture | Incandescent |  | Standard A Lamp | 2 | 60 | Closet
Ceiling Fan | Incandescent |  | Standard A Lamp | 4 | 60 | Other
Floor lamp | Incandescent |  | Standard A Lamp | 3 | 60 | Other
Table | Incandescent |  | Standard A Lamp | 1 | 60 | Other
Ceiling Fixture | Incandescent |  | Standard A Lamp | 3 | 60 | Hall
Ceiling Fixture | Incandescent |  | Standard A Lamp | 2 | 40 | Hall
Garage door opener | Incandescent |  | Standard A Lamp | 1 | 60 | Garage
High bay | Linear Fluorescent | 48 | T-12 | 4 | 40 | Garage
Ceiling Fixture | Incandescent |  | Standard A Lamp | 2 | 60 | Hall
Recessed Can | Incandescent |  | Reflector | 1 | 65 | Hall
Recessed Can | Incandescent |  | Reflector | 1 | 65 | Kitchen
Chandelier (Hanging) | Incandescent |  | Standard A Lamp | 5 | 65 | Kitchen
Ceiling Fixture | Incandescent |  | Standard A Lamp | 3 | 60 | Laundry Room
Recessed Can | Incandescent |  | Reflector | 1 | 65 | Living Room
Wall Mount | Incandescent |  | Standard A Lamp | 7 | 60 | Bathroom
Recessed Can | Incandescent |  | Reflector | 1 | 65 | Bathroom
Ceiling Fixture | Incandescent |  | Standard A Lamp | 2 | 60 | Bathroom
Recessed Can | Incandescent |  | Reflector | 1 | 65 | Bathroom
Wall Mount | Incandescent |  | Standard A Lamp | 3 | 60 | Bathroom
Ceiling Fan | Compact Fluorescent |  | Twist | 4 | 13 | Master Bedroom
Table | Halogen |  | PAR | 1 | 20 | Master Bedroom
Ceiling Fan | Compact Fluorescent |  | Twist | 4 | 13 | Office
Wall Mount | Compact Fluorescent |  | Twist | 3 | 13 | Bathroom
Recessed Can | Incandescent |  | Clear | 1 | 60 | Other
Ceiling Fixture | Compact Fluorescent |  | Twist | 2 | 13 | Bedroom
Ceiling Fan | Compact Fluorescent |  | Twist | 2 | 13 | Bedroom
Floor lamp | Compact Fluorescent |  | Twist | 1 | 13 | Bedroom
Architectural | Incandescent |  | Standard A Lamp | 1 | 75 | Hall
Chandelier (Hanging) | Compact Fluorescent |  | Twist | 1 | 13 | Kitchen
Low bay | Linear Fluorescent | 36 | T-8 | 1 | 30 | Kitchen
Low bay | Linear Fluorescent | 17 | T-12 | 1 | 15 | Kitchen
Recessed Can | Incandescent |  | Reflector | 1 | 65 | Living Room
Ceiling Fan | Compact Fluorescent |  | Twist | 2 | 13 | Office
Architectural | Incandescent |  | Standard A Lamp | 1 | 75 | Closet
Ceiling Fan | Incandescent |  | Heat Lamp | 2 | 250 | Bathroom
Ceiling Fixture | Incandescent |  | Standard A Lamp | 2 | 60 | Bathroom
Wall Mount | Incandescent |  | Standard A Lamp | 3 | 60 | Bathroom
Track | Halogen |  | MR | 3 | 50 | Dining Room
Other | Incandescent |  | Mini base | 1 | 7 | Dining Room
Table | Incandescent |  | 3-Way Incandescent | 1 | 150 | Dining Room
Ceiling Fan | Incandescent |  | Standard A Lamp | 1 | 60 | Other
Ceiling Fixture | Linear Fluorescent | 92 | T-12 | 2 | 100 | Garage
Ceiling Fixture | Incandescent |  | Mini base | 3 | 60 | Hall
Recessed Can | Incandescent |  | Reflector | 1 | 65 | Kitchen
Recessed Can | Incandescent |  | Reflector | 1 | 50 | Kitchen
Floor lamp | Incandescent |  | 3-Way Incandescent | 1 | 150 | Living Room
Recessed - other | Incandescent |  | Standard A Lamp | 1 | 60 | Master Bedroom
Table | Incandescent |  | 3-Way Incandescent | 1 | 150 | Master Bedroom
Wall Mount | Incandescent |  | Globe | 8 | 60 | Bathroom
Ceiling Fan | Incandescent |  | Standard A Lamp | 1 | 60 | Office
Wall Mount | Incandescent |  | Globe | 8 | 60 | Bathroom
Wall Mount | Incandescent |  | Mini base | 1 | 7 | Bathroom
Wall Mount | Incandescent |  | Clear | 3 | 40 | Bathroom
Recessed - other | Incandescent |  | Heat Lamp | 1 | 150 | Bathroom
Chandelier (Hanging) | Incandescent |  | Mini base | 4 | 25 | Bedroom
Ceiling Fan | Incandescent |  | Decorative | 3 | 40 | Bedroom
Ceiling Fixture | Incandescent |  | Standard A Lamp | 1 | 60 | Office
Ceiling Fixture | Compact Fluorescent |  | Twist | 1 | 15 | Hall
Chandelier (Hanging) | Incandescent |  | Standard A Lamp | 4 | 60 | Dining Room
Ceiling Fixture | Incandescent |  | Standard A Lamp | 1 | 60 | Family Room
Garage door opener | Incandescent |  | Standard A Lamp | 1 | 60 | Garage
Ceiling Fixture | Incandescent |  | Standard A Lamp | 1 | 60 | Hall
Ceiling Fixture | Compact Fluorescent |  | Circline (Screw Base) | 1 | 28 | Kitchen
Ceiling Fixture | Incandescent |  | Standard A Lamp | 1 | 60 | Kitchen
Ceiling Fixture | Incandescent |  | Standard A Lamp | 1 | 60 | Laundry Room
Recessed - other | Incandescent |  | Heat Lamp | 1 | 150 | Laundry Room
Ceiling Fan | Incandescent |  | Clear | 4 | 40 | Living Room
Wall Mount | Incandescent |  | Decorative | 8 | 40 | Bathroom
Recessed - other | Incandescent |  | Heat Lamp | 1 | 150 | Bathroom
Ceiling Fan | Incandescent |  | Standard A Lamp | 1 | 60 | Master Bedroom
Table | Compact Fluorescent |  | Pin base | 1 | 15 | Master Bedroom
Ceiling Fixture | Incandescent |  | Standard A Lamp | 1 | 60 | Closet
Ceiling Fixture | Halogen |  | MR | 5 | 50 | Other
Ceiling Fixture | Compact Fluorescent |  | Twist | 1 | 13 | Other
Wall Mount | Incandescent |  | Clear | 1 | 60 | Other
Ceiling Fixture | Compact Fluorescent |  | Twist | 2 | 23 | Laundry Room
Ceiling Fixture | Compact Fluorescent |  | Twist | 2 | 13 | Bedroom
Wall Mount | Halogen |  | MR | 1 | 100 | Bedroom
Ceiling Fixture | Compact Fluorescent |  | Twist | 2 | 23 | Bedroom
Table | Compact Fluorescent |  | Twist | 1 | 13 | Bedroom
Ceiling Fixture | Compact Fluorescent |  | Twist | 1 | 13 | Closet
Recessed Can | Incandescent |  | Reflector | 1 | 65 | Dining Room
Wall Mount | Incandescent |  | Decorative | 1 | 60 | Dining Room
Wall Mount | Incandescent |  | Decorative | 1 | 60 | Other
Wall Mount | Compact Fluorescent |  | Twist | 1 | 13 | Hall
Other | Halogen |  | MR | 1 | 20 | Kitchen
Ceiling Fixture | Halogen |  | MR | 3 | 50 | Kitchen
Other | Halogen |  | MR | 4 | 25 | Kitchen
Recessed Can | Incandescent |  | Reflector | 1 | 65 | Living Room
Wall Mount | Compact Fluorescent |  | Twist | 2 | 23 | Bathroom
Wall Mount | Compact Fluorescent |  | Twist | 1 | 13 | Bathroom
Ceiling Fixture | Compact Fluorescent |  | Twist | 1 | 13 | Bathroom
Wall Mount | Incandescent |  | Standard A Lamp | 1 | 60 | Other
Other | Incandescent |  | Standard A Lamp | 1 | 60 | Kitchen
Ceiling Fan | Incandescent |  | Standard A Lamp | 3 | 60 | Living Room
Wall Mount | Incandescent |  | Standard A Lamp | 1 | 60 | Living Room
Table | Incandescent |  | Reflector | 1 | 60 | Office
Ceiling Fixture | Incandescent |  | Globe | 1 | 60 | Other
Ceiling Fixture | Compact Fluorescent |  | Twist | 1 | 15 | Other
Ceiling Fixture | Incandescent |  | Standard A Lamp | 1 | 60 | Bedroom
Table | Incandescent |  | Clear | 1 | 60 | Bedroom
Ceiling Fixture | Linear Fluorescent | 48 | T-12 | 1 | 40 | Other
Wall Mount | Compact Fluorescent |  | Twist | 4 | 15 | Bathroom
Wall Mount | Incandescent |  | Standard A Lamp | 1 | 60 | Other
Ceiling Fixture | Compact Fluorescent |  | Twist | 2 | 15 | Hall
Recessed Can | Compact Fluorescent |  | Reflector | 1 | 15 | Bedroom
Table | Incandescent |  | Standard A Lamp | 1 | 60 | Bedroom
Ceiling Fixture | Linear Fluorescent | 48 | T-12 | 2 | 40 | Kitchen
Recessed Can | Compact Fluorescent |  | Reflector | 1 | 15 | Kitchen
Other | Incandescent |  | Standard A Lamp | 1 | 40 | Kitchen
Ceiling Fixture | Compact Fluorescent |  | Twist | 2 | 15 | Laundry Room
Recessed Can | Compact Fluorescent |  | Twist | 1 | 15 | Laundry Room
Floor lamp | Incandescent |  | Decorative | 5 | 60 | Living Room
Floor lamp | Compact Fluorescent |  | Twist | 1 | 15 | Living Room
Torchiere | Halogen |  | Quartz Tube | 1 | 300 | Living Room
Recessed Can | Compact Fluorescent |  | Twist | 1 | 15 | Master Bedroom
Table | Incandescent |  | Standard A Lamp | 1 | 60 | Master Bedroom
Table | Compact Fluorescent |  | Twist | 1 | 15 | Master Bedroom
Recessed Can | Compact Fluorescent |  | Twist | 1 | 13 | Bathroom
Wall Mount | Incandescent |  | Decorative | 3 | 40 | Bathroom
Ceiling Fixture | Compact Fluorescent |  | Twist | 2 | 13 | Bedroom
Table | Incandescent |  | Mini base | 1 | 40 | Bedroom
High bay | Linear Fluorescent | 48 | T-12 | 2 | 40 | Garage
Recessed Can | Compact Fluorescent |  | Reflector | 1 | 23 | Hall
Chandelier (Hanging) | Compact Fluorescent |  | Twist | 4 | 13 | Kitchen
Chandelier (Hanging) | Incandescent |  | Standard A Lamp | 1 | 60 | Kitchen
Ceiling Fixture | Incandescent |  | Standard A Lamp | 1 | 60 | Kitchen
Table | Compact Fluorescent |  | Twist | 1 | 13 | Living Room
Ceiling Fixture | Compact Fluorescent |  | Twist | 2 | 13 | Master Bedroom
Table | Compact Fluorescent |  | Twist | 1 | 13 | Master Bedroom
Wall Mount | Compact Fluorescent |  | Twist | 1 | 15 | Bathroom
Recessed - other | Linear Fluorescent | 48 | T-12 | 2 | 60 | Bathroom
Ceiling Fixture | Compact Fluorescent |  | Twist | 2 | 15 | Bedroom
Ceiling Fixture | Compact Fluorescent |  | Twist | 1 | 15 | Closet
Chandelier (Hanging) | Incandescent |  | Mini base | 6 | 25 | Dining Room
Table | Incandescent |  | 3-Way Incandescent | 1 | 150 | Family Room
Ceiling Fixture | Compact Fluorescent |  | Twist | 2 | 15 | Family Room
Table | Incandescent |  | Standard A Lamp | 2 | 40 | Family Room
Ceiling Fixture | Linear Fluorescent | 48 | T-12 | 2 | 40 | Garage
Ceiling Fixture | Compact Fluorescent |  | A shape bulb | 1 | 22 | Hall
Ceiling Fixture | Compact Fluorescent |  | Twist | 1 | 15 | Hall
Wall Mount | Incandescent |  | Standard A Lamp | 1 | 60 | Hall
Ceiling Fixture | Incandescent |  | Standard A Lamp | 1 | 60 | Hall
Ceiling Fixture | Linear Fluorescent | 48 | T-12 | 4 | 40 | Kitchen
Ceiling Fixture | Compact Fluorescent |  | Twist | 1 | 15 | Laundry Room
Table | Incandescent |  | 3-Way Incandescent | 1 | 150 | Living Room
Table | Compact Fluorescent |  | Twist | 1 | 15 | Living Room
Floor lamp | Incandescent |  | Standard A Lamp | 2 | 60 | Living Room
Wall Mount | Incandescent |  | Globe | 8 | 25 | Bathroom
Recessed Can | Incandescent |  | Heat Lamp | 1 | 250 | Bathroom
Table | Incandescent |  | Mini base | 3 | 25 | Master Bedroom
Ceiling Fixture | Compact Fluorescent |  | Twist | 2 | 15 | Master Bedroom
Track | Halogen |  | PAR | 5 | 75 | Office
Ceiling Fixture | Linear Fluorescent | 96 | T-12 | 2 | 60 | Other
Chandelier (Hanging) | Incandescent |  | Standard A Lamp | 2 | 60 | Hall
Ceiling Fixture | Incandescent |  | Standard A Lamp | 1 | 60 | Closet
Ceiling Fan | Incandescent |  | Standard A Lamp | 2 | 60 | Kitchen
Wall Mount | Incandescent |  | Decorative | 3 | 60 | Bathroom
Wall Mount | Incandescent |  | Globe | 8 | 25 | Bathroom
Other | Incandescent |  | Heat Lamp | 1 | 500 | Bathroom
Recessed Can | Incandescent |  | Reflector | 1 | 60 | Bedroom
Wall Mount | Incandescent |  | Standard A Lamp | 1 | 60 | Bedroom
Table | Incandescent |  | Standard A Lamp | 1 | 60 | Bedroom
Ceiling Fixture | Linear Fluorescent | 48 | T-12 | 2 | 32 | Garage
Floor lamp | Incandescent |  | Standard A Lamp | 2 | 60 | Living Room
Track | Incandescent |  | Reflector | 1 | 60 | Living Room
Recessed Can | Incandescent |  | Reflector | 1 | 60 | Hall
Recessed Can | Incandescent |  | Reflector | 1 | 60 | Kitchen
Recessed Can | Incandescent |  | Reflector | 1 | 60 | Other
Ceiling Fixture | Linear Fluorescent | 24 | T-12 | 2 | 32 | Laundry Room
Track | Incandescent |  | Reflector | 3 | 60 | Master Bedroom
Table | Incandescent |  | 3-Way Incandescent | 1 | 150 | Master Bedroom
Recessed Can | Incandescent |  | Reflector | 1 | 65 | Office
Table | Incandescent |  | Standard A Lamp | 1 | 60 | Office
Chandelier (Hanging) | Incandescent |  | Mini base | 3 | 25 | Hall
Track | Incandescent |  | Reflector | 4 | 60 | Family Room
Floor lamp | Incandescent |  | Standard A Lamp | 3 | 60 | Family Room
Wall Mount | Compact Fluorescent |  | A shape bulb | 3 | 15 | Bathroom
Recessed Can | Compact Fluorescent |  | Reflector | 1 | 15 | Bathroom
Ceiling Fixture | Linear Fluorescent | 48 | T-8 | 2 | 40 | Other
Recessed Can | Compact Fluorescent |  | Reflector | 1 | 15 | Bedroom
Table | Compact Fluorescent |  | Twist | 1 | 15 | Bedroom
Recessed Can | Compact Fluorescent |  | Reflector | 1 | 15 | Bedroom
Ceiling Fixture | Linear Fluorescent | 48 | T-4 | 1 | 32 | Bedroom
Table | Compact Fluorescent |  | Twist | 1 | 15 | Bedroom
Recessed Can | Compact Fluorescent |  | Reflector | 1 | 15 | Dining Room
Chandelier (Hanging) | Incandescent |  | Standard A Lamp | 5 | 40 | Dining Room
Recessed Can | Compact Fluorescent |  | Reflector | 1 | 15 | Hall
Table | Halogen |  | Other | 1 | 30 | Hall
Ceiling Fixture | Compact Fluorescent |  | Globe | 1 | 7 | Kitchen
Recessed Can | Compact Fluorescent |  | Reflector | 1 | 15 | Kitchen
Recessed Can | Compact Fluorescent |  | Reflector | 1 | 15 | Living Room
Recessed - other | Halogen |  | PAR | 1 | 50 | Living Room
Floor lamp | Compact Fluorescent |  | Twist | 1 | 22 | Living Room
Wall Mount | Compact Fluorescent |  | Twist | 2 | 15 | Bathroom
Recessed Can | Compact Fluorescent |  | Reflector | 1 | 15 | Bathroom
Recessed Can | Compact Fluorescent |  | Reflector | 1 | 15 | Bedroom
Wall Mount | Compact Fluorescent |  | Straight Tube | 1 | 15 | Bedroom
Recessed - other | Compact Fluorescent |  | Twist | 1 | 15 | Closet
Ceiling Fixture | Compact Fluorescent |  | Twist | 2 | 22 | Other
Ceiling Fixture | Compact Fluorescent |  | Twist | 2 | 15 | Other
Ceiling Fixture | Incandescent |  | Reflector | 1 | 75 | Other
Ceiling Fixture | Linear Fluorescent | 48 | T-8 | 2 | 32 | Garage
Garage door opener | Compact Fluorescent |  | Twist | 1 | 15 | Garage
Ceiling Fixture | Linear Fluorescent | 48 | T-8 | 2 | 32 | Garage
Chandelier (Hanging) | Compact Fluorescent |  | Twist | 1 | 15 | Hall
Wall Mount | Compact Fluorescent |  | Twist | 1 | 22 | Bathroom
Recessed Can | Compact Fluorescent |  | Pin base | 1 | 15 | Bathroom
Chandelier (Hanging) | Compact Fluorescent |  | Twist | 5 | 15 | Dining Room
Wall Mount | Compact Fluorescent |  | Twist | 1 | 15 | Bedroom
Table | Compact Fluorescent |  | Twist | 1 | 15 | Bedroom
Ceiling Fixture | Linear Fluorescent | 24 | Fluorescent Other | 1 | 15 | Closet
Wall Mount | Compact Fluorescent |  | Twist | 1 | 15 | Hall
Ceiling Fixture | Compact Fluorescent |  | Twist | 3 | 15 | Hall
Recessed Can | Compact Fluorescent |  | Reflector | 1 | 15 | Kitchen
Recessed Can | Incandescent |  | Reflector | 1 | 75 | Kitchen
Ceiling Fixture | Compact Fluorescent |  | Twist | 3 | 15 | Hall
Torchiere | Halogen |  | Quartz Tube | 1 | 100 | Living Room
Torchiere | Compact Fluorescent |  | Twist | 1 | 26 | Living Room
Floor lamp | Compact Fluorescent |  | Twist | 1 | 15 | Living Room
Recessed - other | Incandescent |  | Standard A Lamp | 1 | 60 | Living Room
Recessed Can | Compact Fluorescent |  | Straight Tube | 1 | 15 | Other
Ceiling Fixture | Linear Fluorescent | 48 | Fluorescent Unknown | 1 | 20 | Bathroom
Wall Mount | Linear Fluorescent | 48 | T-12 | 1 | 40 | Bathroom
Wall Mount | Other |  | LED Interior | 1 | 1 | Bathroom
Ceiling Fixture | Incandescent |  | Mini base | 2 | 40 | Hall
Table | Incandescent |  | Standard A Lamp | 1 | 25 | Hall
Ceiling Fixture | Compact Fluorescent |  | Twist | 2 | 15 | Office
Wall Mount | Compact Fluorescent |  | Twist | 1 | 22 | Bedroom
Table | Compact Fluorescent |  | Twist | 1 | 15 | Bedroom
Wall Mount | Compact Fluorescent |  | Twist | 1 | 15 | Bedroom
Ceiling Fixture | Compact Fluorescent |  | Twist | 2 | 15 | Office
Table | Compact Fluorescent |  | Twist | 1 | 15 | Office
Wall Mount | Compact Fluorescent |  | Twist | 1 | 15 | Hall
Ceiling Fixture | Incandescent |  | Globe | 3 | 60 | Hall
Ceiling Fixture | Compact Fluorescent |  | Twist | 2 | 15 | Office
Recessed Can | Incandescent |  | Reflector | 1 | 65 | Kitchen
Ceiling Fixture | Incandescent |  | Clear | 2 | 60 | Bedroom
Ceiling Fixture | Linear Fluorescent | 48 | T-12 | 2 | 40 | Garage
Garage door opener | Incandescent |  | Standard A Lamp | 1 | 60 | Garage
Ceiling Fixture | Compact Fluorescent |  | Reflector | 1 | 22 | Garage
Ceiling Fixture | Linear Fluorescent | 48 | T-12 | 2 | 40 | Other
Ceiling Fixture | Incandescent |  | Globe | 1 | 40 | Other
Recessed Can | Incandescent |  | Reflector | 1 | 65 | Dining Room
Ceiling Fixture | Incandescent |  | Standard A Lamp | 3 | 60 | Family Room
Recessed Can | Incandescent |  | Reflector | 1 | 65 | Family Room
Floor lamp | Other |  | Fluorescent Other | 1 | 50 | Living Room
Table | Incandescent |  | Standard A Lamp | 1 | 75 | Living Room
Recessed Can | Incandescent |  | Reflector | 1 | 75 | Living Room
Table | Compact Fluorescent |  | Twist | 1 | 15 | Living Room
Ceiling Fixture | Incandescent |  | Standard A Lamp | 2 | 60 | Hall
Wall Mount | Incandescent |  | Clear | 5 | 60 | Bathroom
Ceiling Fixture | Incandescent |  | Standard A Lamp | 1 | 40 | Bathroom
Ceiling Fixture | Incandescent |  | Standard A Lamp | 3 | 60 | Master Bedroom
Ceiling Fixture | Incandescent |  | Standard A Lamp | 1 | 60 | Closet
Ceiling Fixture | Incandescent |  | Clear | 1 | 40 | Bathroom
Wall Mount | Incandescent |  | Clear | 4 | 60 | Bathroom
Wall Mount | Incandescent |  | Clear | 2 | 60 | Bathroom
Wall Mount | Incandescent |  | Standard A Lamp | 1 | 75 | Closet
Wall Mount | Incandescent |  | Decorative | 1 | 60 | Closet
Wall Mount | Halogen |  | Quartz Tube | 1 | 300 | Bedroom
Table | Incandescent |  | Standard A Lamp | 1 | 60 | Bedroom
Wall Mount | Incandescent |  | Decorative | 1 | 60 | Hall
Wall Mount | Incandescent |  | Standard A Lamp | 1 | 60 | Master Bedroom
Table | Incandescent |  | Mini base | 1 | 25 | Master Bedroom
Ceiling Fan | Incandescent |  | Mini base | 3 | 60 | Master Bedroom
Ceiling Fixture | Compact Fluorescent |  | Twist | 2 | 15 | Bathroom
Wall Mount | Compact Fluorescent |  | Twist | 2 | 15 | Bathroom
Ceiling Fixture | Compact Fluorescent |  | Reflector | 1 | 30 | Garage
Ceiling Fixture | Incandescent |  | Standard A Lamp | 2 | 60 | Garage
Table | Incandescent |  | Standard A Lamp | 1 | 75 | Garage
Chandelier (Hanging) | Incandescent |  | Mini base | 3 | 60 | Dining Room
High bay | Incandescent |  | Standard A Lamp | 1 | 60 | Hall
Ceiling Fixture | Compact Fluorescent |  | Twist | 3 | 15 | Kitchen
Recessed Can | Incandescent |  | Reflector | 1 | 65 | Laundry Room
Ceiling Fan | Incandescent |  | Mini base | 3 | 60 | Living Room
Floor lamp | Incandescent |  | Standard A Lamp | 1 | 100 | Living Room
Table | Incandescent |  | 3-Way Incandescent | 1 | 100 | Living Room
Ceiling Fixture | Incandescent |  | Standard A Lamp | 2 | 60 | Office
Table | Incandescent |  | Standard A Lamp | 1 | 60 | Office
Ceiling Fixture | Incandescent |  | Standard A Lamp | 1 | 60 | Closet
Wall Mount | Incandescent |  | Standard A Lamp | 1 | 60 | Closet
Wall Mount | Incandescent |  | Standard A Lamp | 2 | 75 | Bathroom
Ceiling Fixture | Incandescent |  | Standard A Lamp | 1 | 75 | Bathroom
Ceiling Fixture | Incandescent |  | Standard A Lamp | 2 | 75 | Master Bedroom
Ceiling Fan | Compact Fluorescent |  | Twist | 1 | 15 | Dining Room
Table | Incandescent |  | Decorative | 1 | 25 | Dining Room
Ceiling Fixture | Compact Fluorescent |  | Twist | 1 | 20 | Garage
Ceiling Fixture | Incandescent |  | Standard A Lamp | 2 | 60 | Kitchen
Ceiling Fixture | Incandescent |  | Standard A Lamp | 1 | 60 | Master Bedroom
Wall Mount | Compact Fluorescent |  | Twist | 1 | 15 | Bathroom
Ceiling Fixture | Incandescent |  | Standard A Lamp | 2 | 60 | Office
Ceiling Fixture | Halogen |  | MR | 1 | 50 | Family Room
Track | Halogen |  | MR | 3 | 50 | Family Room
Recessed Can | Incandescent |  | Reflector | 1 | 75 | Family Room
Recessed Can | Halogen |  | PAR | 1 | 75 | Family Room
Wall Mount | Incandescent |  | Standard A Lamp | 1 | 100 | Family Room
Low bay | Incandescent |  | Mini base | 3 | 15 | Family Room
Ceiling Fixture | Incandescent |  | Standard A Lamp | 2 | 60 | Hall
Wall Mount | Incandescent |  | Standard A Lamp | 1 | 100 | Hall
Chandelier (Hanging) | Incandescent |  | Standard A Lamp | 6 | 40 | Dining Room
Chandelier (Hanging) | Incandescent |  | Mini base | 10 | 25 | Dining Room
Wall Mount | Incandescent |  | Decorative | 1 | 25 | Dining Room
Ceiling Fixture | Incandescent |  | Globe | 2 | 60 | Hall
Wall Mount | Incandescent |  | Mini base | 1 | 25 | Hall
Recessed Can | Incandescent |  | Reflector | 1 | 75 | Kitchen
Low bay | Incandescent |  | Mini base | 1 | 15 | Kitchen
Ceiling Fixture | Compact Fluorescent |  | Twist | 1 | 15 | Kitchen
Wall Mount | Incandescent |  | Standard A Lamp | 1 | 60 | Bathroom
Ceiling Fixture | Incandescent |  | Standard A Lamp | 2 | 60 | Laundry Room
Wall Mount | Incandescent |  | Mini base | 3 | 18 | Laundry Room
Chandelier (Hanging) | Incandescent |  | Mini base | 6 | 25 | Living Room
Recessed Can | Incandescent |  | Reflector | 1 | 30 | Living Room
Wall Mount | Incandescent |  | Mini base | 1 | 25 | Bathroom
Recessed Can | Halogen |  | MR | 1 | 75 | Bathroom
Recessed Can | Incandescent |  | Reflector | 1 | 75 | Bathroom
Recessed - other | Incandescent |  | Reflector | 1 | 75 | Bathroom
Table | Compact Fluorescent |  | Twist | 1 | 15 | Master Bedroom
Table | Incandescent |  | Standard A Lamp | 1 | 100 | Master Bedroom
Wall Mount | Incandescent |  | Mini base | 1 | 25 | Master Bedroom
Ceiling Fixture | Incandescent |  | Standard A Lamp | 2 | 60 | Closet
Chandelier (Hanging) | Incandescent |  | Mini base | 5 | 25 | Bedroom
Table | Incandescent |  | Standard A Lamp | 1 | 100 | Bedroom
Recessed Can | Halogen |  | PAR | 1 | 75 | Living Room
Recessed Can | Incandescent |  | Reflector | 1 | 75 | Living Room
Ceiling Fan | Incandescent |  | Decorative | 2 | 25 | Bedroom
Table | Compact Fluorescent |  | Twist | 1 | 15 | Bedroom
Recessed Can | Incandescent |  | Reflector | 1 | 75 | Bathroom
Wall Mount | Incandescent |  | Standard A Lamp | 1 | 60 | Bathroom
Chandelier (Hanging) | Incandescent |  | Decorative | 3 | 25 | Hall
Recessed Can | Incandescent |  | Reflector | 1 | 45 | Other
Ceiling Fixture | Compact Fluorescent |  | Globe | 3 | 15 | Bathroom
Wall Mount | Compact Fluorescent |  | Globe | 4 | 15 | Bathroom
Wall Mount | Other |  | LED Interior | 1 | 1 | Bathroom
Ceiling Fixture | Compact Fluorescent |  | Pin base | 1 | 22 | Bedroom
Table | Compact Fluorescent |  | Twist | 1 | 15 | Bedroom
Table | Incandescent |  | Standard A Lamp | 1 | 60 | Bedroom
Ceiling Fixture | Compact Fluorescent |  | Twist | 1 | 15 | Closet
Wall Mount | Compact Fluorescent |  | Twist | 1 | 15 | Closet
Ceiling Fixture | Compact Fluorescent |  | Twist | 1 | 15 | Closet
Chandelier (Hanging) | Compact Fluorescent |  | Mini base | 8 | 7 | Dining Room
Chandelier (Hanging) | Other |  | LED Interior | 3 | 5 | Hall
Ceiling Fixture | Compact Fluorescent |  | Pin base | 2 | 20 | Family Room
Torchiere | Other |  | LED Interior | 1 | 5 | Family Room
Ceiling Fixture | Linear Fluorescent | 48 | T-12 | 2 | 40 | Garage
Garage door opener | Incandescent |  | Globe | 1 | 60 | Garage
Ceiling Fixture | Compact Fluorescent |  | Twist | 1 | 15 | Hall
Ceiling Fixture | Compact Fluorescent |  | Twist | 1 | 15 | Hall
Wall Mount | Compact Fluorescent |  | Globe | 7 | 15 | Bathroom
Wall Mount | Incandescent |  | Globe | 1 | 60 | Bathroom
Wall Mount | Other |  | LED Interior | 1 | 1 | Bathroom
Ceiling Fixture | Compact Fluorescent |  | Pin base | 1 | 22 | Bedroom
Table | Compact Fluorescent |  | Twist | 1 | 15 | Bedroom
Recessed - other | Linear Fluorescent | 48 | T-12 | 1 | 40 | Kitchen
Ceiling Fixture | Linear Fluorescent | 48 | T-12 | 2 | 40 | Laundry Room
Ceiling Fixture | Compact Fluorescent |  | Pin base | 1 | 22 | Office
Ceiling Fan | Incandescent |  | Mini base | 3 | 40 | Master Bedroom
Floor lamp | Compact Fluorescent |  | Decorative | 3 | 15 | Master Bedroom
Chandelier (Hanging) | Incandescent |  | Standard A Lamp | 1 | 60 | Bathroom
Ceiling Fan | Incandescent |  | Standard A Lamp | 1 | 60 | Bedroom
Ceiling Fan | Incandescent |  | Standard A Lamp | 1 | 100 | Dining Room
Ceiling Fixture | Incandescent |  | Standard A Lamp | 1 | 60 | Garage
Wall Mount | Incandescent |  | Standard A Lamp | 1 | 60 | Hall
Ceiling Fixture | Linear Fluorescent | 48 | T-12 | 2 | 40 | Kitchen
Ceiling Fixture | Linear Fluorescent | 24 | T-12 | 1 | 20 | Kitchen
Ceiling Fixture | Incandescent |  | Standard A Lamp | 1 | 60 | Laundry Room
Floor lamp | Incandescent |  | 3-Way Incandescent | 1 | 150 | Living Room
Ceiling Fixture | Incandescent |  | Standard A Lamp | 2 | 60 | Office
Table | Compact Fluorescent |  | Pin base | 1 | 18 | Office
Wall Mount | Incandescent |  | Clear | 4 | 40 | Bathroom
Recessed - other | Incandescent |  | Heat Lamp | 1 | 250 | Bathroom
Ceiling Fixture | Compact Fluorescent |  | Twist | 2 | 20 | Bedroom
Floor lamp | Halogen |  | Quartz Tube | 2 | 50 | Bedroom
Table | Compact Fluorescent |  | Twist | 1 | 13 | Bedroom
Ceiling Fixture | Linear Fluorescent | 48 | T-12 | 2 | 40 | Garage
Ceiling Fixture | Incandescent |  | Standard A Lamp | 1 | 60 | Garage
Garage door opener | Incandescent |  | Standard A Lamp | 1 | 40 | Garage
Recessed Can | Incandescent |  | Reflector | 1 | 65 | Hall
Chandelier (Hanging) | Incandescent |  | Standard A Lamp | 1 | 60 | Hall
Recessed Can | Incandescent |  | Reflector | 1 | 65 | Kitchen
Ceiling Fixture | Incandescent |  | Standard A Lamp | 2 | 100 | Living Room
Wall Mount | Incandescent |  | Globe | 4 | 40 | Bathroom
Recessed - other | Incandescent |  | Heat Lamp | 1 | 250 | Bathroom
Ceiling Fixture | Compact Fluorescent |  | Twist | 2 | 20 | Master Bedroom
Ceiling Fixture | Compact Fluorescent |  | Twist | 2 | 20 | Bedroom
Wall Mount | Incandescent |  | Standard A Lamp | 4 | 100 | Bathroom
Wall Mount | Incandescent |  | Standard A Lamp | 2 | 60 | Other
Recessed - other | Incandescent |  | Reflector | 1 | 250 | Bathroom
Recessed - other | Incandescent |  | Heat Lamp | 1 | 250 | Bathroom
Chandelier (Hanging) | Incandescent |  | Standard A Lamp | 3 | 75 | Dining Room
Ceiling Fixture | Linear Fluorescent | 96 | T-12 | 2 | 40 | Garage
Garage door opener | Incandescent |  | Standard A Lamp | 1 | 60 | Garage
Ceiling Fixture | Linear Fluorescent | 96 | T-12 | 2 | 96 | Garage
Recessed Can | Incandescent |  | Reflector | 1 | 45 | Hall
Ceiling Fixture | Incandescent |  | Standard A Lamp | 1 | 75 | Kitchen
Ceiling Fixture | Compact Fluorescent |  | Twist | 1 | 5 | Kitchen
Ceiling Fixture | Incandescent |  | Standard A Lamp | 2 | 60 | Laundry Room
Table | Incandescent |  | Standard A Lamp | 1 | 100 | Living Room
Table | Incandescent |  | Standard A Lamp | 1 | 75 | Living Room
Ceiling Fixture | Incandescent |  | Standard A Lamp | 2 | 60 | Master Bedroom
Table | Compact Fluorescent |  | Twist | 1 | 13 | Master Bedroom
Ceiling Fixture | Compact Fluorescent |  | Twist | 2 | 15 | Office
Wall Mount | Incandescent |  | Standard A Lamp | 1 | 60 | Office
Ceiling Fixture | Incandescent |  | Standard A Lamp | 2 | 60 | Bedroom
Floor lamp | Incandescent |  | 3-Way Incandescent | 1 | 200 | Bedroom
Floor lamp | Incandescent |  | Decorative | 3 | 40 | Bedroom
Wall Mount | Incandescent |  | Globe | 5 | 60 | Bathroom
Ceiling Fixture | Compact Fluorescent |  | Pin base | 1 | 15 | Bathroom
Ceiling Fixture | Linear Fluorescent | 48 | T-12 | 2 | 40 | Master Bedroom
Table | Incandescent |  | Standard A Lamp | 1 | 40 | Master Bedroom
Table | Incandescent |  | 3-Way Incandescent | 1 | 300 | Master Bedroom
Ceiling Fixture | Linear Fluorescent | 48 | T-12 | 2 | 40 | Family Room
Ceiling Fixture | Linear Fluorescent | 48 | T-12 | 2 | 40 | Other
Table | Linear Fluorescent | 18 | T-8 | 1 | 15 | Other
Chandelier (Hanging) | Compact Fluorescent |  | Twist | 3 | 15 | Dining Room
Ceiling Fixture | Linear Fluorescent | 48 | T-12 | 2 | 40 | Other
Table | Incandescent |  | Standard A Lamp | 1 | 40 | Other
Ceiling Fixture | Linear Fluorescent | 48 | T-12 | 1 | 40 | Garage
Ceiling Fixture | Compact Fluorescent |  | Twist | 1 | 15 | Hall
Wall Mount | Incandescent |  | Standard A Lamp | 1 | 60 | Bathroom
Wall Mount | Incandescent |  | Globe | 1 | 60 | Bathroom
Ceiling Fixture | Linear Fluorescent | 48 | T-12 | 2 | 40 | Kitchen
Ceiling Fixture | Linear Fluorescent | 48 | T-12 | 2 | 40 | Laundry Room
Track | Compact Fluorescent |  | Twist | 4 | 15 | Living Room
Track | Compact Fluorescent |  | Twist | 3 | 15 | Living Room
Wall Mount | Incandescent |  | Globe | 1 | 60 | Bathroom
Ceiling Fixture | Linear Fluorescent | 48 | T-12 | 1 | 40 | Bedroom
Table | Linear Fluorescent | 18 | T-8 | 2 | 15 | Bedroom
Table | Incandescent |  | Standard A Lamp | 1 | 60 | Bedroom
Ceiling Fixture | Linear Fluorescent | 48 | T-12 | 2 | 40 | Office
Table | Compact Fluorescent |  | Twist | 1 | 15 | Office
Ceiling Fixture | Incandescent |  | Standard A Lamp | 1 | 60 | Closet
Ceiling Fixture | Compact Fluorescent |  | Twist | 2 | 15 | Bedroom
Ceiling Fixture | Compact Fluorescent |  | Twist | 1 | 22 | Other
Ceiling Fixture | Compact Fluorescent |  | Twist | 1 | 42 | Other
Garage door opener | Incandescent |  | Standard A Lamp | 1 | 60 | Other
Ceiling Fixture | Linear Fluorescent | 48 | T-12 | 2 | 40 | Other
Wall Mount | Compact Fluorescent |  | Twist | 1 | 15 | Bathroom
Table | Compact Fluorescent |  | Twist | 1 | 22 | Bedroom
Ceiling Fixture | Compact Fluorescent |  | Twist | 1 | 15 | Bedroom
Table | Incandescent |  | Clear | 1 | 40 | Bedroom
Ceiling Fixture | Incandescent |  | Standard A Lamp | 2 | 60 | Kitchen
Track | Compact Fluorescent |  | Twist | 3 | 15 | Kitchen
Table | Halogen |  | Quartz Tube | 1 | 50 | Living Room
Table | Compact Fluorescent |  | Twist | 1 | 15 | Living Room
Wall Mount | Incandescent |  | Standard A Lamp | 3 | 60 | Bathroom
Ceiling Fixture | Linear Fluorescent | 96 | T-8 | 2 | 32 | Garage
Garage door opener | Incandescent |  | Standard A Lamp | 1 | 60 | Garage
Recessed - other | Linear Fluorescent | 48 | T-12 | 2 | 40 | Kitchen
Recessed - other | Linear Fluorescent | 48 | T-12 | 2 | 40 | Laundry Room
Floor lamp | Incandescent |  | Standard A Lamp | 1 | 100 | Living Room
Ceiling Fixture | Linear Fluorescent | 48 | T-8 | 2 | 32 | Living Room
Ceiling Fixture | Incandescent |  | Standard A Lamp | 1 | 60 | Garage
Table | Incandescent |  | Standard A Lamp | 1 | 60 | Garage
Ceiling Fixture | Incandescent |  | Standard A Lamp | 2 | 60 | Office
Chandelier (Hanging) | Incandescent |  | Standard A Lamp | 3 | 100 | Dining Room
Ceiling Fixture | Incandescent |  | Decorative | 3 | 40 | Hall
Chandelier (Hanging) | Incandescent |  | Mini base | 4 | 40 | Living Room
Table | Compact Fluorescent |  | Twist | 1 | 13 | Living Room
Track | Halogen |  | MR | 4 | 20 | Living Room
Recessed Can | Incandescent |  | Heat Lamp | 1 | 250 | Bathroom
Ceiling Fan | Compact Fluorescent |  | Twist | 1 | 13 | Bathroom
Recessed Can | Compact Fluorescent |  | Twist | 1 | 13 | Bathroom
Ceiling Fixture | Compact Fluorescent |  | Twist | 2 | 13 | Master Bedroom
Table | Incandescent |  | Standard A Lamp | 1 | 60 | Master Bedroom
Other | Incandescent |  | Mini base | 1 | 40 | Master Bedroom
Ceiling Fixture | Incandescent |  | Clear | 5 | 60 | Master Bedroom
Ceiling Fixture | Compact Fluorescent |  | Twist | 2 | 13 | Garage
Garage door opener | Compact Fluorescent |  | Twist | 1 | 13 | Garage
Ceiling Fixture | Compact Fluorescent |  | Twist | 1 | 13 | Hall
Ceiling Fixture | Incandescent |  | Clear | 5 | 60 | Bathroom
Recessed Can | Halogen |  | PAR | 1 | 50 | Kitchen
Ceiling Fixture | Compact Fluorescent |  | Twist | 2 | 13 | Laundry Room
Recessed Can | Incandescent |  | Reflector | 1 | 65 | Bathroom
Recessed Can | Compact Fluorescent |  | Reflector | 1 | 15 | Master Bedroom
Recessed Can | Incandescent |  | Reflector | 1 | 65 | Master Bedroom
Table | Incandescent |  | Standard A Lamp | 1 | 60 | Master Bedroom
Floor lamp | Halogen |  | Quartz Tube | 1 | 100 | Master Bedroom
Ceiling Fixture | Incandescent |  | Standard A Lamp | 2 | 60 | Office
Table | Incandescent |  | 3-Way Incandescent | 1 | 150 | Family Room
Floor lamp | Incandescent |  | 3-Way Incandescent | 1 | 150 | Family Room
Other | Halogen |  | Quartz Tube | 1 | 30 | Family Room
Table | Incandescent |  | Standard A Lamp | 1 | 100 | Master Bedroom
Table | Incandescent |  | Standard A Lamp | 1 | 75 | Master Bedroom
Ceiling Fixture | Incandescent |  | Standard A Lamp | 3 | 60 | Master Bedroom
Torchiere | Halogen |  | Quartz Tube | 2 | 300 | Living Room
Table | Incandescent |  | Standard A Lamp | 1 | 100 | Living Room
Ceiling Fixture | Incandescent |  | Standard A Lamp | 1 | 40 | Living Room
Wall Mount | Incandescent |  | Standard A Lamp | 2 | 75 | Bathroom
Ceiling Fixture | Compact Fluorescent |  | Twist | 1 | 15 | Hall
Ceiling Fixture | Incandescent |  | Standard A Lamp | 3 | 60 | Bedroom
Table | Incandescent |  | Decorative | 1 | 100 | Bedroom
Ceiling Fixture | Incandescent |  | Standard A Lamp | 1 | 75 | Laundry Room
Ceiling Fixture | Compact Fluorescent |  | Twist | 1 | 15 | Laundry Room
Ceiling Fixture | Incandescent |  | Standard A Lamp | 2 | 60 | Kitchen
Ceiling Fixture | Incandescent |  | Decorative | 1 | 75 | Kitchen
Ceiling Fixture | Compact Fluorescent |  | Twist | 2 | 15 | Kitchen
Ceiling Fixture | Incandescent |  | Standard A Lamp | 1 | 100 | Garage
Ceiling Fixture | Incandescent |  | Standard A Lamp | 1 | 60 | Other
Table | Incandescent |  | 3-Way Incandescent | 1 | 100 | Living Room
Ceiling Fixture | Halogen |  | PAR | 1 | 50 | Living Room
Torchiere | Incandescent |  | Standard A Lamp | 4 | 100 | Living Room
Recessed Can | Incandescent |  | Reflector | 1 | 60 | Living Room
Wall Mount | Incandescent |  | Mini base | 6 | 60 | Bathroom
Table | Incandescent |  | 3-Way Incandescent | 1 | 100 | Bedroom
Recessed Can | Incandescent |  | Reflector | 1 | 150 | Bedroom
Wall Mount | Incandescent |  | Standard A Lamp | 1 | 65 | Closet
Recessed Can | Incandescent |  | Reflector | 1 | 150 | Office
Track | Incandescent |  | Standard A Lamp | 3 | 100 | Office
Floor lamp | Linear Fluorescent | 48 | Fluorescent Other | 1 | 20 | Office
Table | Halogen |  | MR | 1 | 50 | Office
Table | Linear Fluorescent | 18 | T-8 | 1 | 32 | Office
Ceiling Fixture | Compact Fluorescent |  | Twist | 1 | 22 | Garage
Garage door opener | Incandescent |  | Standard A Lamp | 2 | 60 | Garage
Chandelier (Hanging) | Incandescent |  | Mini base | 6 | 60 | Dining Room
Wall Mount | Incandescent |  | Mini base | 2 | 60 | Dining Room
Chandelier (Hanging) | Incandescent |  | Mini base | 6 | 60 | Hall
Recessed Can | Compact Fluorescent |  | Reflector | 1 | 22 | Bathroom
Wall Mount | Halogen |  | MR | 3 | 50 | Bathroom
Table | Incandescent |  | Standard A Lamp | 1 | 100 | Master Bedroom
Table | Incandescent |  | Standard A Lamp | 1 | 60 | Master Bedroom
Floor lamp | Incandescent |  | Decorative | 1 | 100 | Master Bedroom
Recessed Can | Halogen |  | PAR | 1 | 50 | Bathroom
Recessed Can | Incandescent |  | Reflector | 1 | 65 | Bathroom
Wall Mount | Linear Fluorescent | 36 | T-4 | 1 | 32 | Bathroom
Recessed Can | Incandescent |  | Reflector | 1 | 125 | Bathroom
Ceiling Fixture | Incandescent |  | Standard A Lamp | 1 | 60 | Laundry Room
Recessed Can | Halogen |  | PAR | 1 | 50 | Kitchen
Recessed Can | Incandescent |  | Standard A Lamp | 1 | 100 | Kitchen
Wall Mount | Incandescent |  | Mini base | 2 | 60 | Hall
Wall Mount | Compact Fluorescent |  | Twist | 1 | 15 | Bathroom
Ceiling Fixture | Incandescent |  | Standard A Lamp | 2 | 60 | Bathroom
Ceiling Fixture | Compact Fluorescent |  | Twist | 1 | 15 | Bedroom
Ceiling Fan | Compact Fluorescent |  | Twist | 1 | 15 | Bedroom
Recessed Can | Compact Fluorescent |  | Reflector | 1 | 15 | Family Room
Chandelier (Hanging) | Compact Fluorescent |  | Twist | 3 | 15 | Dining Room
Floor lamp | Compact Fluorescent |  | Twist | 1 | 15 | Family Room
Torchiere | Compact Fluorescent |  | Twist | 1 | 15 | Family Room
Ceiling Fixture | Linear Fluorescent | 48 | T-12 | 2 | 40 | Garage
Ceiling Fixture | Linear Fluorescent | 48 | T-12 | 1 | 40 | Garage
Ceiling Fixture | Compact Fluorescent |  | Twist | 1 | 22 | Garage
Ceiling Fixture | Other |  | LED Interior | 1 | 1 | Garage
Ceiling Fixture | Compact Fluorescent |  | Twist | 1 | 15 | Hall
Recessed Can | Compact Fluorescent |  | Twist | 1 | 15 | Kitchen
Track | Halogen |  | MR | 6 | 35 | Kitchen
Other | Halogen |  | PAR | 1 | 50 | Kitchen
Ceiling Fixture | Compact Fluorescent |  | Twist | 2 | 15 | Laundry Room
Ceiling Fixture | Compact Fluorescent |  | Twist | 1 | 15 | Living Room
Ceiling Fixture | Compact Fluorescent |  | Twist | 1 | 15 | Other
Wall Mount | Compact Fluorescent |  | Twist | 2 | 15 | Bathroom
Wall Mount | Incandescent |  | Standard A Lamp | 1 | 60 | Bathroom
Wall Mount | Incandescent |  | Standard A Lamp | 1 | 10 | Bathroom
Ceiling Fixture | Incandescent |  | Standard A Lamp | 2 | 60 | Bedroom
Table | Incandescent |  | Mini base | 1 | 40 | Bedroom
Wall Mount | Incandescent |  | Mini base | 1 | 7 | Bedroom
Ceiling Fixture | Incandescent |  | Standard A Lamp | 1 | 60 | Hall
Ceiling Fixture | Linear Fluorescent | 48 | T-12 | 2 | 40 | Bathroom
Wall Mount | Incandescent |  | Mini base | 1 | 7 | Bathroom
Ceiling Fixture | Incandescent |  | Standard A Lamp | 2 | 60 | Master Bedroom
Table | Incandescent |  | Standard A Lamp | 1 | 40 | Master Bedroom
Ceiling Fixture | Compact Fluorescent |  | Twist | 1 | 15 | Closet
Ceiling Fixture | Incandescent |  | Standard A Lamp | 1 | 60 | Closet
Wall Mount | Incandescent |  | Standard A Lamp | 1 | 60 | Closet
Ceiling Fixture | Incandescent |  | Standard A Lamp | 2 | 60 | Bedroom
Ceiling Fixture | Incandescent |  | Clear | 2 | 60 | Hall
Wall Mount | Incandescent |  | Mini base | 1 | 7 | Hall
Wall Mount | Compact Fluorescent |  | Twist | 2 | 22 | Bedroom
Ceiling Fixture | Linear Fluorescent | 96 | T-12 | 2 | 95 | Other
Ceiling Fan | Incandescent |  | Mini base | 1 | 40 | Dining Room
Ceiling Fan | Incandescent |  | Clear | 3 | 60 | Dining Room
Ceiling Fixture | Compact Fluorescent |  | Twist | 2 | 15 | Hall
Chandelier (Hanging) | Incandescent |  | Standard A Lamp | 1 | 60 | Other
Ceiling Fixture | Linear Fluorescent | 48 | T-12 | 2 | 40 | Kitchen
Recessed Can | Incandescent |  | Reflector | 1 | 65 | Kitchen
Ceiling Fixture | Incandescent |  | Standard A Lamp | 1 | 60 | Laundry Room
Ceiling Fixture | Incandescent |  | Standard A Lamp | 2 | 60 | Family Room
Torchiere | Incandescent |  | 3-Way Incandescent | 1 | 150 | Family Room
Table | Incandescent |  | Standard A Lamp | 2 | 60 | Family Room
Recessed Can | Halogen |  | MR | 1 | 75 | Living Room
Ceiling Fixture | Linear Fluorescent | 96 | T-12 | 1 | 95 | Living Room
Floor lamp | Incandescent |  | Standard A Lamp | 1 | 40 | Living Room
Table | Incandescent |  | Standard A Lamp | 1 | 60 | Living Room
Recessed Can | Halogen |  | PAR | 1 | 75 | Living Room
Table | Incandescent |  | Mini base | 1 | 25 | Living Room
Ceiling Fixture | Incandescent |  | Standard A Lamp | 1 | 60 | Bedroom
Floor lamp | Incandescent |  | Standard A Lamp | 1 | 100 | Bedroom
Table | Incandescent |  | 3-Way Incandescent | 1 | 100 | Bedroom
Wall Mount | Incandescent |  | Mini base | 1 | 7 | Bedroom
Wall Mount | Incandescent |  | Standard A Lamp | 3 | 75 | Bedroom
Wall Mount | Incandescent |  | Mini base | 1 | 7 | Bedroom
Chandelier (Hanging) | Compact Fluorescent |  | Twist | 1 | 15 | Hall
Recessed Can | Incandescent |  | Reflector | 1 | 65 | Office
Table | Compact Fluorescent |  | Twist | 1 | 15 | Office
Wall Mount | Incandescent |  | Standard A Lamp | 1 | 60 | Closet
Ceiling Fixture | Incandescent |  | Standard A Lamp | 1 | 60 | Bathroom
Wall Mount | Compact Fluorescent |  | Twist | 1 | 15 | Bathroom
Ceiling Fixture | Compact Fluorescent |  | Twist | 2 | 15 | Bedroom
Ceiling Fixture | Compact Fluorescent |  | Twist | 2 | 15 | Bedroom
Ceiling Fixture | Incandescent |  | Standard A Lamp | 2 | 60 | Hall
Ceiling Fixture | Incandescent |  | Standard A Lamp | 1 | 60 | Kitchen
Wall Mount | Compact Fluorescent |  | Twist | 1 | 15 | Laundry Room
Ceiling Fan | Compact Fluorescent |  | Twist | 2 | 15 | Living Room
Floor lamp | Incandescent |  | Standard A Lamp | 3 | 60 | Living Room
Ceiling Fan | Incandescent |  | Standard A Lamp | 3 | 40 | Bedroom
Table | Incandescent |  | Standard A Lamp | 1 | 40 | Bedroom
Ceiling Fan | Incandescent |  | Standard A Lamp | 1 | 40 | Bedroom
Ceiling Fixture | Incandescent |  | Standard A Lamp | 2 | 40 | Dining Room
Chandelier (Hanging) | Incandescent |  | Standard A Lamp | 7 | 40 | Dining Room
Wall Mount | Incandescent |  | Standard A Lamp | 1 | 60 | Bathroom
Recessed Can | Incandescent |  | Reflector | 1 | 65 | Family Room
Table | Incandescent |  | Clear | 1 | 40 | Family Room
Table | Incandescent |  | Standard A Lamp | 1 | 60 | Family Room
Ceiling Fixture | Incandescent |  | Standard A Lamp | 2 | 40 | Hall
Garage door opener | Compact Fluorescent |  | A shape bulb | 2 | 15 | Garage
Ceiling Fixture | Compact Fluorescent |  | Twist | 1 | 22 | Garage
Ceiling Fixture | Incandescent |  | Standard A Lamp | 1 | 60 | Garage
Track | Halogen |  | MR | 6 | 50 | Kitchen
Low bay | Incandescent |  | Standard A Lamp | 1 | 40 | Kitchen
Ceiling Fixture | Incandescent |  | Standard A Lamp | 2 | 40 | Laundry Room
Table | Incandescent |  | Standard A Lamp | 1 | 60 | Living Room
Floor lamp | Incandescent |  | Standard A Lamp | 1 | 40 | Living Room
Ceiling Fan | Incandescent |  | Standard A Lamp | 2 | 60 | Master Bedroom
Table | Incandescent |  | Standard A Lamp | 1 | 40 | Master Bedroom
Ceiling Fixture | Incandescent |  | Standard A Lamp | 1 | 60 | Closet
Ceiling Fixture | Incandescent |  | Standard A Lamp | 1 | 60 | Bathroom
Wall Mount | Incandescent |  | Standard A Lamp | 4 | 40 | Other
Other | Compact Fluorescent |  | A shape bulb | 1 | 22 | Office
Wall Mount | Incandescent |  | Standard A Lamp | 4 | 40 | Bathroom
Ceiling Fixture | Incandescent |  | Standard A Lamp | 2 | 40 | Hall
Wall Mount | Incandescent |  | Globe | 4 | 40 | Bathroom
Ceiling Fixture | Incandescent |  | Standard A Lamp | 2 | 60 | Bathroom
Ceiling Fixture | Incandescent |  | Standard A Lamp | 2 | 60 | Bedroom
Ceiling Fixture | Incandescent |  | Standard A Lamp | 2 | 60 | Bedroom
Ceiling Fixture | Incandescent |  | Standard A Lamp | 2 | 60 | Bedroom
Ceiling Fan | Incandescent |  | Clear | 4 | 60 | Dining Room
Ceiling Fixture | Incandescent |  | Standard A Lamp | 2 | 60 | Hall
Ceiling Fixture | Incandescent |  | Standard A Lamp | 2 | 60 | Kitchen
Ceiling Fixture | Incandescent |  | Standard A Lamp | 1 | 60 | Laundry Room
Torchiere | Halogen |  | Quartz Tube | 1 | 100 | Living Room
Ceiling Fan | Incandescent |  | Standard A Lamp | 2 | 60 | Master Bedroom
Ceiling Fixture | Compact Fluorescent |  | Twist | 1 | 15 | Bathroom
Wall Mount | Incandescent |  | Standard A Lamp | 1 | 60 | Bathroom
Ceiling Fixture | Incandescent |  | Standard A Lamp | 1 | 60 | Bedroom
Other | Incandescent |  | Other | 1 | 25 | Bedroom
Ceiling Fixture | Incandescent |  | Standard A Lamp | 1 | 60 | Bedroom
Other | Incandescent |  | Standard A Lamp | 1 | 60 | Bedroom
Ceiling Fixture | Incandescent |  | Globe | 1 | 40 | Other
Ceiling Fixture | Compact Fluorescent |  | Twist | 1 | 15 | Family Room
Table | Incandescent |  | Mini base | 1 | 5 | Family Room
Ceiling Fixture | Compact Fluorescent |  | Twist | 2 | 15 | Kitchen
Wall Mount | Incandescent |  | Globe | 1 | 60 | Office
Ceiling Fixture | Incandescent |  | Globe | 1 | 60 | Office
Ceiling Fixture | Compact Fluorescent |  | Twist | 1 | 15 | Office
Wall Mount | Incandescent |  | Standard A Lamp | 3 | 60 | Bathroom
Ceiling Fixture | Compact Fluorescent |  | Twist | 1 | 23 | Bathroom
Ceiling Fixture | Incandescent |  | Standard A Lamp | 1 | 60 | Bedroom
Table | Incandescent |  | Standard A Lamp | 1 | 60 | Bedroom
Table | Compact Fluorescent |  | Twist | 1 | 15 | Bedroom
Ceiling Fixture | Compact Fluorescent |  | Twist | 1 | 13 | Bedroom
Ceiling Fixture | Incandescent |  | Clear | 1 | 60 | Closet
Chandelier (Hanging) | Incandescent |  | Decorative | 6 | 60 | Dining Room
Chandelier (Hanging) | Incandescent |  | Decorative | 3 | 60 | Other
Recessed Can | Incandescent |  | Reflector | 1 | 65 | Family Room
Recessed Can | Incandescent |  | Standard A Lamp | 1 | 65 | Hall
Recessed Can | Incandescent |  | Reflector | 1 | 65 | Kitchen
Recessed Can | Compact Fluorescent |  | Twist | 1 | 22 | Kitchen
Ceiling Fan | Incandescent |  | Standard A Lamp | 2 | 60 | Bedroom
Wall Mount | Incandescent |  | Decorative | 1 | 40 | Bedroom
Recessed Can | Incandescent |  | Reflector | 1 | 65 | Other
Ceiling Fan | Incandescent |  | Standard A Lamp | 1 | 60 | Bathroom
Ceiling Fixture | Compact Fluorescent |  | Twist | 1 | 15 | Bedroom
Ceiling Fixture | Compact Fluorescent |  | Twist | 1 | 15 | Bedroom
Wall Mount | Compact Fluorescent |  | Twist | 1 | 15 | Garage
Ceiling Fixture | Compact Fluorescent |  | Twist | 1 | 15 | Hall
Track | Halogen |  | PAR | 5 | 30 | Kitchen
Ceiling Fixture | Compact Fluorescent |  | Twist | 1 | 15 | Laundry Room
Floor lamp | Compact Fluorescent |  | A shape bulb | 1 | 15 | Living Room
Ceiling Fixture | Linear Fluorescent | 48 | T-8 | 2 | 32 | Garage
Garage door opener | Incandescent |  | Standard A Lamp | 2 | 60 | Garage
Recessed Can | Incandescent |  | Reflector | 1 | 60 | Hall
Wall Mount | Halogen |  | MR | 4 | 50 | Bathroom
Wall Mount | Linear Fluorescent | 48 | T-8 | 1 | 32 | Laundry Room
Recessed Can | Incandescent |  | Reflector | 1 | 60 | Office
Recessed Can | Incandescent |  | Reflector | 1 | 65 | Master Bedroom
Floor lamp | Compact Fluorescent |  | Circline (Screw Base) | 3 | 22 | Master Bedroom
Wall Mount | Halogen |  | PAR | 1 | 50 | Master Bedroom
Ceiling Fixture | Incandescent |  | Standard A Lamp | 1 | 60 | Closet
Wall Mount | Halogen |  | MR | 4 | 50 | Bathroom
Recessed Can | Incandescent |  | Reflector | 1 | 60 | Bathroom
Recessed Can | Compact Fluorescent |  | Reflector | 1 | 22 | Hall
Ceiling Fixture | Compact Fluorescent |  | Twist | 1 | 15 | Bedroom
Wall Mount | Halogen |  | MR | 4 | 30 | Bathroom
Ceiling Fixture | Incandescent |  | Heat Lamp | 1 | 500 | Bathroom
Wall Mount | Halogen |  | MR | 1 | 50 | Bathroom
Recessed Can | Compact Fluorescent |  | Reflector | 1 | 22 | Kitchen
Ceiling Fixture | Compact Fluorescent |  | Twist | 1 | 15 | Closet
Ceiling Fixture | Halogen |  | MR | 1 | 50 | Dining Room
Recessed Can | Incandescent |  | Reflector | 1 | 60 | Dining Room
Floor lamp | Compact Fluorescent |  | Circline (Screw Base) | 2 | 22 | Dining Room
Recessed Can | Incandescent |  | Reflector | 1 | 60 | Living Room
Recessed Can | Incandescent |  | Reflector | 1 | 50 | Dining Room
High bay | Compact Fluorescent |  | Twist | 4 | 15 | Bathroom
Ceiling Fan | Incandescent |  | Reflector | 1 | 150 | Bathroom
Ceiling Fixture | Incandescent |  | Standard A Lamp | 2 | 60 | Closet
Chandelier (Hanging) | Incandescent |  | Mini base | 8 | 25 | Dining Room
Ceiling Fixture | Compact Fluorescent |  | Twist | 2 | 15 | Hall
Ceiling Fixture | Incandescent |  | Standard A Lamp | 1 | 60 | Garage
Garage door opener | Incandescent |  | Standard A Lamp | 1 | 60 | Garage
Table | Incandescent |  | Reflector | 4 | 65 | Bedroom
Table | Incandescent |  | Standard A Lamp | 2 | 60 | Bedroom
Ceiling Fixture | Incandescent |  | Standard A Lamp | 2 | 60 | Hall
Torchiere | Compact Fluorescent |  | Reflector | 1 | 15 | Kitchen
Ceiling Fixture | Incandescent |  | Standard A Lamp | 1 | 60 | Laundry Room
Torchiere | Compact Fluorescent |  | 3-Way CFL | 1 | 29 | Living Room
Floor lamp | Compact Fluorescent |  | Twist | 1 | 15 | Living Room
Wall Mount | Compact Fluorescent |  | Twist | 6 | 15 | Bathroom
Ceiling Fan | Incandescent |  | Standard A Lamp | 1 | 60 | Bathroom
Ceiling Fan | Compact Fluorescent |  | Twist | 4 | 15 | Master Bedroom
Table | Compact Fluorescent |  | Twist | 1 | 15 | Master Bedroom
Track | Incandescent |  | Reflector | 4 | 65 | Office
Recessed Can | Compact Fluorescent |  | Reflector | 1 | 15 | Living Room
Recessed Can | Compact Fluorescent |  | Reflector | 1 | 15 | Bathroom
Ceiling Fixture | Incandescent |  | Standard A Lamp | 1 | 60 | Bedroom
Recessed Can | Compact Fluorescent |  | Reflector | 1 | 15 | Other
Table | Compact Fluorescent |  | Twist | 1 | 15 | Dining Room
Recessed Can | Halogen |  | PAR | 1 | 75 | Hall
Chandelier (Hanging) | Incandescent |  | Decorative | 2 | 25 | Hall
Recessed Can | Halogen |  | PAR | 1 | 75 | Kitchen
Recessed Can | Halogen |  | PAR | 1 | 75 | Laundry Room
Chandelier (Hanging) | Incandescent |  | Reflector | 3 | 65 | Living Room
Table | Incandescent |  | Clear | 1 | 40 | Living Room
Floor lamp | Incandescent |  | Clear | 1 | 40 | Living Room
Track | Incandescent |  | Standard A Lamp | 4 | 60 | Bathroom
Recessed Can | Compact Fluorescent |  | Reflector | 2 | 15 | Master Bedroom
Table | Incandescent |  | Standard A Lamp | 1 | 60 | Master Bedroom
Wall Mount | Incandescent |  | Clear | 1 | 40 | Master Bedroom
High bay | Compact Fluorescent |  | Twist | 2 | 15 | Office
Wall Mount | Incandescent |  | Decorative | 1 | 60 | Hall
Ceiling Fan | Incandescent |  | Standard A Lamp | 2 | 60 | Bedroom
Floor lamp | Incandescent |  | Standard A Lamp | 1 | 75 | Dining Room
Ceiling Fixture | Incandescent |  | Standard A Lamp | 1 | 40 | Hall
Wall Mount | Incandescent |  | Standard A Lamp | 3 | 60 | Bathroom
Ceiling Fan | Compact Fluorescent |  | Twist | 3 | 22 | Bedroom
Ceiling Fixture | Incandescent |  | Standard A Lamp | 1 | 60 | Bedroom
Ceiling Fixture | Compact Fluorescent |  | Twist | 1 | 15 | Bathroom
Recessed Can | Incandescent |  | Reflector | 1 | 65 | Family Room
Ceiling Fixture | Compact Fluorescent |  | Twist | 1 | 15 | Family Room
Table | Incandescent |  | Standard A Lamp | 1 | 60 | Family Room
Wall Mount | Compact Fluorescent |  | Twist | 1 | 15 | Other
Ceiling Fan | Incandescent |  | Standard A Lamp | 2 | 60 | Bedroom
Ceiling Fan | Incandescent |  | Standard A Lamp | 4 | 60 | Master Bedroom
Ceiling Fixture | Compact Fluorescent |  | Twist | 1 | 15 | Bathroom
Wall Mount | Compact Fluorescent |  | Twist | 1 | 15 | Bathroom
Ceiling Fixture | Incandescent |  | Standard A Lamp | 1 | 60 | Closet
Ceiling Fixture | Incandescent |  | Standard A Lamp | 2 | 60 | Hall
Chandelier (Hanging) | Incandescent |  | Decorative | 3 | 60 | Office
Ceiling Fixture | Compact Fluorescent |  | Twist | 2 | 15 | Other
Chandelier (Hanging) | Incandescent |  | Mini base | 3 | 60 | Kitchen
Wall Mount | Compact Fluorescent |  | Twist | 1 | 13 | Bathroom
Wall Mount | Compact Fluorescent |  | Twist | 1 | 26 | Bathroom
Wall Mount | Incandescent |  | Standard A Lamp | 2 | 60 | Bathroom
Ceiling Fixture | Incandescent |  | Standard A Lamp | 1 | 75 | Bedroom
Torchiere | Compact Fluorescent |  | Twist | 1 | 13 | Bedroom
Ceiling Fixture | Compact Fluorescent |  | Twist | 1 | 23 | Bedroom
Chandelier (Hanging) | Incandescent |  | Standard A Lamp | 5 | 40 | Dining Room
Floor lamp | Compact Fluorescent |  | Twist | 1 | 13 | Family Room
Recessed Can | Incandescent |  | Reflector | 1 | 65 | Hall
Ceiling Fixture | Compact Fluorescent |  | Twist | 1 | 13 | Kitchen
Ceiling Fixture | Compact Fluorescent |  | Twist | 2 | 15 | Master Bedroom
Table | Compact Fluorescent |  | Twist | 1 | 13 | Master Bedroom
Ceiling Fixture | Compact Fluorescent |  | Twist | 1 | 23 | Garage
Ceiling Fixture | Compact Fluorescent |  | Twist | 2 | 15 | Bedroom
Table | Halogen |  | Quartz Tube | 1 | 75 | Bedroom
Wall Mount | Compact Fluorescent |  | Twist | 3 | 15 | Bathroom
Ceiling Fixture | Linear Fluorescent | 48 | T-12 | 2 | 40 | Closet
Chandelier (Hanging) | Compact Fluorescent |  | Twist | 4 | 15 | Family Room
Floor lamp | Compact Fluorescent |  | Twist | 1 | 15 | Family Room
Torchiere | Compact Fluorescent |  | Twist | 1 | 15 | Family Room
Table | Compact Fluorescent |  | Twist | 2 | 15 | Family Room
Ceiling Fixture | Incandescent |  | Globe | 1 | 60 | Garage
Ceiling Fixture | Incandescent |  | Reflector | 1 | 65 | Garage
Recessed Can | Halogen |  | PAR | 1 | 75 | Hall
Wall Mount | Incandescent |  | Standard A Lamp | 2 | 40 | Hall
Recessed Can | Compact Fluorescent |  | Reflector | 1 | 15 | Kitchen
Other | Incandescent |  | Clear | 1 | 25 | Kitchen
Ceiling Fixture | Compact Fluorescent |  | Twist | 2 | 15 | Laundry Room
Ceiling Fixture | Compact Fluorescent |  | Twist | 2 | 15 | Living Room
Chandelier (Hanging) | Incandescent |  | Decorative | 4 | 60 | Living Room
Floor lamp | Incandescent |  | Standard A Lamp | 2 | 60 | Living Room
Ceiling Fixture | Compact Fluorescent |  | Twist | 3 | 15 | Master Bedroom
Recessed Can | Incandescent |  | Reflector | 1 | 65 | Master Bedroom
Other | Incandescent |  | Reflector | 1 | 40 | Master Bedroom
Wall Mount | Compact Fluorescent |  | Twist | 5 | 15 | Bedroom
Ceiling Fixture | Compact Fluorescent |  | Twist | 2 | 15 | Office
Table | Incandescent |  | Clear | 1 | 60 | Office
Wall Mount | Incandescent |  | Globe | 4 | 40 | Bathroom
Ceiling Fixture | Incandescent |  | Standard A Lamp | 2 | 60 | Bedroom
Ceiling Fixture | Incandescent |  | Standard A Lamp | 1 | 60 | Bedroom
Table | Incandescent |  | Standard A Lamp | 1 | 60 | Bedroom
Ceiling Fixture | Incandescent |  | Standard A Lamp | 2 | 60 | Garage
Ceiling Fan | Incandescent |  | Mini base | 4 | 40 | Kitchen
Ceiling Fixture | Incandescent |  | Standard A Lamp | 1 | 100 | Kitchen
Table | Incandescent |  | 3-Way Incandescent | 1 | 100 | Living Room
Table | Incandescent |  | Standard A Lamp | 1 | 25 | Living Room
Wall Mount | Incandescent |  | Standard A Lamp | 1 | 60 | Living Room
Ceiling Fixture | Incandescent |  | Standard A Lamp | 2 | 60 | Bedroom
Table | Compact Fluorescent |  | Twist | 1 | 15 | Bedroom
Wall Mount | Compact Fluorescent |  | Twist | 3 | 15 | Bedroom
Ceiling Fixture | Linear Fluorescent | 48 | T-12 | 2 | 40 | Other
Chandelier (Hanging) | Compact Fluorescent |  | Pin base | 6 | 15 | Dining Room
Table | Compact Fluorescent |  | Twist | 1 | 15 | Hall
Ceiling Fixture | Compact Fluorescent |  | Twist | 1 | 15 | Hall
Recessed Can | Compact Fluorescent |  | Twist | 1 | 15 | Kitchen
Chandelier (Hanging) | Compact Fluorescent |  | Pin base | 5 | 15 | Living Room
Chandelier (Hanging) | Compact Fluorescent |  | Twist | 5 | 15 | Master Bedroom
Table | Compact Fluorescent |  | Twist | 1 | 15 | Master Bedroom
Ceiling Fixture | Incandescent |  | Standard A Lamp | 2 | 60 | Office
Ceiling Fixture | Compact Fluorescent |  | Twist | 1 | 15 | Other
Wall Mount | Incandescent |  | Globe | 3 | 40 | Bathroom
Ceiling Fan | Incandescent |  | Decorative | 4 | 40 | Master Bedroom
Table | Incandescent |  | Decorative | 1 | 25 | Master Bedroom
Ceiling Fixture | Incandescent |  | Standard A Lamp | 1 | 60 | Other
Ceiling Fixture | Compact Fluorescent |  | Twist | 1 | 15 | Dining Room
Ceiling Fixture | Incandescent |  | Standard A Lamp | 1 | 60 | Hall
Ceiling Fixture | Incandescent |  | Standard A Lamp | 1 | 60 | Kitchen
Ceiling Fixture | Incandescent |  | Standard A Lamp | 2 | 60 | Living Room
Ceiling Fixture | Incandescent |  | Standard A Lamp | 1 | 60 | Office
Recessed Can | Compact Fluorescent |  | Reflector | 1 | 22 | Living Room
Table | Incandescent |  | Decorative | 2 | 40 | Living Room
Wall Mount | Incandescent |  | Clear | 1 | 40 | Bathroom
Recessed Can | Compact Fluorescent |  | Twist | 1 | 15 | Family Room
Floor lamp | Compact Fluorescent |  | Twist | 1 | 15 | Family Room
Recessed Can | Compact Fluorescent |  | Reflector | 1 | 22 | Laundry Room
Ceiling Fixture | Linear Fluorescent | 48 | T-12 | 2 | 40 | Laundry Room
Ceiling Fixture | Compact Fluorescent |  | Twist | 2 | 15 | Dining Room
Floor lamp | Compact Fluorescent |  | Twist | 1 | 15 | Dining Room
Chandelier (Hanging) | Compact Fluorescent |  | Twist | 1 | 15 | Kitchen
Recessed Can | Compact Fluorescent |  | Reflector | 1 | 15 | Kitchen
Wall Mount | Incandescent |  | Clear | 4 | 40 | Bathroom
Ceiling Fixture | Compact Fluorescent |  | Twist | 2 | 15 | Bedroom
Ceiling Fixture | Compact Fluorescent |  | Twist | 2 | 15 | Office
Ceiling Fixture | Compact Fluorescent |  | Twist | 2 | 15 | Hall
Recessed Can | Compact Fluorescent |  | Twist | 1 | 15 | Hall
Recessed Can | Compact Fluorescent |  | Twist | 1 | 15 | Master Bedroom
Table | Incandescent |  | Clear | 1 | 40 | Master Bedroom
Ceiling Fan | Incandescent |  | Clear | 1 | 60 | Bedroom
Ceiling Fixture | Incandescent |  | Colored | 3 | 40 | Dining Room
Ceiling Fixture | Compact Fluorescent |  | Twist | 4 | 15 | Other
Ceiling Fixture | Incandescent |  | Globe | 2 | 40 | Bathroom
Recessed Can | Compact Fluorescent |  | Twist | 1 | 15 | Kitchen
Ceiling Fixture | Compact Fluorescent |  | Globe | 1 | 22 | Hall
High bay | Linear Fluorescent | 48 | T-12 | 2 | 32 | Kitchen
Recessed Can | Incandescent |  | Reflector | 1 | 65 | Kitchen
Low bay | Linear Fluorescent | 16 | T-8 | 1 | 32 | Kitchen
Ceiling Fan | Incandescent |  | Standard A Lamp | 1 | 60 | Living Room
Recessed Can | Incandescent |  | Reflector | 1 | 65 | Living Room
Wall Mount | Incandescent |  | Standard A Lamp | 2 | 40 | Living Room
Ceiling Fan | Compact Fluorescent |  | Twist | 3 | 23 | Bedroom
Wall Mount | Incandescent |  | Globe | 4 | 40 | Bathroom
Ceiling Fixture | Incandescent |  | Standard A Lamp | 1 | 40 | Laundry Room
Recessed Can | Compact Fluorescent |  | Twist | 1 | 23 | Bathroom
Ceiling Fixture | Incandescent |  | Standard A Lamp | 1 | 25 | Hall
Ceiling Fixture | Incandescent |  | Standard A Lamp | 2 | 60 | Bedroom
Wall Mount | Compact Fluorescent |  | Twist | 3 | 15 | Bathroom
Ceiling Fixture | Compact Fluorescent |  | Twist | 1 | 15 | Closet
Wall Mount | Incandescent |  | Standard A Lamp | 3 | 65 | Other
Ceiling Fixture | Compact Fluorescent |  | Twist | 1 | 15 | Other
Ceiling Fixture | Compact Fluorescent |  | Twist | 3 | 15 | Living Room
Ceiling Fixture | Compact Fluorescent |  | Twist | 1 | 15 | Hall
Ceiling Fixture | Compact Fluorescent |  | Twist | 1 | 15 | Closet
Wall Mount | Compact Fluorescent |  | Twist | 2 | 15 | Bathroom
Ceiling Fixture | Compact Fluorescent |  | Twist | 1 | 15 | Bedroom
Ceiling Fixture | Compact Fluorescent |  | Twist | 2 | 15 | Bedroom
Table | Incandescent |  | Mini base | 3 | 25 | Bedroom
Ceiling Fixture | Compact Fluorescent |  | Twist | 2 | 15 | Bedroom
Ceiling Fan | Incandescent |  | Decorative | 4 | 25 | Dining Room
Ceiling Fixture | Incandescent |  | Standard A Lamp | 1 | 60 | Garage
Ceiling Fixture | Compact Fluorescent |  | Twist | 1 | 15 | Hall
Ceiling Fan | Compact Fluorescent |  | Twist | 4 | 15 | Kitchen
Ceiling Fixture | Compact Fluorescent |  | Twist | 1 | 15 | Laundry Room
Chandelier (Hanging) | Compact Fluorescent |  | Globe | 1 | 22 | Living Room
Wall Mount | Incandescent |  | Globe | 3 | 40 | Bathroom
Ceiling Fan | Incandescent |  | Standard A Lamp | 1 | 60 | Bedroom
Table | Incandescent |  | Standard A Lamp | 1 | 60 | Closet
Ceiling Fixture | Linear Fluorescent | 15 | T-5 | 1 | 10 | Closet
Floor lamp | Incandescent |  | Standard A Lamp | 1 | 100 | Bedroom
Ceiling Fan | Incandescent |  | Standard A Lamp | 1 | 60 | Bedroom
Ceiling Fan | Incandescent |  | Standard A Lamp | 3 | 60 | Dining Room
Ceiling Fixture | Incandescent |  | Standard A Lamp | 1 | 60 | Bedroom
Table | Incandescent |  | Standard A Lamp | 1 | 25 | Bedroom
Ceiling Fan | Incandescent |  | Standard A Lamp | 1 | 60 | Family Room
Table | Incandescent |  | Standard A Lamp | 1 | 100 | Family Room
Table | Compact Fluorescent |  | 3-Way CFL | 1 | 36 | Family Room
Table | Compact Fluorescent |  | Twist | 1 | 15 | Family Room
Garage door opener | Incandescent |  | Standard A Lamp | 1 | 60 | Garage
Floor lamp | Compact Fluorescent |  | Twist | 1 | 15 | Garage
Ceiling Fixture | Linear Fluorescent | 48 | T-12 | 2 | 40 | Garage
Ceiling Fixture | Incandescent |  | Decorative | 1 | 25 | Hall
Ceiling Fixture | Linear Fluorescent | 48 | T-12 | 2 | 40 | Office
Table | Compact Fluorescent |  | Twist | 1 | 15 | Office
Recessed Can | Incandescent |  | Reflector | 1 | 40 | Kitchen
Recessed Can | Incandescent |  | Reflector | 1 | 65 | Kitchen
Architectural | Linear Fluorescent | 16 | T-5 | 1 | 10 | Kitchen
Architectural | Linear Fluorescent | 22 | T-12 | 1 | 16 | Kitchen
Ceiling Fixture | Incandescent |  | Standard A Lamp | 2 | 60 | Laundry Room
Ceiling Fan | Compact Fluorescent |  | Twist | 3 | 28 | Living Room
Table | Incandescent |  | Standard A Lamp | 2 | 60 | Living Room
Floor lamp | Compact Fluorescent |  | 3-Way CFL | 1 | 15 | Living Room
Wall Mount | Incandescent |  | Globe | 6 | 40 | Bathroom
Ceiling Fixture | Incandescent |  | Standard A Lamp | 1 | 60 | Bathroom
Chandelier (Hanging) | Incandescent |  | Decorative | 3 | 40 | Master Bedroom
Floor lamp | Incandescent |  | Standard A Lamp | 1 | 100 | Master Bedroom
Floor lamp | Incandescent |  | Mini base | 1 | 13 | Master Bedroom
Wall Mount | Incandescent |  | Globe | 6 | 40 | Bathroom
Wall Mount | Incandescent |  | Standard A Lamp | 2 | 60 | Bathroom
Ceiling Fixture | Incandescent |  | Standard A Lamp | 1 | 60 | Bedroom
Table | Incandescent |  | Standard A Lamp | 1 | 60 | Bedroom
Ceiling Fixture | Compact Fluorescent |  | Twist | 1 | 15 | Bedroom
Ceiling Fixture | Incandescent |  | Standard A Lamp | 1 | 40 | Bedroom
Table | Incandescent |  | Mini base | 1 | 25 | Bedroom
Chandelier (Hanging) | Incandescent |  | Mini base | 7 | 60 | Dining Room
Table | Compact Fluorescent |  | Twist | 1 | 15 | Bedroom
Ceiling Fixture | Incandescent |  | Standard A Lamp | 1 | 60 | Family Room
Ceiling Fixture | Incandescent |  | Standard A Lamp | 1 | 40 | Hall
Ceiling Fixture | Compact Fluorescent |  | Twist | 1 | 15 | Other
Ceiling Fixture | Incandescent |  | Mini base | 1 | 25 | Hall
Ceiling Fixture | Incandescent |  | Standard A Lamp | 2 | 60 | Kitchen
Ceiling Fixture | Incandescent |  | Standard A Lamp | 1 | 40 | Kitchen
Ceiling Fixture | Compact Fluorescent |  | Twist | 1 | 15 | Laundry Room
Table | Compact Fluorescent |  | 3-Way CFL | 1 | 30 | Living Room
Table | Incandescent |  | Mini base | 3 | 25 | Living Room
Wall Mount | Incandescent |  | Standard A Lamp | 1 | 60 | Closet
Ceiling Fixture | Incandescent |  | Standard A Lamp | 1 | 40 | Hall
Ceiling Fixture | Compact Fluorescent |  | Reflector | 1 | 19 | Kitchen
Other | Halogen |  | PAR | 1 | 25 | Kitchen
Ceiling Fan | Compact Fluorescent |  | Twist | 2 | 13 | Master Bedroom
Table | Incandescent |  | Standard A Lamp | 1 | 40 | Master Bedroom
Table | Incandescent |  | Standard A Lamp | 1 | 100 | Master Bedroom
Wall Mount | Compact Fluorescent |  | A shape bulb | 2 | 23 | Bathroom
Ceiling Fixture | Compact Fluorescent |  | Twist | 2 | 13 | Closet
Ceiling Fixture | Compact Fluorescent |  | Twist | 1 | 13 | Closet
Ceiling Fixture | Compact Fluorescent |  | Twist | 2 | 13 | Family Room
Table | Incandescent |  | 3-Way Incandescent | 1 | 100 | Family Room
Ceiling Fixture | Compact Fluorescent |  | Twist | 1 | 23 | Garage
Garage door opener | Compact Fluorescent |  | Twist | 2 | 13 | Garage
Chandelier (Hanging) | Incandescent |  | Mini base | 6 | 40 | Dining Room
Recessed Can | Compact Fluorescent |  | Reflector | 1 | 23 | Living Room
Recessed Can | Compact Fluorescent |  | Reflector | 1 | 23 | Hall
Ceiling Fixture | Compact Fluorescent |  | Twist | 2 | 13 | Hall
Ceiling Fan | Compact Fluorescent |  | A shape bulb | 3 | 15 | Bedroom
Table | Incandescent |  | Standard A Lamp | 1 | 75 | Bedroom
Ceiling Fixture | Compact Fluorescent |  | A shape bulb | 3 | 15 | Closet
Wall Mount | Incandescent |  | Decorative | 2 | 60 | Bathroom
Recessed Can | Incandescent |  | Reflector | 1 | 45 | Bathroom
Ceiling Fixture | Compact Fluorescent |  | Twist | 2 | 13 | Office
Ceiling Fixture | Compact Fluorescent |  | Twist | 2 | 13 | Closet
Wall Mount | Incandescent |  | Clear | 8 | 40 | Bathroom
Ceiling Fixture | Compact Fluorescent |  | Twist | 1 | 15 | Bedroom
Floor lamp | Incandescent |  | Standard A Lamp | 3 | 100 | Bedroom
Ceiling Fixture | Compact Fluorescent |  | Twist | 1 | 15 | Bedroom
Ceiling Fixture | Incandescent |  | Standard A Lamp | 1 | 60 | Closet
Chandelier (Hanging) | Incandescent |  | Mini base | 5 | 25 | Dining Room
Floor lamp | Incandescent |  | Standard A Lamp | 5 | 60 | Dining Room
Recessed Can | Incandescent |  | Reflector | 1 | 65 | Family Room
Track | Incandescent |  | Reflector | 3 | 60 | Family Room
Wall Mount | Incandescent |  | Standard A Lamp | 2 | 60 | Family Room
Track | Incandescent |  | Reflector | 3 | 65 | Hall
Ceiling Fixture | Incandescent |  | Standard A Lamp | 1 | 60 | Hall
Recessed Can | Incandescent |  | Reflector | 1 | 65 | Kitchen
Ceiling Fixture | Incandescent |  | Standard A Lamp | 1 | 60 | Laundry Room
Floor lamp | Incandescent |  | Standard A Lamp | 6 | 60 | Living Room
Table | Compact Fluorescent |  | Twist | 1 | 15 | Living Room
Recessed Can | Incandescent |  | Reflector | 1 | 65 | Bathroom
Wall Mount | Incandescent |  | Globe | 8 | 40 | Bathroom
Track | Incandescent |  | Reflector | 2 | 65 | Master Bedroom
Track | Halogen |  | MR | 3 | 50 | Master Bedroom
Track | Halogen |  | PAR | 3 | 75 | Other
Track | Incandescent |  | Reflector | 3 | 65 | Other
Recessed - other | Linear Fluorescent | 48 | T-12 | 2 | 40 | Other
Wall Mount | Incandescent |  | Standard A Lamp | 4 | 60 | Other
Ceiling Fixture | Incandescent |  | Standard A Lamp | 1 | 60 | Other
Recessed Can | Compact Fluorescent |  | Reflector | 1 | 22 | Other
Table | Incandescent |  | Standard A Lamp | 1 | 60 | Other
Wall Mount | Incandescent |  | Globe | 3 | 40 | Bathroom
Recessed Can | Compact Fluorescent |  | Reflector | 1 | 22 | Bedroom
Recessed Can | Compact Fluorescent |  | Twist | 1 | 22 | Bedroom
Ceiling Fixture | Compact Fluorescent |  | Twist | 1 | 15 | Hall
Recessed Can | Compact Fluorescent |  | Reflector | 1 | 22 | Kitchen
Recessed Can | Compact Fluorescent |  | Reflector | 1 | 22 | Living Room
Ceiling Fixture | Incandescent |  | Standard A Lamp | 1 | 200 | Dining Room
Ceiling Fixture | Linear Fluorescent | 48 | T-12 | 4 | 40 | Office
Table | Compact Fluorescent |  | Twist | 1 | 15 | Office
Table | Linear Fluorescent | 72 | T-4 | 1 | 20 | Office
Ceiling Fixture | Linear Fluorescent | 48 | T-12 | 2 | 40 | Family Room
Table | Incandescent |  | Standard A Lamp | 1 | 60 | Family Room
Floor lamp | Incandescent |  | Reflector | 1 | 75 | Family Room
Track | Incandescent |  | Reflector | 2 | 60 | Family Room
Ceiling Fixture | Incandescent |  | Standard A Lamp | 1 | 60 | Laundry Room
Wall Mount | Incandescent |  | Standard A Lamp | 2 | 60 | Laundry Room
Wall Mount | Incandescent |  | Standard A Lamp | 1 | 60 | Dining Room
Garage door opener | Incandescent |  | Standard A Lamp | 2 | 60 | Garage
Ceiling Fixture | Incandescent |  | Standard A Lamp | 1 | 60 | Garage
Ceiling Fixture | Linear Fluorescent | 48 | T-12 | 2 | 40 | Garage
Table | Incandescent |  | Standard A Lamp | 1 | 100 | Living Room
Floor lamp | Incandescent |  | Standard A Lamp | 1 | 100 | Living Room
Table | Compact Fluorescent |  | A shape bulb | 1 | 15 | Living Room
Ceiling Fixture | Linear Fluorescent | 48 | T-12 | 4 | 40 | Kitchen
Ceiling Fixture | Incandescent |  | Standard A Lamp | 4 | 60 | Hall
Wall Mount | Incandescent |  | Standard A Lamp | 3 | 60 | Bathroom
Ceiling Fan | Incandescent |  | Standard A Lamp | 4 | 60 | Master Bedroom
Table | Incandescent |  | Standard A Lamp | 1 | 100 | Master Bedroom
Floor lamp | Linear Fluorescent | 48 | T-4 | 1 | 20 | Master Bedroom
Wall Mount | Incandescent |  | Mini base | 4 | 60 | Bathroom
Ceiling Fixture | Incandescent |  | Standard A Lamp | 2 | 60 | Hall
Ceiling Fan | Incandescent |  | Standard A Lamp | 2 | 60 | Bedroom
Table | Incandescent |  | 3-Way Incandescent | 1 | 100 | Bedroom
Floor lamp | Compact Fluorescent |  | Twist | 2 | 13 | Living Room
Wall Mount | Compact Fluorescent |  | Twist | 1 | 15 | Hall
Ceiling Fixture | Compact Fluorescent |  | Twist | 1 | 15 | Kitchen
Ceiling Fixture | Compact Fluorescent |  | Twist | 3 | 15 | Kitchen
Wall Mount | Compact Fluorescent |  | Twist | 1 | 15 | Hall
Ceiling Fixture | Compact Fluorescent |  | Twist | 1 | 15 | Laundry Room
Ceiling Fixture | Compact Fluorescent |  | Twist | 1 | 15 | Bedroom
Ceiling Fixture | Compact Fluorescent |  | Twist | 1 | 15 | Bathroom
Ceiling Fixture | Compact Fluorescent |  | Twist | 2 | 15 | Closet
Ceiling Fixture | Compact Fluorescent |  | Twist | 1 | 15 | Closet
Ceiling Fixture | Compact Fluorescent |  | Twist | 1 | 15 | Other
Ceiling Fixture | Compact Fluorescent |  | Twist | 3 | 15 | Dining Room
Wall Mount | Linear Fluorescent | 12 | T-12 | 1 | 15 | Bathroom
Ceiling Fixture | Compact Fluorescent |  | Twist | 2 | 13 | Bedroom
Table | Compact Fluorescent |  | Twist | 1 | 15 | Bedroom
Ceiling Fixture | Compact Fluorescent |  | Twist | 2 | 15 | Bedroom
Table | Compact Fluorescent |  | Twist | 1 | 15 | Bedroom
Table | Incandescent |  | Standard A Lamp | 1 | 25 | Bedroom
Floor lamp | Compact Fluorescent |  | Twist | 1 | 15 | Bedroom
Table | Compact Fluorescent |  | Twist | 1 | 15 | Family Room
Wall Mount | Incandescent |  | Globe | 1 | 40 | Hall
Floor lamp | Incandescent |  | 3-Way Incandescent | 1 | 100 | Bedroom
Wall Mount | Incandescent |  | Standard A Lamp | 2 | 60 | Bathroom
Ceiling Fixture | Incandescent |  | Standard A Lamp | 1 | 75 | Bedroom
Ceiling Fixture | Incandescent |  | Decorative | 2 | 40 | Bedroom
Ceiling Fixture | Incandescent |  | Standard A Lamp | 1 | 60 | Other
Wall Mount | Incandescent |  | Standard A Lamp | 1 | 60 | Other
Ceiling Fixture | Compact Fluorescent |  | A shape bulb | 1 | 14 | Bathroom
Wall Mount | Incandescent |  | Standard A Lamp | 3 | 60 | Bathroom
Ceiling Fixture | Incandescent |  | Standard A Lamp | 2 | 40 | Bedroom
Wall Mount | Incandescent |  | Standard A Lamp | 2 | 60 | Bedroom
Table | Linear Fluorescent | 18 | T-8 | 1 | 15 | Bedroom
Chandelier (Hanging) | Incandescent |  | Decorative | 7 | 40 | Other
Floor lamp | Compact Fluorescent |  | Twist | 3 | 13 | Family Room
Ceiling Fixture | Compact Fluorescent |  | Twist | 3 | 13 | Kitchen
Ceiling Fixture | Linear Fluorescent | 18 | T-8 | 1 | 15 | Kitchen
Chandelier (Hanging) | Incandescent |  | Standard A Lamp | 1 | 60 | Kitchen
Ceiling Fixture | Incandescent |  | Standard A Lamp | 1 | 100 | Other
Ceiling Fixture | Linear Fluorescent | 48 | T-12 | 2 | 40 | Other
Ceiling Fixture | Compact Fluorescent |  | Twist | 1 | 22 | Other
Wall Mount | Incandescent |  | Globe | 3 | 40 | Bathroom
Ceiling Fixture | Compact Fluorescent |  | Twist | 2 | 15 | Bathroom
Wall Mount | Incandescent |  | Mini base | 1 | 25 | Bedroom
Ceiling Fixture | Compact Fluorescent |  | Twist | 1 | 15 | Bedroom
Table | Incandescent |  | Decorative | 1 | 25 | Dining Room
Ceiling Fixture | Incandescent |  | Standard A Lamp | 1 | 60 | Hall
Ceiling Fixture | Compact Fluorescent |  | Twist | 2 | 15 | Kitchen
Floor lamp | Incandescent |  | 3-Way Incandescent | 1 | 150 | Laundry Room
Chandelier (Hanging) | Compact Fluorescent |  | Twist | 1 | 15 | Laundry Room
Wall Mount | Compact Fluorescent |  | Twist | 2 | 13 | Bathroom
Ceiling Fixture | Incandescent |  | Standard A Lamp | 1 | 40 | Bedroom
Table | Incandescent |  | Clear | 1 | 100 | Bedroom
Table | Incandescent |  | Colored | 1 | 150 | Bedroom
Ceiling Fixture | Incandescent |  | Standard A Lamp | 1 | 100 | Garage
Garage door opener | Incandescent |  | Standard A Lamp | 2 | 60 | Garage
Ceiling Fixture | Compact Fluorescent |  | Pin base | 1 | 15 | Garage
Ceiling Fixture | Incandescent |  | Standard A Lamp | 1 | 60 | Hall
Ceiling Fixture | Compact Fluorescent |  | Twist | 1 | 15 | Hall
Ceiling Fixture | Compact Fluorescent |  | Pin base | 1 | 22 | Kitchen
Ceiling Fixture | Incandescent |  | Standard A Lamp | 1 | 40 | Kitchen
Wall Mount | Incandescent |  | Reflector | 2 | 60 | Kitchen
Floor lamp | Compact Fluorescent |  | Straight Tube | 1 | 27 | Living Room
Table | Compact Fluorescent |  | Twist | 1 | 13 | Living Room
Ceiling Fixture | Compact Fluorescent |  | Twist | 1 | 15 | Living Room
Ceiling Fixture | Compact Fluorescent |  | Twist | 1 | 15 | Office
Table | Incandescent |  | Reflector | 1 | 65 | Office
Table | Compact Fluorescent |  | Twist | 1 | 20 | Office
Table | Incandescent |  | Clear | 1 | 60 | Office
Table | Compact Fluorescent |  | Twist | 2 | 13 | Office
Table | Compact Fluorescent |  | Straight Tube | 1 | 27 | Office
Wall Mount | Compact Fluorescent |  | Twist | 6 | 13 | Bathroom
Recessed Can | Compact Fluorescent |  | Flood | 1 | 26 | Hall
Ceiling Fixture | Compact Fluorescent |  | Twist | 1 | 13 | Hall
Ceiling Fixture | Incandescent |  | Standard A Lamp | 1 | 60 | Family Room
Table | Incandescent |  | Standard A Lamp | 1 | 60 | Family Room
Ceiling Fixture | Incandescent |  | Standard A Lamp | 1 | 60 | Bathroom
Ceiling Fixture | Compact Fluorescent |  | Twist | 1 | 23 | Bathroom
Ceiling Fixture | Compact Fluorescent |  | Twist | 2 | 13 | Bathroom
Ceiling Fixture | Compact Fluorescent |  | Twist | 2 | 13 | Bedroom
Table | Incandescent |  | Standard A Lamp | 1 | 60 | Bedroom
Table | Incandescent |  | Standard A Lamp | 1 | 25 | Bedroom
Ceiling Fixture | Incandescent |  | Standard A Lamp | 2 | 60 | Bedroom
Table | Compact Fluorescent |  | Twist | 1 | 13 | Bedroom
Chandelier (Hanging) | Incandescent |  | Decorative | 6 | 40 | Dining Room
Table | Compact Fluorescent |  | Twist | 1 | 23 | Family Room
Table | Compact Fluorescent |  | Twist | 1 | 13 | Family Room
Floor lamp | Incandescent |  | 3-Way Incandescent | 1 | 100 | Family Room
Ceiling Fixture | Incandescent |  | Standard A Lamp | 1 | 60 | Garage
Ceiling Fixture | Compact Fluorescent |  | Twist | 1 | 15 | Garage
Ceiling Fixture | Linear Fluorescent | 48 | T-12 | 2 | 40 | Garage
Ceiling Fixture | Compact Fluorescent |  | Twist | 2 | 13 | Hall
Ceiling Fixture | Compact Fluorescent |  | Twist | 2 | 13 | Hall
Ceiling Fixture | Incandescent |  | Standard A Lamp | 1 | 60 | Hall
Ceiling Fixture | Compact Fluorescent |  | Twist | 2 | 14 | Kitchen
Other | Incandescent |  | Reflector | 2 | 40 | Kitchen
Ceiling Fixture | Compact Fluorescent |  | Twist | 1 | 14 | Laundry Room
Ceiling Fixture | Compact Fluorescent |  | Twist | 2 | 13 | Office
Chandelier (Hanging) | Compact Fluorescent |  | Twist | 3 | 14 | Other
Ceiling Fixture | Incandescent |  | Standard A Lamp | 1 | 60 | Other
Table | Linear Fluorescent | 18 | T-8 | 2 | 15 | Other
Ceiling Fixture | Incandescent |  | Standard A Lamp | 1 | 60 | Other
Wall Mount | Incandescent |  | Clear | 2 | 60 | Bathroom
Wall Mount | Incandescent |  | Standard A Lamp | 2 | 60 | Bathroom
Recessed - other | Incandescent |  | Heat Lamp | 1 | 250 | Bathroom
Ceiling Fixture | Compact Fluorescent |  | Twist | 2 | 15 | Bedroom
Chandelier (Hanging) | Incandescent |  | Decorative | 5 | 25 | Dining Room
Garage door opener | Incandescent |  | Standard A Lamp | 1 | 60 | Garage
Recessed Can | Compact Fluorescent |  | Reflector | 1 | 22 | Hall
Recessed Can | Compact Fluorescent |  | Reflector | 1 | 22 | Kitchen
Ceiling Fixture | Compact Fluorescent |  | Twist | 1 | 15 | Bedroom
Ceiling Fixture | Compact Fluorescent |  | Twist | 2 | 15 | Hall
Floor lamp | Compact Fluorescent |  | Twist | 2 | 15 | Living Room
Wall Mount | Incandescent |  | Clear | 3 | 60 | Bathroom
Recessed Can | Compact Fluorescent |  | Reflector | 1 | 22 | Bathroom
Ceiling Fixture | Compact Fluorescent |  | Twist | 2 | 15 | Master Bedroom
Table | Incandescent |  | Standard A Lamp | 1 | 60 | Master Bedroom
Recessed Can | Compact Fluorescent |  | Reflector |  | 22 | Hall
Ceiling Fixture | Incandescent |  | Standard A Lamp | 2 | 60 | Bedroom
Table | Incandescent |  | Standard A Lamp | 1 | 60 | Bedroom
Table | Compact Fluorescent |  | Twist | 1 | 13 | Bedroom
Other | Incandescent |  | Standard A Lamp | 3 | 60 | Bedroom
Ceiling Fan | Incandescent |  | Heat Lamp | 2 | 250 | Bathroom
Chandelier (Hanging) | Compact Fluorescent |  | Twist | 1 | 15 | Bathroom
Ceiling Fixture | Incandescent |  | Globe | 3 | 60 | Dining Room
Table | Incandescent |  | Standard A Lamp | 1 | 60 | Dining Room
Chandelier (Hanging) | Incandescent |  | Decorative | 5 | 40 | Dining Room
Table | Incandescent |  | 3-Way Incandescent | 1 | 150 | Family Room
Floor lamp | Incandescent |  | 3-Way Incandescent | 1 | 150 | Family Room
High bay | Linear Fluorescent | 84 | T-12 | 2 | 40 | Garage
High bay | Linear Fluorescent | 48 | T-12 | 2 | 40 | Garage
Table | Incandescent |  | 3-Way Incandescent | 1 | 150 | Bedroom
Floor lamp | Incandescent |  | 3-Way Incandescent | 1 | 150 | Bedroom
Table | Incandescent |  | Standard A Lamp | 1 | 25 | Bedroom
Table | Incandescent |  | Standard A Lamp | 1 | 100 | Bedroom
Table | Compact Fluorescent |  | Twist | 1 | 13 | Bedroom
Ceiling Fixture | Incandescent |  | Standard A Lamp | 2 | 60 | Bedroom
Ceiling Fixture | Incandescent |  | Standard A Lamp | 2 | 40 | Hall
Table | Compact Fluorescent |  | Twist | 1 | 13 | Hall
Ceiling Fixture | Incandescent |  | Standard A Lamp | 3 | 60 | Hall
Low bay | Linear Fluorescent | 48 | T-12 | 2 | 40 | Kitchen
Ceiling Fixture | Incandescent |  | Clear | 1 | 100 | Laundry Room
Table | Incandescent |  | Decorative | 3 | 40 | Living Room
Ceiling Fixture | Compact Fluorescent |  | Twist | 1 | 20 | Bathroom
Chandelier (Hanging) | Compact Fluorescent |  | Twist | 1 | 20 | Bathroom
Ceiling Fan | Incandescent |  | Heat Lamp | 2 | 250 | Bathroom
Recessed Can | Incandescent |  | Standard A Lamp | 1 | 40 | Bathroom
Table | Incandescent |  | Standard A Lamp | 1 | 15 | Master Bedroom
Table | Incandescent |  | 3-Way Incandescent | 1 | 150 | Master Bedroom
Ceiling Fixture | Compact Fluorescent |  | Twist | 2 | 13 | Office
Floor lamp | Incandescent |  | 3-Way Incandescent | 1 | 150 | Office
Table | Halogen |  | MR | 1 | 20 | Office
Table | Incandescent |  | Standard A Lamp | 1 | 100 | Office
Chandelier (Hanging) | Incandescent |  | Decorative | 1 | 60 | Bathroom
Wall Mount | Incandescent |  | Mini base | 1 | 4 | Bathroom
Chandelier (Hanging) | Incandescent |  | Standard A Lamp | 2 | 50 | Bathroom
Ceiling Fixture | Incandescent |  | Standard A Lamp | 2 | 60 | Bathroom
Ceiling Fixture | Compact Fluorescent |  | Twist | 1 | 23 | Bathroom
Ceiling Fan | Incandescent |  | Decorative | 4 | 240 | Dining Room
Table | Incandescent |  | Other | 1 | 20 | Living Room
Torchiere | Halogen |  | Quartz Tube | 1 | 300 | Living Room
Ceiling Fixture | Incandescent |  | Standard A Lamp | 1 | 60 | Living Room
Table | Incandescent |  | 3-Way Incandescent | 1 | 150 | Living Room
Table | Incandescent |  | Mini base | 1 | 25 | Living Room
Wall Mount | Linear Fluorescent | 16 | T-8 | 1 | 11 | Closet
Ceiling Fixture | Incandescent |  | Standard A Lamp | 1 | 60 | Garage
Ceiling Fixture | Incandescent |  | Standard A Lamp | 1 | 100 | Garage
Wall Mount | Incandescent |  | Standard A Lamp | 1 | 60 | Garage
Ceiling Fixture | Compact Fluorescent |  | Twist | 1 | 23 | Garage
Garage door opener | Incandescent |  | Standard A Lamp | 1 | 60 | Garage
Ceiling Fixture | Incandescent |  | Standard A Lamp | 1 | 75 | Hall
Ceiling Fixture | Linear Fluorescent | 48 | T-12 | 2 | 40 | Kitchen
Ceiling Fixture | Incandescent |  | Standard A Lamp | 1 | 60 | Kitchen
Other | Incandescent |  | Standard A Lamp | 1 | 60 | Kitchen
Ceiling Fixture | Incandescent |  | Standard A Lamp | 1 | 60 | Bathroom
Wall Mount | Incandescent |  | Mini base | 1 | 4 | Bathroom
Ceiling Fixture | Incandescent |  | Standard A Lamp | 1 | 60 | Master Bedroom
Table | Incandescent |  | Mini base | 1 | 25 | Master Bedroom
Table | Incandescent |  | Clear | 1 | 60 | Master Bedroom
Table | Incandescent |  | Mini base | 3 | 60 | Master Bedroom
Ceiling Fixture | Compact Fluorescent |  | Twist | 2 | 23 | Master Bedroom
Torchiere | Compact Fluorescent |  | Twist | 1 | 23 | Office
Ceiling Fixture | Incandescent |  | Standard A Lamp | 2 | 60 | Office
Ceiling Fixture | Incandescent |  | Standard A Lamp | 1 | 75 | Office
Wall Mount | Incandescent |  | Mini base | 1 | 4 | Office
Wall Mount | Compact Fluorescent |  | Twist | 3 | 13 | Bathroom
Ceiling Fixture | Compact Fluorescent |  | Twist | 1 | 15 | Closet
Chandelier (Hanging) | Compact Fluorescent |  | Twist | 3 | 15 | Dining Room
Ceiling Fixture | Linear Fluorescent | 48 | T-12 | 2 | 40 | Garage
Recessed Can | Compact Fluorescent |  | Reflector | 1 | 22 | Kitchen
Wall Mount | Incandescent |  | Globe | 4 | 40 | Bathroom
Chandelier (Hanging) | Incandescent |  | Clear | 1 | 60 | Bedroom
Table | Incandescent |  | Standard A Lamp | 2 | 60 | Bedroom
Recessed Can | Incandescent |  | Reflector | 1 | 65 | Family Room
Recessed Can | Incandescent |  | Reflector | 1 | 65 | Hall
Ceiling Fixture | Linear Fluorescent | 24 | T-5 | 1 | 16 | Office
Chandelier (Hanging) | Compact Fluorescent |  | Twist | 1 | 13 | Other
Table | Compact Fluorescent |  | A shape bulb | 4 | 13 | Living Room
Wall Mount | Compact Fluorescent |  | Twist | 3 | 13 | Bathroom
Ceiling Fan | Incandescent |  | Clear | 4 | 25 | Master Bedroom
Ceiling Fixture | Linear Fluorescent | 48 | T-12 | 2 | 40 | Other
Chandelier (Hanging) | Compact Fluorescent |  | Mini base | 5 | 7 | Hall
Wall Mount | Compact Fluorescent |  | Twist | 3 | 15 | Bathroom
Wall Mount | Compact Fluorescent |  | Twist | 2 | 15 | Bathroom
Ceiling Fixture | Compact Fluorescent |  | Twist | 2 | 15 | Office
Ceiling Fixture | Compact Fluorescent |  | Twist | 2 | 15 | Bedroom
Ceiling Fixture | Compact Fluorescent |  | Twist | 1 | 15 | Bedroom
Chandelier (Hanging) | Compact Fluorescent |  | Twist | 5 | 15 | Dining Room
Ceiling Fixture | Compact Fluorescent |  | Twist | 1 | 15 | Garage
Garage door opener | Incandescent |  | Standard A Lamp | 1 | 60 | Garage
Ceiling Fixture | Compact Fluorescent |  | Twist | 2 | 15 | Hall
Recessed Can | Compact Fluorescent |  | Twist | 1 | 15 | Hall
Recessed Can | Incandescent |  | Reflector | 1 | 65 | Hall
Chandelier (Hanging) | Compact Fluorescent |  | Twist | 2 | 15 | Kitchen
Recessed Can | Compact Fluorescent |  | Twist | 1 | 15 | Kitchen
Ceiling Fixture | Compact Fluorescent |  | Twist | 2 | 15 | Laundry Room
Torchiere | Halogen |  | Quartz Tube | 1 | 50 | Living Room
Recessed Can | Incandescent |  | Reflector | 1 | 65 | Bedroom
Wall Mount | Incandescent |  | Standard A Lamp | 2 | 60 | Bedroom
Ceiling Fixture | Compact Fluorescent |  | Twist | 2 | 15 | Master Bedroom
Ceiling Fixture | Compact Fluorescent |  | Twist | 2 | 15 | Hall
Chandelier (Hanging) | Incandescent |  | Decorative | 4 | 40 | Dining Room
Wall Mount | Incandescent |  | Standard A Lamp | 5 | 75 | Bathroom
Ceiling Fixture | Incandescent |  | Mini base | 4 | 60 | Bedroom
Ceiling Fixture | Incandescent |  | Standard A Lamp | 1 | 60 | Laundry Room
Ceiling Fixture | Incandescent |  | Standard A Lamp | 1 | 60 | Laundry Room
Ceiling Fixture | Incandescent |  | Standard A Lamp | 1 | 60 | Other
Ceiling Fixture | Linear Fluorescent | 40 | Fluorescent Unknown | 2 | 32 | Other
Ceiling Fixture | Compact Fluorescent |  | Flood | 1 | 15 | Other
Ceiling Fixture | Compact Fluorescent |  | Flood | 1 | 15 | Other
Ceiling Fixture | Incandescent |  | Standard A Lamp | 3 | 60 | Family Room
Chandelier (Hanging) | Incandescent |  | Decorative | 4 | 40 | Family Room
Ceiling Fixture | Incandescent |  | Standard A Lamp | 1 | 60 | Hall
Ceiling Fan | Compact Fluorescent |  | Twist | 2 | 15 | Kitchen
Recessed Can | Compact Fluorescent |  | Flood | 1 | 15 | Kitchen
Recessed Can | Compact Fluorescent |  | Flood | 1 | 22 | Kitchen
Chandelier (Hanging) | Incandescent |  | Decorative | 5 | 25 | Kitchen
Floor lamp | Incandescent |  | Standard A Lamp | 1 | 60 | Living Room
Ceiling Fixture | Incandescent |  | Standard A Lamp | 1 | 75 | Closet
Wall Mount | Incandescent |  | Standard A Lamp | 1 | 75 | Bathroom
Wall Mount | Compact Fluorescent |  | A shape bulb | 1 | 15 | Bathroom
Wall Mount | Compact Fluorescent |  | A shape bulb | 1 | 15 | Bathroom
Chandelier (Hanging) | Incandescent |  | Standard A Lamp | 2 | 75 | Master Bedroom
Table | Incandescent |  | Standard A Lamp | 1 | 50 | Master Bedroom
Ceiling Fixture | Incandescent |  | Mini base | 4 | 25 | Bathroom
Ceiling Fixture | Incandescent |  | Standard A Lamp | 1 | 40 | Bathroom
Low bay | Linear Fluorescent | 96 | T-12 | 2 | 60 | Other
Low bay | Linear Fluorescent | 48 | T-12 | 2 | 40 | Other
Ceiling Fixture | Incandescent |  | Globe | 1 | 75 | Other
Ceiling Fixture | Incandescent |  | Mini base | 4 | 60 | Hall
Table | Incandescent |  | Standard A Lamp | 1 | 75 | Office
Floor lamp | Incandescent |  | 3-Way Incandescent | 1 | 200 | Office
Table | Incandescent |  | Standard A Lamp | 1 | 75 | Office
Ceiling Fixture | Incandescent |  | Standard A Lamp | 2 | 55 | Bathroom
Ceiling Fixture | Incandescent |  | Standard A Lamp | 2 | 60 | Bedroom
Ceiling Fixture | Incandescent |  | Standard A Lamp | 2 | 75 | Bedroom
Ceiling Fixture | Incandescent |  | Standard A Lamp | 1 | 60 | Hall
Chandelier (Hanging) | Incandescent |  | Standard A Lamp | 1 | 60 | Other
Ceiling Fixture | Compact Fluorescent |  | Twist | 2 | 15 | Bathroom
Ceiling Fixture | Compact Fluorescent |  | Twist | 1 | 15 | Office
Floor lamp | Incandescent |  | Standard A Lamp | 1 | 100 | Office
Ceiling Fixture | Incandescent |  | Standard A Lamp | 1 | 40 | Closet
Ceiling Fixture | Incandescent |  | Standard A Lamp | 1 | 75 | Other
Ceiling Fixture | Linear Fluorescent | 48 | T-4 | 2 | 32 | Other
Ceiling Fixture | Linear Fluorescent | 48 | T-12 | 2 | 40 | Other
Ceiling Fixture | Linear Fluorescent | 48 | T-12 | 2 | 40 | Garage
Ceiling Fixture | Linear Fluorescent | 48 | T-8 | 2 | 32 | Garage
Ceiling Fixture | Compact Fluorescent |  | Pin base | 1 | 15 | Bedroom
Floor lamp | Compact Fluorescent |  | Pin base | 1 | 15 | Bedroom
Chandelier (Hanging) | Incandescent |  | Decorative | 5 | 40 | Living Room
Ceiling Fixture | Compact Fluorescent |  | Twist | 2 | 15 | Kitchen
Ceiling Fixture | Compact Fluorescent |  | A shape bulb | 1 | 15 | Kitchen
Other | Incandescent |  | Standard A Lamp | 1 | 75 | Kitchen
Ceiling Fixture | Compact Fluorescent |  | Twist | 1 | 15 | Bathroom
Ceiling Fixture | Halogen |  | PAR | 3 | 50 | Hall
Ceiling Fixture | Compact Fluorescent |  | Twist | 1 | 15 | Bedroom
Table | Compact Fluorescent |  | A shape bulb | 1 | 15 | Bedroom
Ceiling Fixture | Incandescent |  | Standard A Lamp | 1 | 100 | Closet
Ceiling Fixture | Compact Fluorescent |  | Twist | 3 | 15 | Bedroom
Ceiling Fixture | Incandescent |  | Standard A Lamp | 1 | 60 | Other
Ceiling Fixture | Compact Fluorescent |  | Twist | 1 | 15 | Other
Ceiling Fixture | Compact Fluorescent |  | Twist | 2 | 15 | Bathroom
Wall Mount | Incandescent |  | Decorative | 1 | 5 | Bathroom
Ceiling Fixture | Incandescent |  | Clear | 2 | 40 | Bathroom
Ceiling Fixture | Incandescent |  | Clear | 1 | 40 | Bathroom
Wall Mount | Incandescent |  | Decorative | 3 | 25 | Bedroom
Wall Mount | Incandescent |  | Decorative | 1 | 25 | Bedroom
Wall Mount | Compact Fluorescent |  | Twist | 2 | 15 | Closet
Ceiling Fan | Incandescent |  | Standard A Lamp | 2 | 60 | Dining Room
Wall Mount | Incandescent |  | Decorative | 3 | 25 | Dining Room
Table | Incandescent |  | Standard A Lamp | 1 | 25 | Dining Room
Table | Incandescent |  | Standard A Lamp | 1 | 60 | Dining Room
Ceiling Fixture | Compact Fluorescent |  | Twist | 1 | 15 | Garage
Ceiling Fixture | Linear Fluorescent | 40 | T-12 | 2 | 32 | Garage
Ceiling Fixture | Compact Fluorescent |  | Twist | 1 | 15 | Kitchen
Ceiling Fixture | Compact Fluorescent |  | Twist | 2 | 15 | Kitchen
Ceiling Fan | Incandescent |  | Standard A Lamp | 2 | 60 | Living Room
Torchiere | Compact Fluorescent |  | Twist | 1 | 15 | Living Room
Ceiling Fan | Incandescent |  | Standard A Lamp | 2 | 60 | Office
Table | Incandescent |  | Standard A Lamp | 1 | 60 | Office
Ceiling Fan | Incandescent |  | Clear | 4 | 25 | Hall
Ceiling Fixture | Compact Fluorescent |  | Twist | 1 | 15 | Bedroom
Table | Incandescent |  | Standard A Lamp | 1 | 75 | Bedroom
Table | Incandescent |  | Standard A Lamp | 1 | 25 | Bedroom
Ceiling Fixture | Incandescent |  | Standard A Lamp | 1 | 60 | Other
Ceiling Fixture | Linear Fluorescent | 48 | T-12 | 2 | 40 | Other
Chandelier (Hanging) | Incandescent |  | Decorative | 4 | 40 | Bedroom
Table | Compact Fluorescent |  | Twist | 1 | 28 | Bedroom
Table | Incandescent |  | Standard A Lamp | 1 | 100 | Bedroom
Ceiling Fixture | Incandescent |  | Decorative | 1 | 40 | Bedroom
Wall Mount | Incandescent |  | 3-Way Incandescent | 1 | 75 | Bedroom
Chandelier (Hanging) | Incandescent |  | Decorative | 1 | 40 | Bedroom
Ceiling Fixture | Compact Fluorescent |  | Twist | 3 | 15 | Other
Floor lamp | Incandescent |  | Standard A Lamp | 3 | 60 | Family Room
Torchiere | Halogen |  | Quartz Tube | 1 | 150 | Family Room
Chandelier (Hanging) | Incandescent |  | Decorative | 5 | 25 | Hall
Chandelier (Hanging) | Incandescent |  | Decorative | 4 | 25 | Kitchen
Ceiling Fixture | Compact Fluorescent |  | Twist | 1 | 15 | Kitchen
Wall Mount | Incandescent |  | Standard A Lamp | 1 | 100 | Bathroom
Ceiling Fixture | Incandescent |  | Heat Lamp | 1 | 75 | Bathroom
Chandelier (Hanging) | Incandescent |  | Decorative | 1 | 40 | Master Bedroom
Wall Mount | Incandescent |  | Decorative | 2 | 40 | Master Bedroom
Chandelier (Hanging) | Incandescent |  | Clear | 1 | 100 | Other
Wall Mount | Incandescent |  | Standard A Lamp | 1 | 100 | Other
Ceiling Fixture | Incandescent |  | Standard A Lamp | 1 | 60 | Other
Wall Mount | Incandescent |  | Decorative | 2 | 25 | Bathroom
Wall Mount | Incandescent |  | Standard A Lamp | 1 | 150 | Closet
Chandelier (Hanging) | Compact Fluorescent |  | Decorative | 3 | 7 | Dining Room
Chandelier (Hanging) | Incandescent |  | Decorative | 1 | 40 | Hall
Wall Mount | Incandescent |  | Decorative | 2 | 40 | Hall
Ceiling Fixture | Incandescent |  | Standard A Lamp | 2 | 60 | Dining Room
Wall Mount | Compact Fluorescent |  | Globe | 4 | 15 | Bathroom
Ceiling Fixture | Compact Fluorescent |  | Twist | 2 | 15 | Bedroom
Ceiling Fixture | Compact Fluorescent |  | Straight Tube | 1 | 15 | Closet
Recessed Can | Incandescent |  | Reflector | 1 | 65 | Family Room
Table | Incandescent |  | Standard A Lamp | 1 | 60 | Family Room
Floor lamp | Incandescent |  | 3-Way Incandescent | 1 | 200 | Family Room
Wall Mount | Incandescent |  | Standard A Lamp | 1 | 100 | Other
Ceiling Fixture | Compact Fluorescent |  | Globe | 1 | 22 | Hall
Ceiling Fixture | Compact Fluorescent |  | Twist | 1 | 22 | Other
Ceiling Fixture | Compact Fluorescent |  | Twist | 1 | 22 | Hall
Ceiling Fixture | Compact Fluorescent |  | Twist | 2 | 15 | Kitchen
Ceiling Fixture | Linear Fluorescent | 48 | T-12 | 2 | 40 | Laundry Room
Recessed Can | Incandescent |  | Reflector | 1 | 75 | Living Room
Table | Incandescent |  | Standard A Lamp | 1 | 60 | Living Room
Table | Compact Fluorescent |  | Twist | 1 | 15 | Living Room
Wall Mount | Incandescent |  | Standard A Lamp | 4 | 60 | Bathroom
Ceiling Fixture | Compact Fluorescent |  | Twist | 2 | 15 | Master Bedroom
Table | Incandescent |  | Decorative | 1 | 40 | Master Bedroom
Ceiling Fixture | Compact Fluorescent |  | Twist | 2 | 22 | Master Bedroom
Chandelier (Hanging) | Compact Fluorescent |  | Twist | 3 | 15 | Hall
Ceiling Fixture | Linear Fluorescent | 48 | T-12 | 2 | 40 | Other
Wall Mount | Incandescent |  | Standard A Lamp | 4 | 60 | Bathroom
Ceiling Fixture | Compact Fluorescent |  | Twist | 2 | 22 | Bedroom
Table | Incandescent |  | Standard A Lamp | 1 | 60 | Bedroom
Ceiling Fixture | Compact Fluorescent |  | Twist | 2 | 15 | Bedroom
Table | Incandescent |  | Standard A Lamp | 1 | 40 | Bedroom
Ceiling Fan | Incandescent |  | Standard A Lamp | 1 | 60 | Bathroom
Wall Mount | Incandescent |  | Globe | 3 | 40 | Bathroom
Recessed Can | Incandescent |  | Reflector | 1 | 75 | Dining Room
Ceiling Fixture | Incandescent |  | Standard A Lamp | 1 | 60 | Hall
Recessed Can | Incandescent |  | Standard A Lamp | 1 | 75 | Kitchen
Other | Incandescent |  | Standard A Lamp | 1 | 60 | Kitchen
Ceiling Fixture | Incandescent |  | Clear | 1 | 60 | Laundry Room
Recessed Can | Incandescent |  | Reflector | 1 | 75 | Living Room
Other | Halogen |  | MR | 1 | 35 | Living Room
Table | Incandescent |  | Standard A Lamp | 1 | 90 | Living Room
Torchiere | Incandescent |  | Standard A Lamp | 1 | 75 | Living Room
Ceiling Fixture | Incandescent |  | Standard A Lamp | 1 | 60 | Bathroom
Wall Mount | Incandescent |  | Decorative | 2 | 60 | Bathroom
Ceiling Fixture | Incandescent |  | Standard A Lamp | 2 | 60 | Master Bedroom
Table | Incandescent |  | Standard A Lamp | 1 | 60 | Master Bedroom
Table | Incandescent |  | Standard A Lamp | 1 | 75 | Master Bedroom
Ceiling Fixture | Incandescent |  | Standard A Lamp | 1 | 60 | Other
Ceiling Fixture | Incandescent |  | Standard A Lamp | 2 | 60 | Other
Ceiling Fixture | Incandescent |  | Standard A Lamp | 1 | 60 | Hall
Ceiling Fixture | Incandescent |  | Reflector | 1 | 75 | Bathroom
Wall Mount | Halogen |  | MR | 1 | 35 | Bathroom
Recessed - other | Incandescent |  | Reflector | 1 | 65 | Bathroom
Ceiling Fixture | Halogen |  | MR | 1 | 35 | Hall
Ceiling Fixture | Incandescent |  | Standard A Lamp | 2 | 60 | Other
Track | Halogen |  | MR | 4 | 35 | Office
Table | Compact Fluorescent |  | Twist | 1 | 19 | Office
Table | Compact Fluorescent |  | 3-Way CFL | 1 | 19 | Bedroom
Ceiling Fixture | Halogen |  | MR | 1 | 50 | Bedroom
Wall Mount | Halogen |  | Quartz Tube | 3 | 50 | Bathroom
Ceiling Fixture | Halogen |  | Quartz Tube | 1 | 50 | Bedroom
Table | Incandescent |  | Standard A Lamp | 1 | 100 | Bedroom
Wall Mount | Halogen |  | MR | 3 | 35 | Bathroom
Ceiling Fixture | Incandescent |  | Reflector | 1 | 65 | Hall
Ceiling Fixture | Incandescent |  | Standard A Lamp | 1 | 65 | Other
Ceiling Fixture | Linear Fluorescent | 48 | T-12 | 2 | 40 | Garage
Garage door opener | Incandescent |  | Standard A Lamp | 1 | 60 | Garage
Track | Halogen |  | MR | 4 | 35 | Master Bedroom
Wall Mount | Incandescent |  | 3-Way Incandescent | 2 | 100 | Master Bedroom
Ceiling Fixture | Linear Fluorescent | 48 | T-8 | 4 | 32 | Other
Ceiling Fixture | Compact Fluorescent |  | Twist | 1 | 19 | Closet
Recessed Can | Halogen |  | MR | 1 | 35 | Laundry Room
Ceiling Fixture | Incandescent |  | Reflector | 1 | 65 | Hall
Ceiling Fixture | Halogen |  | MR | 1 | 35 | Kitchen
Track | Halogen |  | MR | 4 | 35 | Kitchen
Other | Halogen |  | MR | 2 | 12 | Kitchen
Track | Halogen |  | MR | 3 | 35 | Living Room
Recessed Can | Halogen |  | MR | 1 | 35 | Living Room
Ceiling Fixture | Halogen |  | Quartz Tube | 1 | 50 | Other
Track | Halogen |  | MR | 4 | 35 | Living Room
Table | Incandescent |  | Standard A Lamp | 1 | 100 | Living Room
Table | Incandescent |  | Standard A Lamp | 1 | 60 | Living Room
Table | Compact Fluorescent |  | A shape bulb | 1 | 15 | Living Room
Ceiling Fixture | Incandescent |  | Standard A Lamp | 1 | 60 | Bedroom
Wall Mount | Incandescent |  | Globe | 3 | 40 | Bathroom
Ceiling Fixture | Incandescent |  | Standard A Lamp | 1 | 40 | Bathroom
Table | Incandescent |  | 3-Way Incandescent | 1 | 75 | Master Bedroom
Table | Incandescent |  | Standard A Lamp | 1 | 40 | Master Bedroom
Ceiling Fixture | Compact Fluorescent |  | Twist | 1 | 15 | Family Room
Ceiling Fixture | Compact Fluorescent |  | Twist | 1 | 15 | Other
Ceiling Fixture | Incandescent |  | Standard A Lamp | 2 | 60 | Hall
Ceiling Fan | Compact Fluorescent |  | A shape bulb | 2 | 15 | Dining Room
Wall Mount | Incandescent |  | Standard A Lamp | 1 | 60 | Bedroom
Ceiling Fixture | Incandescent |  | Standard A Lamp | 1 | 40 | Closet
Wall Mount | Incandescent |  | Standard A Lamp | 2 | 40 | Office
Table | Halogen |  | MR | 1 | 50 | Office
Track | Halogen |  | PAR | 5 | 50 | Kitchen
Ceiling Fixture | Compact Fluorescent |  | A shape bulb | 2 | 15 | Bathroom
Wall Mount | Compact Fluorescent |  | A shape bulb | 3 | 15 | Bathroom
Ceiling Fixture | Compact Fluorescent |  | Twist | 2 | 15 | Hall
Ceiling Fixture | Compact Fluorescent |  | Twist | 1 | 23 | Other
Table | Compact Fluorescent |  | Pin base | 1 | 13 | Other
Ceiling Fixture | Compact Fluorescent |  | Twist | 2 | 13 | Office
Table | Compact Fluorescent |  | Twist | 1 | 13 | Office
Ceiling Fixture | Compact Fluorescent |  | Twist | 3 | 23 | Kitchen
Ceiling Fixture | Compact Fluorescent |  | Twist | 1 | 23 | Kitchen
Other | Compact Fluorescent |  | Twist | 1 | 13 | Kitchen
Table | Compact Fluorescent |  | Twist | 1 | 20 | Kitchen
Ceiling Fixture | Other |  | Other | 1 | 12 | Laundry Room
Ceiling Fixture | Compact Fluorescent |  | Twist | 2 | 20 | Living Room
Table | Compact Fluorescent |  | Twist | 1 | 13 | Living Room
Floor lamp | Compact Fluorescent |  | Twist | 1 | 13 | Living Room
Ceiling Fixture | Compact Fluorescent |  | Twist | 2 | 13 | Master Bedroom
Table | Compact Fluorescent |  | Twist | 1 | 13 | Master Bedroom
Wall Mount | Compact Fluorescent |  | Twist | 2 | 13 | Bathroom
Ceiling Fixture | Compact Fluorescent |  | Twist | 1 | 13 | Hall
Ceiling Fixture | Compact Fluorescent |  | Twist | 1 | 20 | Bedroom
Table | Compact Fluorescent |  | Twist | 1 | 13 | Bedroom
Table | Compact Fluorescent |  | Twist | 1 | 23 | Bedroom
Wall Mount | Incandescent |  | Globe | 4 | 40 | Bathroom
Ceiling Fixture | Incandescent |  | Standard A Lamp | 1 | 60 | Bedroom
Ceiling Fixture | Incandescent |  | Standard A Lamp | 1 | 60 | Closet
Recessed Can | Incandescent |  | Reflector | 1 | 65 | Family Room
Ceiling Fixture | Incandescent |  | Standard A Lamp | 2 | 60 | Hall
Wall Mount | Incandescent |  | Globe | 4 | 40 | Bathroom
Ceiling Fixture | Incandescent |  | Standard A Lamp | 1 | 60 | Bedroom
Ceiling Fixture | Incandescent |  | Standard A Lamp | 1 | 60 | Bedroom
Chandelier (Hanging) | Incandescent |  | Globe | 1 | 100 | Dining Room
Ceiling Fixture | Compact Fluorescent |  | Twist | 1 | 15 | Hall
Recessed Can | Incandescent |  | Reflector | 1 | 65 | Kitchen
Ceiling Fixture | Incandescent |  | Standard A Lamp | 1 | 60 | Laundry Room
Floor lamp | Incandescent |  | Standard A Lamp | 1 | 100 | Living Room
Table | Compact Fluorescent |  | Twist | 1 | 22 | Living Room
Wall Mount | Halogen |  | Quartz Tube | 4 | 50 | Bathroom
Ceiling Fan | Compact Fluorescent |  | Twist | 3 | 15 | Bedroom
Chandelier (Hanging) | Incandescent |  | Standard A Lamp | 4 | 60 | Hall
Wall Mount | Incandescent |  | Globe | 6 | 40 | Bathroom
Recessed Can | Incandescent |  | Reflector | 1 | 65 | Bedroom
Table | Compact Fluorescent |  | Twist | 1 | 15 | Bedroom
Recessed Can | Incandescent |  | Reflector | 1 | 65 | Family Room
Ceiling Fixture | Compact Fluorescent |  | Twist | 1 | 15 | Closet
Recessed Can | Compact Fluorescent |  | Reflector | 1 | 22 | Bedroom
Recessed Can | Compact Fluorescent |  | Reflector | 1 | 22 | Bedroom
Recessed Can | Compact Fluorescent |  | Reflector | 1 | 22 | Closet
Chandelier (Hanging) | Incandescent |  | Mini base | 6 | 40 | Dining Room
Ceiling Fixture | Linear Fluorescent | 48 | T-12 | 2 | 40 | Garage
Garage door opener | Incandescent |  | Standard A Lamp | 1 | 60 | Garage
Recessed Can | Incandescent |  | Reflector | 1 | 65 | Hall
Recessed Can | Compact Fluorescent |  | Reflector | 1 | 22 | Kitchen
Ceiling Fixture | Incandescent |  | Standard A Lamp | 1 | 60 | Laundry Room
Floor lamp | Compact Fluorescent |  | Mini base | 3 | 7 | Living Room
Wall Mount | Compact Fluorescent |  | Globe | 6 | 15 | Bathroom
Table | Incandescent |  | Decorative | 1 | 25 | Master Bedroom
Recessed Can | Incandescent |  | Reflector | 1 | 65 | Hall
Ceiling Fan | Compact Fluorescent |  | Twist | 1 | 15 | Bedroom
Ceiling Fan | Compact Fluorescent |  | Twist | 1 | 15 | Bedroom
Ceiling Fan | Compact Fluorescent |  | Twist | 2 | 15 | Dining Room
Ceiling Fixture | Compact Fluorescent |  | Twist | 1 | 22 | Garage
Garage door opener | Incandescent |  | Standard A Lamp | 1 | 60 | Garage
Ceiling Fixture | Compact Fluorescent |  | Twist | 1 | 15 | Hall
Ceiling Fixture | Compact Fluorescent |  | Twist | 2 | 15 | Hall
Recessed Can | Compact Fluorescent |  | Reflector | 1 | 22 | Kitchen
Ceiling Fan | Compact Fluorescent |  | Twist | 1 | 15 | Family Room
Table | Compact Fluorescent |  | Twist | 1 | 15 | Living Room
Ceiling Fixture | Compact Fluorescent |  | Twist | 1 | 22 | Bathroom
Recessed - other | Incandescent |  | Heat Lamp | 1 | 250 | Bathroom
Ceiling Fan | Compact Fluorescent |  | Twist | 1 | 15 | Master Bedroom
Ceiling Fixture | Compact Fluorescent |  | Twist | 1 | 15 | Hall
Wall Mount | Compact Fluorescent |  | Globe | 4 | 13 | Bathroom
Recessed Can | Incandescent |  | Reflector | 1 | 65 | Living Room
Ceiling Fixture | Incandescent |  | Standard A Lamp | 1 | 60 | Bedroom
Torchiere | Incandescent |  | Standard A Lamp | 2 | 60 | Bedroom
Wall Mount | Incandescent |  | Standard A Lamp | 3 | 100 | Bathroom
Ceiling Fixture | Incandescent |  | Standard A Lamp | 1 | 60 | Closet
Ceiling Fixture | Incandescent |  | Standard A Lamp | 1 | 60 | Garage
Recessed Can | Incandescent |  | Reflector | 1 | 65 | Kitchen
Wall Mount | Incandescent |  | Globe | 2 | 60 | Bathroom
Recessed Can | Incandescent |  | Reflector | 1 | 65 | Hall
Wall Mount | Incandescent |  | Clear | 1 | 25 | Hall
Ceiling Fixture | Incandescent |  | Standard A Lamp | 1 | 60 | Family Room
Ceiling Fixture | Incandescent |  | Standard A Lamp | 1 | 60 | Bedroom
Wall Mount | Incandescent |  | Globe | 1 | 40 | Bathroom
Wall Mount | Linear Fluorescent | 48 | T-12 | 1 | 40 | Laundry Room
Ceiling Fixture | Incandescent |  | Standard A Lamp | 1 | 60 | Hall
Recessed Can | Incandescent |  | Reflector | 1 | 90 | Living Room
Table | Compact Fluorescent |  | Twist | 2 | 15 | Living Room
Floor lamp | Compact Fluorescent |  | Twist | 1 | 22 | Living Room
Ceiling Fixture | Compact Fluorescent |  | Twist | 1 | 15 | Laundry Room
Recessed Can | Incandescent |  | Reflector | 1 | 65 | Bedroom
Other | Incandescent |  | Mini base | 1 | 40 | Bedroom
Recessed Can | Incandescent |  | Reflector | 1 | 65 | Bedroom
Table | Halogen |  | PAR | 1 | 50 | Bedroom
Wall Mount | Linear Fluorescent | 48 | T-12 | 1 | 40 | Bathroom
Ceiling Fixture | Compact Fluorescent |  | Twist | 1 | 15 | Bathroom
Recessed Can | Incandescent |  | Reflector | 1 | 65 | Family Room
Ceiling Fixture | Compact Fluorescent |  | Twist | 1 | 15 | Family Room
Ceiling Fixture | Compact Fluorescent |  | Twist | 1 | 22 | Garage
Garage door opener | Incandescent |  | Standard A Lamp | 2 | 40 | Garage
Ceiling Fixture | Compact Fluorescent |  | Twist | 1 | 15 | Bedroom
Ceiling Fixture | Compact Fluorescent |  | Twist | 1 | 15 | Closet
Ceiling Fixture | Linear Fluorescent | 48 | T-12 | 2 | 40 | Office
Recessed Can | Compact Fluorescent |  | Reflector | 1 | 22 | Master Bedroom
Floor lamp | Compact Fluorescent |  | Twist | 1 | 15 | Master Bedroom
Floor lamp | Halogen |  | MR | 1 | 50 | Master Bedroom
Recessed Can | Incandescent |  | Reflector | 1 | 65 | Dining Room
Recessed Can | Compact Fluorescent |  | Reflector | 1 | 22 | Bathroom
Ceiling Fixture | Compact Fluorescent |  | Twist | 1 | 15 | Bathroom
Ceiling Fixture | Linear Fluorescent | 48 | T-12 | 2 | 40 | Closet
Recessed Can | Incandescent |  | Reflector | 1 | 65 | Hall
Table | Compact Fluorescent |  | Twist | 1 | 15 | Bathroom
Recessed Can | Incandescent |  | Reflector | 1 | 65 | Bedroom
Recessed Can | Incandescent |  | Reflector | 1 | 60 | Bathroom
Recessed Can | Incandescent |  | Reflector | 1 | 65 | Kitchen
Ceiling Fixture | Compact Fluorescent |  | Twist | 1 | 15 | Hall
Ceiling Fixture | Incandescent |  | Standard A Lamp | 1 | 57 | Bathroom
Recessed Can | Compact Fluorescent |  | Twist | 1 | 13 | Bathroom
Wall Mount | Compact Fluorescent |  | Twist | 1 | 23 | Bathroom
Ceiling Fan | Incandescent |  | Standard A Lamp | 1 | 60 | Bedroom
Table | Compact Fluorescent |  | Twist | 1 | 13 | Bedroom
Table | Incandescent |  | 3-Way Incandescent | 1 | 100 | Bedroom
Ceiling Fixture | Compact Fluorescent |  | Twist | 3 | 13 | Bedroom
Ceiling Fixture | Compact Fluorescent |  | Twist | 1 | 13 | Closet
Recessed Can | Incandescent |  | Reflector | 1 | 65 | Family Room
Torchiere | Incandescent |  | Standard A Lamp | 1 | 100 | Family Room
Ceiling Fixture | Linear Fluorescent | 48 | T-12 | 2 | 40 | Garage
Ceiling Fixture | Compact Fluorescent |  | Twist | 1 | 13 | Garage
Garage door opener | Incandescent |  | Standard A Lamp | 1 | 60 | Garage
Ceiling Fixture | Compact Fluorescent |  | Twist | 2 | 13 | Hall
Ceiling Fixture | Linear Fluorescent | 48 | T-12 | 4 | 40 | Kitchen
Other | Incandescent |  | Standard A Lamp | 1 | 60 | Kitchen
Ceiling Fixture | Incandescent |  | Standard A Lamp | 2 | 100 | Kitchen
Ceiling Fixture | Incandescent |  | Standard A Lamp | 2 | 57 | Kitchen
Ceiling Fixture | Incandescent |  | Standard A Lamp | 1 | 57 | Laundry Room
Recessed Can | Incandescent |  | Reflector | 1 | 65 | Living Room
Floor lamp | Compact Fluorescent |  | Twist | 1 | 13 | Living Room
Table | Compact Fluorescent |  | Twist | 1 | 13 | Living Room
Wall Mount | Compact Fluorescent |  | Twist | 1 | 23 | Living Room
Ceiling Fixture | Compact Fluorescent |  | Twist | 1 | 23 | Office
Floor lamp | Incandescent |  | Standard A Lamp | 1 | 100 | Office
Table | Compact Fluorescent |  | Twist | 1 | 13 | Office
Wall Mount | Incandescent |  | Standard A Lamp | 3 | 60 | Bathroom
Ceiling Fixture | Incandescent |  | Decorative | 3 | 40 | Bathroom
Wall Mount | Incandescent |  | Globe | 2 | 40 | Bathroom
Ceiling Fan | Incandescent |  | Decorative | 3 | 40 | Bedroom
Table | Incandescent |  | Decorative | 2 | 40 | Bedroom
Ceiling Fixture | Incandescent |  | Mini base | 2 | 40 | Hall
Ceiling Fan | Incandescent |  | Decorative | 3 | 40 | Other
Ceiling Fixture | Incandescent |  | Decorative | 3 | 40 | Other
Table | Compact Fluorescent |  | Twist | 1 | 15 | Living Room
Floor lamp | Compact Fluorescent |  | Twist | 4 | 22 | Living Room
Ceiling Fixture | Compact Fluorescent |  | Twist | 1 | 13 | Garage
Garage door opener | Incandescent |  | Standard A Lamp | 2 | 60 | Garage
Ceiling Fixture | Incandescent |  | Mini base | 2 | 40 | Hall
Ceiling Fixture | Incandescent |  | Mini base | 3 | 40 | Hall
Recessed Can | Compact Fluorescent |  | Flood | 1 | 13 | Kitchen
Ceiling Fixture | Compact Fluorescent |  | Twist | 2 | 13 | Kitchen
Chandelier (Hanging) | Compact Fluorescent |  | Twist | 7 | 22 | Kitchen
Track | Compact Fluorescent |  | Twist | 3 | 13 | Laundry Room
Wall Mount | Compact Fluorescent |  | A shape bulb | 1 | 15 | Laundry Room
Ceiling Fixture | Compact Fluorescent |  | Twist | 1 | 13 | Closet
Ceiling Fan | Incandescent |  | Standard A Lamp | 2 | 60 | Master Bedroom
Wall Mount | Compact Fluorescent |  | Twist | 3 | 15 | Master Bedroom
Floor lamp | Incandescent |  | Standard A Lamp | 1 | 100 | Master Bedroom
Recessed Can | Other |  | LED Interior | 1 | 15 | Bathroom
Wall Mount | Compact Fluorescent |  | Twist | 1 | 13 | Bathroom
Wall Mount | Incandescent |  | Globe | 1 | 60 | Bathroom
Wall Mount | Incandescent |  | Globe | 4 | 60 | Bathroom
Ceiling Fixture | Incandescent |  | Standard A Lamp | 2 | 60 | Bedroom
Table | Compact Fluorescent |  | Twist | 1 | 15 | Bedroom
Table | Incandescent |  | Standard A Lamp | 1 | 40 | Bedroom
Ceiling Fixture | Compact Fluorescent |  | Twist | 2 | 15 | Bedroom
Garage door opener | Incandescent |  | Standard A Lamp | 2 | 60 | Garage
Ceiling Fixture | Linear Fluorescent | 48 | T-12 | 2 | 40 | Garage
Ceiling Fixture | Compact Fluorescent |  | Twist | 1 | 15 | Garage
Ceiling Fixture | Incandescent |  | Standard A Lamp | 1 | 60 | Hall
Ceiling Fixture | Compact Fluorescent |  | Twist | 1 | 15 | Kitchen
Ceiling Fixture | Compact Fluorescent |  | Twist | 2 | 15 | Kitchen
Ceiling Fixture | Compact Fluorescent |  | Twist | 2 | 15 | Living Room
Torchiere | Incandescent |  | Standard A Lamp | 1 | 60 | Living Room
Ceiling Fixture | Incandescent |  | Standard A Lamp | 2 | 60 | Master Bedroom
Table | Incandescent |  | Standard A Lamp | 1 | 60 | Master Bedroom
Ceiling Fixture | Incandescent |  | Standard A Lamp | 2 | 60 | Dining Room
Floor lamp | Compact Fluorescent |  | Twist | 1 | 15 | Family Room
Table | Compact Fluorescent |  | Twist | 1 | 15 | Family Room
Ceiling Fixture | Compact Fluorescent |  | Twist | 1 | 24 | Other
Wall Mount | Incandescent |  | Decorative | 3 | 40 | Bathroom
Wall Mount | Compact Fluorescent |  | A shape bulb | 5 | 15 | Bathroom
Ceiling Fixture | Compact Fluorescent |  | Twist | 2 | 15 | Bedroom
Track | Halogen |  | MR | 3 | 50 | Bedroom
Ceiling Fixture | Incandescent |  | Standard A Lamp | 1 | 60 | Closet
Chandelier (Hanging) | Incandescent |  | Mini base | 6 | 25 | Garage
Ceiling Fixture | Compact Fluorescent |  | Twist | 2 | 15 | Family Room
Ceiling Fixture | Linear Fluorescent | 48 | T-8 | 2 | 30 | Garage
Garage door opener | Incandescent |  | Standard A Lamp | 2 | 60 | Garage
Ceiling Fixture | Compact Fluorescent |  | Globe | 1 | 15 | Hall
Recessed - other | Linear Fluorescent | 48 | T-8 | 2 | 32 | Kitchen
Ceiling Fixture | Compact Fluorescent |  | Twist | 1 | 15 | Laundry Room
Table | Incandescent |  | 3-Way Incandescent | 1 | 150 | Living Room
Wall Mount | Compact Fluorescent |  | Twist | 3 | 15 | Bathroom
Table | Incandescent |  | 3-Way Incandescent | 1 | 150 | Master Bedroom
Track | Halogen |  | MR | 7 | 50 | Master Bedroom
Chandelier (Hanging) | Incandescent |  | Standard A Lamp | 5 | 60 | Dining Room
Track | Compact Fluorescent |  | Twist | 3 | 22 | Office
Wall Mount | Compact Fluorescent |  | Twist | 4 | 22 | Bathroom
Ceiling Fixture | Linear Fluorescent | 48 | T-12 | 2 | 34 | Other
Floor lamp | Incandescent |  | Standard A Lamp | 1 | 60 | Other
Ceiling Fixture | Incandescent |  | Standard A Lamp | 1 | 60 | Other
Wall Mount | Incandescent |  | Globe | 3 | 40 | Other
Ceiling Fan | Incandescent |  | Decorative | 4 | 40 | Dining Room
Chandelier (Hanging) | Incandescent |  | Decorative | 4 | 40 | Hall
Ceiling Fixture | Incandescent |  | Standard A Lamp | 2 | 60 | Kitchen
Chandelier (Hanging) | Incandescent |  | Standard A Lamp | 1 | 60 | Kitchen
Ceiling Fixture | Incandescent |  | Decorative | 3 | 40 | Living Room
Table | Compact Fluorescent |  | Twist | 1 | 22 | Living Room
Ceiling Fixture | Incandescent |  | Standard A Lamp | 2 | 60 | Other
Table | Compact Fluorescent |  | Twist | 1 | 15 | Other
Wall Mount | Compact Fluorescent |  | Twist | 3 | 22 | Bathroom
Ceiling Fixture | Incandescent |  | Standard A Lamp | 2 | 22 | Bedroom
Ceiling Fixture | Compact Fluorescent |  | Twist | 1 | 22 | Closet
Wall Mount | Compact Fluorescent |  | Twist | 2 | 22 | Bathroom
Recessed Can | Incandescent |  | Standard A Lamp | 1 | 60 | Bathroom
Ceiling Fixture | Compact Fluorescent |  | Twist | 2 | 22 | Master Bedroom
Recessed Can | Halogen |  | MR | 1 | 50 | Master Bedroom
Ceiling Fixture | Incandescent |  | Standard A Lamp | 3 | 60 | Bedroom
Wall Mount | Incandescent |  | Globe | 6 | 40 | Bathroom
Ceiling Fixture | Incandescent |  | Standard A Lamp | 1 | 60 | Bathroom
Ceiling Fixture | Incandescent |  | Standard A Lamp | 3 | 60 | Bedroom
Table | Incandescent |  | Standard A Lamp | 1 | 60 | Bedroom
Wall Mount | Compact Fluorescent |  | Twist | 3 | 22 | Bathroom
Wall Mount | Incandescent |  | Standard A Lamp | 1 | 100 | Closet
Ceiling Fixture | Linear Fluorescent | 48 | T-12 | 2 | 40 | Kitchen
Track | Halogen |  | PAR | 4 | 60 | Living Room
Ceiling Fixture | Incandescent |  | Mini base | 2 | 25 | Living Room
Floor lamp | Incandescent |  | Standard A Lamp | 1 | 60 | Living Room
Ceiling Fixture | Incandescent |  | Mini base | 3 | 25 | Living Room
Chandelier (Hanging) | Incandescent |  | Mini base | 4 | 40 | Living Room
Ceiling Fixture | Incandescent |  | Standard A Lamp | 1 | 60 | Living Room
Ceiling Fixture | Compact Fluorescent |  | Twist | 4 | 28 | Dining Room
Table | Incandescent |  | Standard A Lamp | 1 | 60 | Dining Room
Ceiling Fixture | Linear Fluorescent | 48 | T-12 | 2 | 40 | Garage
Garage door opener | Incandescent |  | Standard A Lamp | 2 | 40 | Garage
Ceiling Fixture | Incandescent |  | Standard A Lamp | 1 | 60 | Hall
Ceiling Fixture | Compact Fluorescent |  | Twist | 1 | 28 | Hall
Ceiling Fixture | Incandescent |  | Standard A Lamp | 1 | 60 | Closet
Ceiling Fixture | Linear Fluorescent | 48 | T-12 | 2 | 40 | Kitchen
Track | Incandescent |  | Mini base | 6 | 60 | Kitchen
Ceiling Fan | Incandescent |  | Standard A Lamp | 1 | 60 | Living Room
Ceiling Fan | Incandescent |  | Globe | 3 | 60 | Living Room
Wall Mount | Incandescent |  | Globe | 8 | 40 | Bathroom
Table | Incandescent |  | Standard A Lamp | 1 | 60 | Bedroom
Ceiling Fixture | Incandescent |  | Standard A Lamp | 1 | 40 | Hall
Ceiling Fixture | Compact Fluorescent |  | Twist | 1 | 28 | Closet
Ceiling Fixture | Incandescent |  | Standard A Lamp | 1 | 40 | Other
Ceiling Fixture | Compact Fluorescent |  | Twist | 2 | 15 | Bedroom
Ceiling Fixture | Compact Fluorescent |  | Twist | 1 | 15 | Bedroom
Table | Incandescent |  | Standard A Lamp | 1 | 60 | Bedroom
Ceiling Fixture | Compact Fluorescent |  | Twist | 1 | 15 | Office
Wall Mount | Compact Fluorescent |  | Twist | 3 | 15 | Bathroom
Ceiling Fixture | Compact Fluorescent |  | Twist | 1 | 15 | Bedroom
Chandelier (Hanging) | Incandescent |  | Standard A Lamp | 1 | 60 | Dining Room
Ceiling Fixture | Linear Fluorescent | 48 | T-12 | 2 | 40 | Dining Room
Ceiling Fixture | Compact Fluorescent |  | Twist | 1 | 15 | Hall
Ceiling Fixture | Compact Fluorescent |  | Twist | 1 | 15 | Kitchen
Ceiling Fixture | Incandescent |  | Standard A Lamp | 1 | 60 | Laundry Room
Floor lamp | Incandescent |  | Standard A Lamp | 1 | 60 | Living Room
Wall Mount | Incandescent |  | Standard A Lamp | 1 | 60 | Bathroom
Ceiling Fixture | Incandescent |  | Standard A Lamp | 1 | 60 | Bedroom
Ceiling Fixture | Compact Fluorescent |  | Twist | 1 | 14 | Bedroom
Ceiling Fixture | Incandescent |  | Standard A Lamp | 2 | 60 | Hall
Ceiling Fixture | Compact Fluorescent |  | Twist | 3 | 15 | Kitchen
Floor lamp | Incandescent |  | Standard A Lamp | 1 | 60 | Living Room
Chandelier (Hanging) | Incandescent |  | Clear | 1 | 100 | Dining Room
Torchiere | Incandescent |  | 3-Way Incandescent | 1 | 150 | Bedroom
Floor lamp | Incandescent |  | Standard A Lamp | 1 | 40 | Bedroom
Ceiling Fixture | Incandescent |  | Standard A Lamp | 1 | 60 | Hall
Wall Mount | Incandescent |  | Globe | 1 | 60 | Bathroom
Wall Mount | Compact Fluorescent |  | Globe | 3 | 11 | Bathroom
Ceiling Fixture | Compact Fluorescent |  | Straight Tube | 1 | 26 | Kitchen
Other | Incandescent |  | Other | 1 | 30 | Kitchen
Table | Incandescent |  | Standard A Lamp | 1 | 60 | Living Room
Table | Compact Fluorescent |  | Twist | 1 | 20 | Living Room
Recessed Can | Incandescent |  | Reflector | 2 | 45 | Living Room
Recessed Can | Incandescent |  | Reflector | 1 | 65 | Living Room
Ceiling Fan | Incandescent |  | Standard A Lamp | 1 | 60 | Master Bedroom
Table | Incandescent |  | Standard A Lamp | 1 | 40 | Master Bedroom
Table | Incandescent |  | Other | 1 | 60 | Office
Ceiling Fixture | Incandescent |  | Standard A Lamp | 2 | 60 | Office
Wall Mount | Compact Fluorescent |  | Globe | 3 | 11 | Bathroom
Wall Mount | Incandescent |  | Globe | 1 | 60 | Bathroom
Table | Compact Fluorescent |  | Twist | 1 | 20 | Family Room
Ceiling Fixture | Linear Fluorescent | 48 | T-12 | 1 | 40 | Family Room
Ceiling Fixture | Linear Fluorescent | 48 | T-12 | 2 | 40 | Family Room
Recessed Can | Incandescent |  | Standard A Lamp | 1 | 60 | Hall
Ceiling Fixture | Linear Fluorescent | 48 | T-12 | 2 | 40 | Laundry Room
Table | Incandescent |  | Standard A Lamp | 1 | 60 | Office
Wall Mount | Incandescent |  | Standard A Lamp | 1 | 60 | Office
Ceiling Fixture | Compact Fluorescent |  | Twist | 1 | 23 | Office
Table | Compact Fluorescent |  | Straight Tube | 1 | 27 | Office
Table | Incandescent |  | Standard A Lamp | 1 | 60 | Office
Torchiere | Incandescent |  | 3-Way Incandescent | 1 | 70 | Office
Ceiling Fixture | Incandescent |  | Standard A Lamp | 1 | 100 | Office
Wall Mount | Incandescent |  | Standard A Lamp | 1 | 60 | Hall
Chandelier (Hanging) | Compact Fluorescent |  | Decorative | 5 | 7 | Dining Room
Wall Mount | Compact Fluorescent |  | Twist | 2 | 22 | Dining Room
Ceiling Fixture | Compact Fluorescent |  | Twist | 2 | 15 | Hall
Chandelier (Hanging) | Compact Fluorescent |  | Twist | 3 | 15 | Family Room
Chandelier (Hanging) | Compact Fluorescent |  | Twist | 1 | 15 | Family Room
Torchiere | Halogen |  | Quartz Tube | 1 | 100 | Family Room
Table | Halogen |  | Other | 1 | 50 | Family Room
Chandelier (Hanging) | Compact Fluorescent |  | Twist | 1 | 22 | Kitchen
Ceiling Fixture | Compact Fluorescent |  | Twist | 2 | 15 | Kitchen
Ceiling Fixture | Compact Fluorescent |  | Twist | 1 | 15 | Kitchen
Wall Mount | Compact Fluorescent |  | A shape bulb | 1 | 15 | Kitchen
Ceiling Fixture | Compact Fluorescent |  | Twist | 3 | 15 | Office
Ceiling Fixture | Compact Fluorescent |  | Twist | 2 | 15 | Bedroom
Table | Incandescent |  | Decorative | 1 | 40 | Bedroom
Table | Incandescent |  | Reflector | 1 | 60 | Bedroom
Ceiling Fixture | Compact Fluorescent |  | Twist | 1 | 15 | Bedroom
Ceiling Fixture | Compact Fluorescent |  | Twist | 1 | 22 | Other
Ceiling Fixture | Compact Fluorescent |  | Twist | 1 | 22 | Laundry Room
Ceiling Fixture | Compact Fluorescent |  | Twist | 2 | 15 | Other
Ceiling Fixture | Compact Fluorescent |  | Twist | 2 | 15 | Bedroom
Wall Mount | Incandescent |  | Standard A Lamp | 2 | 60 | Bathroom
Ceiling Fixture | Compact Fluorescent |  | Twist | 1 | 22 | Bedroom
Ceiling Fixture | Compact Fluorescent |  | Twist | 1 | 22 | Garage
Ceiling Fixture | Compact Fluorescent |  | Twist | 2 | 15 | Bedroom
Chandelier (Hanging) | Incandescent |  | Clear | 1 | 40 | Hall
Table | Incandescent |  | Other | 2 | 40 | Other
Ceiling Fixture | Compact Fluorescent |  | Twist | 2 | 15 | Bathroom
Wall Mount | Compact Fluorescent |  | Twist | 1 | 15 | Bathroom
Ceiling Fixture | Compact Fluorescent |  | Twist | 2 | 22 | Dining Room
Recessed Can | Compact Fluorescent |  | Reflector | 1 | 22 | Kitchen
Other | Halogen |  | PAR | 1 | 20 | Kitchen
Ceiling Fixture | Compact Fluorescent |  | Twist | 1 | 22 | Laundry Room
Ceiling Fixture | Linear Fluorescent | 48 | T-12 | 2 | 40 | Garage
Garage door opener | Incandescent |  | Standard A Lamp | 1 | 60 | Garage
Floor lamp | Compact Fluorescent |  | Twist | 1 | 22 | Living Room
Table | Compact Fluorescent |  | Twist | 1 | 22 | Living Room
Ceiling Fixture | Compact Fluorescent |  | Twist | 1 | 22 | Hall
Ceiling Fixture | Compact Fluorescent |  | Twist | 1 | 22 | Office
Table | Halogen |  | PAR | 1 | 20 | Office
Ceiling Fixture | Incandescent |  | Standard A Lamp | 2 | 40 | Bedroom
Floor lamp | Incandescent |  | Standard A Lamp | 2 | 40 | Bedroom
Ceiling Fixture | Incandescent |  | Standard A Lamp | 1 | 40 | Master Bedroom
Table | Compact Fluorescent |  | Twist | 1 | 22 | Master Bedroom
Recessed Can | Compact Fluorescent |  | Twist | 1 | 22 | Bathroom
Ceiling Fixture | Compact Fluorescent |  | Twist | 1 | 22 | Bathroom
Ceiling Fixture | Compact Fluorescent |  | Twist | 1 | 22 | Closet
Recessed Can | Compact Fluorescent |  | Twist | 1 | 22 | Bathroom
Ceiling Fixture | Compact Fluorescent |  | Twist | 1 | 22 | Bathroom
Wall Mount | Incandescent |  | Clear | 3 | 40 | Bathroom
Ceiling Fixture | Incandescent |  | Standard A Lamp | 2 | 40 | Bathroom
Recessed Can | Halogen |  | PAR | 1 | 50 | Bedroom
Recessed Can | Halogen |  | PAR | 1 | 50 | Bedroom
Recessed Can | Halogen |  | PAR | 1 | 50 | Family Room
Recessed Can | Incandescent |  | Standard A Lamp | 1 | 40 | Family Room
Recessed Can | Incandescent |  | Reflector | 2 | 25 | Family Room
Floor lamp | Incandescent |  | Standard A Lamp | 1 | 60 | Family Room
Recessed Can | Incandescent |  | Reflector | 1 | 65 | Hall
Recessed Can | Incandescent |  | Reflector | 1 | 25 | Office
Recessed Can | Halogen |  | PAR | 1 | 50 | Office
Recessed Can | Halogen |  | PAR | 1 | 50 | Office
Ceiling Fixture | Linear Fluorescent | 48 | T-12 | 2 | 40 | Office
Ceiling Fixture | Incandescent |  | Reflector | 2 | 75 | Office
Recessed Can | Incandescent |  | Reflector | 1 | 75 | Other
Recessed Can | Incandescent |  | Reflector | 1 | 60 | Other
Low bay | Linear Fluorescent | 48 | T-12 | 4 | 40 | Other
Wall Mount | Halogen |  | Quartz Tube | 4 | 75 | Bathroom
Ceiling Fan | Incandescent |  | Standard A Lamp | 1 | 60 | Bathroom
Recessed Can | Incandescent |  | Reflector | 1 | 65 | Bedroom
Ceiling Fixture | Incandescent |  | Reflector | 1 | 75 | Other
Chandelier (Hanging) | Incandescent |  | Clear | 5 | 60 | Dining Room
Recessed Can | Incandescent |  | Reflector | 1 | 50 | Dining Room
Other | Halogen |  | MR | 1 | 100 | Dining Room
Ceiling Fixture | Incandescent |  | Mini base | 3 | 40 | Hall
Table | Incandescent |  | Standard A Lamp | 1 | 60 | Hall
High bay | Linear Fluorescent | 48 | T-12 | 2 | 40 | Garage
Garage door opener | Incandescent |  | Standard A Lamp | 2 | 60 | Garage
Recessed Can | Incandescent |  | Reflector | 1 | 65 | Hall
Recessed Can | Incandescent |  | Reflector | 1 | 50 | Kitchen
Other | Halogen |  | MR | 1 | 100 | Kitchen
Recessed Can | Incandescent |  | Reflector | 1 | 65 | Laundry Room
Recessed Can | Compact Fluorescent |  | Twist | 1 | 23 | Laundry Room
Recessed Can | Incandescent |  | Reflector | 1 | 65 | Living Room
Wall Mount | Incandescent |  | Mini base | 1 | 60 | Bathroom
Recessed Can | Incandescent |  | Reflector | 1 | 65 | Bathroom
Recessed Can | Incandescent |  | Reflector | 1 | 75 | Bathroom
Wall Mount | Incandescent |  | Mini base | 10 | 40 | Bathroom
Track | Halogen |  | PAR | 3 | 65 | Office
Recessed Can | Halogen |  | PAR | 1 | 65 | Office
Chandelier (Hanging) | Incandescent |  | Standard A Lamp | 8 | 60 | Dining Room
Other | Linear Fluorescent | 18 | T-8 | 1 | 11 | Dining Room
Ceiling Fixture | Linear Fluorescent | 48 | T-12 | 2 | 40 | Garage
Ceiling Fixture | Compact Fluorescent |  | Twist | 1 | 20 | Garage
Track | Halogen |  | PAR | 3 | 50 | Hall
Ceiling Fixture | Incandescent |  | Standard A Lamp | 1 | 60 | Hall
Ceiling Fixture | Compact Fluorescent |  | Twist | 2 | 14 | Hall
Wall Mount | Incandescent |  | Standard A Lamp | 1 | 60 | Bathroom
Wall Mount | Compact Fluorescent |  | Twist | 2 | 14 | Bathroom
Recessed - other | Incandescent |  | Heat Lamp | 1 | 250 | Bathroom
Ceiling Fixture | Incandescent |  | Standard A Lamp | 1 | 60 | Kitchen
Ceiling Fixture | Incandescent |  | Standard A Lamp | 1 | 100 | Kitchen
Other | Incandescent |  | Mini base | 1 | 30 | Kitchen
Torchiere | Incandescent |  | Standard A Lamp | 1 | 60 | Living Room
Floor lamp | Incandescent |  | Mini base | 1 | 40 | Living Room
Wall Mount | Compact Fluorescent |  | Twist | 2 | 20 | Bathroom
Wall Mount | Compact Fluorescent |  | Twist | 1 | 18 | Bathroom
Ceiling Fixture | Incandescent |  | Heat Lamp | 1 | 250 | Bathroom
Ceiling Fixture | Halogen |  | MR | 2 | 50 | Closet
Ceiling Fixture | Halogen |  | MR | 3 | 50 | Master Bedroom
Track | Halogen |  | MR | 3 | 50 | Bedroom
Table | Incandescent |  | Standard A Lamp | 1 | 60 | Bedroom
Ceiling Fixture | Incandescent |  | Mini base | 3 | 40 | Bedroom
Wall Mount | Compact Fluorescent |  | Twist | 3 | 15 | Bathroom
Ceiling Fixture | Compact Fluorescent |  | Twist | 2 | 15 | Bedroom
Ceiling Fixture | Incandescent |  | Standard A Lamp | 1 | 60 | Dining Room
Ceiling Fixture | Compact Fluorescent |  | Twist | 1 | 15 | Garage
Ceiling Fixture | Compact Fluorescent |  | Twist | 1 | 15 | Hall
Ceiling Fixture | Compact Fluorescent |  | Twist | 1 | 15 | Kitchen
Floor lamp | Compact Fluorescent |  | Twist | 1 | 15 | Living Room
Table | Compact Fluorescent |  | Twist | 1 | 15 | Living Room
Chandelier (Hanging) | Compact Fluorescent |  | Mini base | 3 | 15 | Master Bedroom
Ceiling Fixture | Incandescent |  | Standard A Lamp | 1 | 60 | Closet
Ceiling Fixture | Compact Fluorescent |  | Twist | 1 | 15 | Office
Ceiling Fixture | Incandescent |  | Standard A Lamp | 2 | 60 | Hall
Wall Mount | Incandescent |  | Decorative | 3 | 40 | Bathroom
Ceiling Fixture | Incandescent |  | Standard A Lamp | 1 | 60 | Bathroom
Ceiling Fixture | Compact Fluorescent |  | Twist | 2 | 13 | Bedroom
Table | Compact Fluorescent |  | Twist | 1 | 13 | Bedroom
Ceiling Fixture | Incandescent |  | Standard A Lamp | 1 | 60 | Bedroom
Ceiling Fan | Incandescent |  | Decorative | 4 | 40 | Dining Room
Ceiling Fixture | Compact Fluorescent |  | Twist | 1 | 13 | Hall
Ceiling Fixture | Compact Fluorescent |  | Twist | 1 | 13 | Hall
Recessed Can | Incandescent |  | Reflector | 1 | 65 | Other
Recessed Can | Compact Fluorescent |  | Reflector | 1 | 15 | Family Room
Low bay | Linear Fluorescent | 48 | T-12 | 2 | 40 | Garage
Recessed Can | Compact Fluorescent |  | Reflector | 1 | 28 | Kitchen
Ceiling Fixture | Compact Fluorescent |  | Twist | 1 | 13 | Laundry Room
Floor lamp | Compact Fluorescent |  | Twist | 1 | 13 | Living Room
Ceiling Fixture | Compact Fluorescent |  | Twist | 2 | 15 | Living Room
Ceiling Fixture | Compact Fluorescent |  | Twist | 1 | 15 | Bathroom
Recessed Can | Compact Fluorescent |  | Reflector | 1 | 15 | Bathroom
Ceiling Fan | Compact Fluorescent |  | Mini base | 4 | 36 | Master Bedroom
Ceiling Fixture | Compact Fluorescent |  | Twist | 1 | 13 | Master Bedroom
Table | Incandescent |  | Globe | 1 | 75 | Master Bedroom
Wall Mount | Compact Fluorescent |  | Twist | 3 | 13 | Hall
Ceiling Fixture | Compact Fluorescent |  | Twist | 2 | 15 | Other
Ceiling Fan | Incandescent |  | Heat Lamp | 1 | 250 | Bathroom
Wall Mount | Compact Fluorescent |  | Twist | 2 | 15 | Bathroom
Ceiling Fan | Compact Fluorescent |  | Twist | 4 | 15 | Dining Room
Ceiling Fixture | Linear Fluorescent | 96 | T-12 | 2 | 100 | Other
Ceiling Fixture | Incandescent |  | Standard A Lamp | 2 | 60 | Family Room
Floor lamp | Incandescent |  | Mini base | 5 | 40 | Family Room
Ceiling Fixture | Linear Fluorescent | 96 | T-12 | 2 | 100 | Garage
Garage door opener | Incandescent |  | Standard A Lamp | 2 | 60 | Garage
Ceiling Fixture | Compact Fluorescent |  | Twist | 2 | 15 | Bedroom
Ceiling Fixture | Incandescent |  | Standard A Lamp | 1 | 60 | Hall
Track | Halogen |  | MR | 5 | 50 | Kitchen
Ceiling Fixture | Compact Fluorescent |  | Twist | 1 | 26 | Kitchen
Other | Halogen |  | MR | 1 | 50 | Kitchen
Floor lamp | Incandescent |  | Mini base | 5 | 40 | Living Room
Table | Incandescent |  | 3-Way Incandescent | 1 | 100 | Living Room
Table | Incandescent |  | 3-Way Incandescent | 1 | 75 | Living Room
Ceiling Fan | Incandescent |  | Reflector | 1 | 250 | Bathroom
Ceiling Fan | Incandescent |  | Heat Lamp | 1 | 250 | Bathroom
Wall Mount | Incandescent |  | Globe | 6 | 40 | Bathroom
Ceiling Fixture | Compact Fluorescent |  | Twist | 1 | 15 | Master Bedroom
Table | Incandescent |  | Standard A Lamp | 1 | 25 | Master Bedroom
Ceiling Fixture | Compact Fluorescent |  | Twist | 2 | 15 | Other
Floor lamp | Compact Fluorescent |  | Twist | 1 | 18 | Other
Track | Incandescent |  | Reflector | 3 | 50 | Living Room
Wall Mount | Incandescent |  | Standard A Lamp | 1 | 40 | Living Room
Wall Mount | Compact Fluorescent |  | Twist | 1 | 22 | Living Room
Wall Mount | Incandescent |  | Decorative | 3 | 40 | Living Room
Recessed Can | Incandescent |  | Standard A Lamp | 1 | 60 | Kitchen
Ceiling Fixture | Linear Fluorescent | 48 | T-12 | 1 | 40 | Laundry Room
Wall Mount | Incandescent |  | Standard A Lamp | 1 | 40 | Hall
Wall Mount | Incandescent |  | Globe | 4 | 40 | Bathroom
Wall Mount | Halogen |  | MR | 1 | 50 | Bedroom
Wall Mount | Compact Fluorescent |  | Twist | 1 | 22 | Bedroom
Table | Incandescent |  | Standard A Lamp | 1 | 75 | Bedroom
Ceiling Fixture | Incandescent |  | Standard A Lamp | 1 | 60 | Office
Table | Incandescent |  | Standard A Lamp | 1 | 60 | Office
Ceiling Fixture | Incandescent |  | Standard A Lamp | 2 | 60 | Garage
Ceiling Fixture | Compact Fluorescent |  | Twist | 2 | 13 | Bedroom
Ceiling Fixture | Compact Fluorescent |  | Twist | 2 | 23 | Bedroom
Wall Mount | Incandescent |  | Globe | 4 | 40 | Bathroom
Ceiling Fan | Compact Fluorescent |  | Twist | 1 | 13 | Bathroom
Ceiling Fixture | Incandescent |  | Standard A Lamp | 2 | 60 | Bedroom
Ceiling Fixture | Compact Fluorescent |  | Twist | 2 | 13 | Hall
Ceiling Fixture | Compact Fluorescent |  | Pin base | 1 | 36 | Kitchen
Other | Compact Fluorescent |  | Twist | 1 | 13 | Kitchen
High bay | Linear Fluorescent | 48 | T-12 | 2 | 40 | Laundry Room
Ceiling Fan | Incandescent |  | Standard A Lamp | 1 | 60 | Living Room
Chandelier (Hanging) | Incandescent |  | Standard A Lamp | 6 | 40 | Living Room
Floor lamp | Halogen |  | Quartz Tube | 1 | 100 | Living Room
Ceiling Fixture | Incandescent |  | Standard A Lamp | 2 | 60 | Master Bedroom
High bay | Linear Fluorescent | 48 | T-12 | 2 | 40 | Office
Ceiling Fixture | Halogen |  | MR | 3 | 50 | Other
Ceiling Fan | Compact Fluorescent |  | Twist | 1 | 15 | Bathroom
Wall Mount | Incandescent |  | Globe | 4 | 40 | Bathroom
Wall Mount | Incandescent |  | Decorative | 6 | 40 | Bathroom
Ceiling Fixture | Incandescent |  | Standard A Lamp | 2 | 60 | Bathroom
Table | Incandescent |  | Standard A Lamp | 1 | 60 | Bathroom
Ceiling Fixture | Incandescent |  | Standard A Lamp | 2 | 60 | Master Bedroom
High bay | Linear Fluorescent | 48 | T-12 | 2 | 40 | Kitchen
Recessed Can | Compact Fluorescent |  | Twist | 1 | 13 | Kitchen
Other | Incandescent |  | Reflector | 2 | 60 | Kitchen
Floor lamp | Incandescent |  | 3-Way Incandescent | 1 | 150 | Living Room
Table | Incandescent |  | 3-Way Incandescent | 1 | 60 | Living Room
Ceiling Fixture | Incandescent |  | Other | 1 | 60 | Living Room
Ceiling Fixture | Incandescent |  | Standard A Lamp | 2 | 60 | Living Room
Floor lamp | Incandescent |  | 3-Way Incandescent | 2 | 150 | Living Room
Recessed - other | Incandescent |  | Decorative | 2 | 40 | Living Room
Ceiling Fan | Incandescent |  | Decorative | 4 | 25 | Master Bedroom
Recessed - other | Compact Fluorescent |  | Twist | 3 | 15 | Master Bedroom
Wall Mount | Incandescent |  | Globe | 6 | 40 | Bathroom
Ceiling Fixture | Incandescent |  | Standard A Lamp | 1 | 75 | Bedroom
Table | Incandescent |  | 3-Way Incandescent | 1 | 75 | Bedroom
Ceiling Fixture | Incandescent |  | Standard A Lamp | 1 | 75 | Bedroom
Recessed Can | Incandescent |  | Standard A Lamp | 1 | 75 | Closet
Ceiling Fixture | Linear Fluorescent | 96 | T-12 | 2 | 80 | Garage
Ceiling Fixture | Linear Fluorescent | 48 | T-12 | 2 | 32 | Garage
Ceiling Fixture | Compact Fluorescent |  | Twist | 2 | 14 | Hall
Chandelier (Hanging) | Incandescent |  | Decorative | 5 | 25 | Kitchen
Ceiling Fixture | Compact Fluorescent |  | Twist | 2 | 14 | Kitchen
Recessed - other | Incandescent |  | Standard A Lamp | 1 | 75 | Kitchen
Ceiling Fixture | Incandescent |  | Standard A Lamp | 1 | 60 | Laundry Room
Wall Mount | Halogen |  | Quartz Tube | 2 | 40 | Master Bedroom
Floor lamp | Compact Fluorescent |  | A shape bulb | 1 | 11 | Living Room
Chandelier (Hanging) | Incandescent |  | Standard A Lamp | 5 | 25 | Living Room
Ceiling Fixture | Compact Fluorescent |  | Twist | 1 | 15 | Bathroom
Wall Mount | Compact Fluorescent |  | Twist | 3 | 15 | Bathroom
Table | Incandescent |  | Decorative | 1 | 25 | Bedroom
Table | Compact Fluorescent |  | Twist | 1 | 15 | Bedroom
Table | Compact Fluorescent |  | Twist | 1 | 15 | Bedroom
Ceiling Fixture | Compact Fluorescent |  | Twist | 1 | 15 | Hall
Ceiling Fan | Compact Fluorescent |  | Twist | 2 | 15 | Kitchen
Ceiling Fan | Compact Fluorescent |  | Twist | 2 | 15 | Living Room
Wall Mount | Incandescent |  | Globe | 5 | 40 | Bathroom
Wall Mount | Other |  | LED Interior | 1 | 1 | Bathroom
Ceiling Fixture | Compact Fluorescent |  | Twist | 1 | 20 | Garage
Ceiling Fixture | Incandescent |  | Mini base | 1 | 60 | Hall
Ceiling Fixture | Incandescent |  | Standard A Lamp | 1 | 60 | Bedroom
Ceiling Fixture | Incandescent |  | Standard A Lamp | 2 | 60 | Kitchen
Wall Mount | Incandescent |  | Standard A Lamp | 1 | 60 | Kitchen
Ceiling Fixture | Incandescent |  | Standard A Lamp | 1 | 60 | Laundry Room
Ceiling Fixture | Incandescent |  | Standard A Lamp | 1 | 60 | Living Room
Table | Incandescent |  | Decorative | 2 | 40 | Living Room
Ceiling Fixture | Incandescent |  | Standard A Lamp | 1 | 60 | Master Bedroom
Torchiere | Incandescent |  | Standard A Lamp | 1 | 60 | Master Bedroom
Table | Incandescent |  | Standard A Lamp | 1 | 60 | Master Bedroom
Table | Incandescent |  | Decorative | 1 | 60 | Master Bedroom
Wall Mount | Compact Fluorescent |  | Globe | 4 | 11 | Bathroom
Wall Mount | Compact Fluorescent |  | Straight Tube | 1 | 11 | Bedroom
Ceiling Fixture | Compact Fluorescent |  | Straight Tube | 1 | 11 | Bedroom
Wall Mount | Compact Fluorescent |  | Straight Tube | 1 | 11 | Bedroom
Table | Incandescent |  | Clear | 1 | 25 | Bedroom
Ceiling Fixture | Compact Fluorescent |  | Straight Tube | 1 | 11 | Closet
Ceiling Fixture | Compact Fluorescent |  | Twist | 1 | 13 | Closet
Wall Mount | Compact Fluorescent |  | Straight Tube | 1 | 11 | Hall
Recessed Can | Incandescent |  | Reflector | 1 | 65 | Kitchen
Ceiling Fixture | Compact Fluorescent |  | A shape bulb | 1 | 11 | Kitchen
Ceiling Fixture | Compact Fluorescent |  | Straight Tube | 1 | 11 | Laundry Room
Floor lamp | Compact Fluorescent |  | Straight Tube | 1 | 11 | Living Room
Other | Halogen |  | MR | 1 | 20 | Living Room
Table | Other |  |  | 1 | 40 | Living Room
Ceiling Fixture | Compact Fluorescent |  | Twist | 2 | 22 | Living Room
Table | Compact Fluorescent |  | Twist | 1 | 15 | Living Room
Ceiling Fixture | Compact Fluorescent |  | Twist | 2 | 15 | Office
Table | Incandescent |  | Standard A Lamp | 1 | 60 | Office
Table | Compact Fluorescent |  | Twist | 1 | 15 | Office
Table | Linear Fluorescent | 12 | T-8 | 2 | 40 | Office
Ceiling Fixture | Incandescent |  | Standard A Lamp | 1 | 60 | Bathroom
Chandelier (Hanging) | Incandescent |  | Standard A Lamp | 5 | 60 | Dining Room
Ceiling Fixture | Incandescent |  | Standard A Lamp | 2 | 60 | Hall
Garage door opener | Incandescent |  | Standard A Lamp | 2 | 60 | Garage
Ceiling Fixture | Incandescent |  | Heat Lamp | 1 | 1 | Garage
Ceiling Fixture | Compact Fluorescent |  | Reflector | 1 | 28 | Garage
Chandelier (Hanging) | Incandescent |  | Standard A Lamp | 2 | 40 | Bathroom
Ceiling Fixture | Incandescent |  | Standard A Lamp | 1 | 60 | Bathroom
Ceiling Fixture | Incandescent |  | Standard A Lamp | 2 | 60 | Bedroom
Table | Incandescent |  | 3-Way Incandescent | 1 | 135 | Bedroom
Ceiling Fixture | Incandescent |  | Standard A Lamp | 1 | 100 | Closet
Ceiling Fixture | Compact Fluorescent |  | Twist | 1 | 15 | Hall
Ceiling Fixture | Incandescent |  | Standard A Lamp | 1 | 60 | Hall
Recessed Can | Incandescent |  | Reflector | 1 | 65 | Kitchen
Ceiling Fixture | Compact Fluorescent |  | Twist | 1 | 27 | Laundry Room
Chandelier (Hanging) | Incandescent |  | Mini base | 5 | 25 | Living Room
Floor lamp | Incandescent |  | 3-Way Incandescent | 1 | 100 | Living Room
Ceiling Fixture | Incandescent |  | Standard A Lamp | 1 | 60 | Bathroom
Chandelier (Hanging) | Incandescent |  | Standard A Lamp | 2 | 60 | Bathroom
Ceiling Fixture | Incandescent |  | Standard A Lamp | 1 | 60 | Bedroom
Ceiling Fixture | Compact Fluorescent |  | Twist | 1 | 15 | Bedroom
Table | Incandescent |  | Standard A Lamp | 1 | 25 | Bedroom
Wall Mount | Incandescent |  | Globe | 4 | 40 | Bedroom
Ceiling Fan | Incandescent |  | Heat Lamp | 1 | 250 | Bedroom
Ceiling Fixture | Compact Fluorescent |  | Twist | 1 | 15 | Other
Recessed Can | Compact Fluorescent |  | Reflector | 1 | 15 | Hall
Ceiling Fixture | Compact Fluorescent |  | Twist | 1 | 15 | Laundry Room
Ceiling Fixture | Compact Fluorescent |  | Twist | 1 | 15 | Other
Ceiling Fixture | Compact Fluorescent |  | Twist | 1 | 15 | Bedroom
Table | Compact Fluorescent |  | Twist | 1 | 15 | Bedroom
Wall Mount | Compact Fluorescent |  | Twist | 1 | 15 | Other
Wall Mount | Compact Fluorescent |  | Twist | 1 | 15 | Bathroom
Wall Mount | Compact Fluorescent |  | Twist | 1 | 15 | Bathroom
Ceiling Fixture | Compact Fluorescent |  | Twist | 1 | 15 | Bedroom
Table | Incandescent |  | Standard A Lamp | 1 | 60 | Bedroom
Table | Compact Fluorescent |  | Twist | 1 | 15 | Bedroom
Ceiling Fixture | Compact Fluorescent |  | Twist | 1 | 15 | Closet
Ceiling Fixture | Linear Fluorescent | 48 | T-12 | 2 | 40 | Closet
Ceiling Fixture | Incandescent |  | Standard A Lamp | 1 | 60 | Family Room
Table | Compact Fluorescent |  | Twist | 1 | 15 | Family Room
Chandelier (Hanging) | Incandescent |  | Decorative | 5 | 60 | Dining Room
Garage door opener | Incandescent |  | Standard A Lamp | 1 | 60 | Garage
Wall Mount | Incandescent |  | Standard A Lamp | 1 | 60 | Garage
Recessed Can | Compact Fluorescent |  | Reflector | 1 | 15 | Hall
Ceiling Fixture | Compact Fluorescent |  | Twist | 1 | 15 | Hall
Other | Other |  | LED Interior | 4 | 3 | Hall
Wall Mount | Incandescent |  | Standard A Lamp | 1 | 60 | Living Room
Torchiere | Compact Fluorescent |  | Circline (Screw Base) | 1 | 22 | Living Room
Table | Compact Fluorescent |  | A shape bulb | 1 | 15 | Living Room
Ceiling Fixture | Compact Fluorescent |  | Twist | 1 | 15 | Office
Floor lamp | Compact Fluorescent |  | Twist | 3 | 15 | Office
Ceiling Fixture | Compact Fluorescent |  | Twist | 1 | 15 | Closet
Table | Incandescent |  | Standard A Lamp | 1 | 40 | Master Bedroom
Recessed Can | Incandescent |  | Reflector | 1 | 65 | Master Bedroom
Ceiling Fixture | Incandescent |  | Standard A Lamp | 1 | 60 | Closet
Wall Mount | Compact Fluorescent |  | Twist | 1 | 15 | Hall
Wall Mount | Incandescent |  | Globe | 3 | 40 | Bathroom
Wall Mount | Incandescent |  | Globe | 3 | 40 | Bathroom
Table | Compact Fluorescent |  | Twist | 1 | 9 | Bedroom
Ceiling Fan | Compact Fluorescent |  | Twist | 2 | 13 | Bedroom
Ceiling Fan | Incandescent |  | Globe | 3 | 40 | Dining Room
Floor lamp | Compact Fluorescent |  | Twist | 1 | 9 | Dining Room
Architectural | Linear Fluorescent | 48 | T-12 | 2 | 34 | Garage
Garage door opener | Other |  |  | 2 | 50 | Garage
Architectural | Linear Fluorescent | 48 | T-12 | 4 | 34 | Garage
Ceiling Fixture | Compact Fluorescent |  | Twist | 2 | 13 | Hall
Ceiling Fixture | Compact Fluorescent |  | Twist | 2 | 13 | Kitchen
Ceiling Fixture | Compact Fluorescent |  | Twist | 1 | 13 | Laundry Room
Table | Compact Fluorescent |  | Twist | 1 | 13 | Living Room
Ceiling Fan | Compact Fluorescent |  | Twist | 2 | 13 | Master Bedroom
Table | Compact Fluorescent |  | Twist | 1 | 13 | Master Bedroom
Wall Mount | Incandescent |  | Globe | 6 | 40 | Bathroom
Wall Mount | Incandescent |  | Standard A Lamp | 2 | 60 | Bathroom
Ceiling Fixture | Incandescent |  | Standard A Lamp | 1 | 60 | Bathroom
Ceiling Fixture | Incandescent |  | Standard A Lamp | 1 | 60 | Bedroom
Ceiling Fixture | Incandescent |  | Standard A Lamp | 1 | 60 | Bedroom
Ceiling Fixture | Incandescent |  | Standard A Lamp | 1 | 60 | Bedroom
Table | Compact Fluorescent |  | Twist | 1 | 15 | Bedroom
Chandelier (Hanging) | Incandescent |  | Standard A Lamp | 2 | 60 | Dining Room
Recessed Can | Halogen |  | Other | 1 | 20 | Dining Room
Recessed Can | Incandescent |  | Reflector | 1 | 40 | Dining Room
Ceiling Fixture | Compact Fluorescent |  | Other | 1 | 36 | Family Room
Floor lamp | Compact Fluorescent |  | Twist | 1 | 15 | Family Room
Track | Halogen |  | MR | 4 | 20 | Family Room
Table | Incandescent |  | Standard A Lamp | 1 | 40 | Family Room
Other | Halogen |  | MR | 1 | 30 | Family Room
Ceiling Fixture | Compact Fluorescent |  | Twist | 1 | 15 | Hall
Ceiling Fixture | Linear Fluorescent |  | Fluorescent Other | 1 | 32 | Hall
Ceiling Fixture | Linear Fluorescent | 24 | T-12 | 2 | 20 | Hall
Chandelier (Hanging) | Incandescent |  | Globe | 3 | 40 | Kitchen
Ceiling Fixture | Linear Fluorescent | 48 | T-12 | 2 | 40 | Kitchen
Ceiling Fixture | Linear Fluorescent | 44 | T-12 | 1 | 40 | Kitchen
Wall Mount | Incandescent |  | Standard A Lamp | 1 | 40 | Living Room
Floor lamp | Compact Fluorescent |  | Twist | 1 | 15 | Living Room
Ceiling Fixture | Incandescent |  | Mini base | 3 | 60 | Bedroom
Table | Compact Fluorescent |  | Twist | 1 | 15 | Bedroom
Recessed Can | Incandescent |  | Reflector | 1 | 60 | Bedroom
Ceiling Fixture | Compact Fluorescent |  | Other | 1 | 28 | Other
Ceiling Fixture | Linear Fluorescent | 92 | T-12 | 2 | 60 | Garage
Ceiling Fixture | Linear Fluorescent | 48 | T-12 | 2 | 40 | Garage
Garage door opener | Incandescent |  | Standard A Lamp | 1 | 40 | Garage
Wall Mount | Incandescent |  | Globe | 4 | 40 | Bathroom
Ceiling Fixture | Incandescent |  | Standard A Lamp | 1 | 60 | Bedroom
Ceiling Fixture | Incandescent |  | Standard A Lamp | 1 | 40 | Bedroom
Chandelier (Hanging) | Incandescent |  | Standard A Lamp | 5 | 40 | Dining Room
Torchiere | Halogen |  | Quartz Tube | 1 | 100 | Dining Room
Table | Compact Fluorescent |  | Twist | 1 | 15 | Family Room
Recessed Can | Incandescent |  | Reflector | 1 | 75 | Family Room
Ceiling Fixture | Incandescent |  | Standard A Lamp | 1 | 60 | Garage
Chandelier (Hanging) | Incandescent |  | Decorative | 7 | 40 | Hall
Recessed Can | Incandescent |  | Reflector | 1 | 75 | Kitchen
Wall Mount | Incandescent |  | Globe | 4 | 40 | Laundry Room
Ceiling Fixture | Incandescent |  | Standard A Lamp | 1 | 60 | Laundry Room
Ceiling Fixture | Compact Fluorescent |  | Twist | 1 | 13 | Living Room
Table | Incandescent |  | Standard A Lamp | 1 | 60 | Living Room
Wall Mount | Halogen |  | Quartz Tube | 3 | 50 | Bathroom
Ceiling Fixture | Incandescent |  | Standard A Lamp | 3 | 60 | Master Bedroom
Ceiling Fixture | Incandescent |  | Standard A Lamp | 1 | 60 | Closet
Ceiling Fixture | Incandescent |  | Standard A Lamp | 1 | 60 | Hall
Wall Mount | Compact Fluorescent |  | Twist | 1 | 15 | Family Room
Ceiling Fixture | Halogen |  | MR | 1 | 50 | Family Room
Floor lamp | Compact Fluorescent |  | A shape bulb | 3 | 22 | Family Room
Table | Incandescent |  | Standard A Lamp | 1 | 60 | Family Room
Ceiling Fixture | Incandescent |  | Standard A Lamp | 2 | 60 | Bedroom
Ceiling Fixture | Incandescent |  | Standard A Lamp | 2 | 60 | Bedroom
Table | Incandescent |  | Standard A Lamp | 1 | 60 | Bedroom
Table | Incandescent |  | 3-Way Incandescent | 1 | 100 | Bedroom
Ceiling Fixture | Incandescent |  | Standard A Lamp | 2 | 60 | Bathroom
Garage door opener | Linear Fluorescent |  | T-4 | 2 | 60 | Garage
Ceiling Fixture | Incandescent |  | Standard A Lamp | 2 | 40 | Laundry Room
Wall Mount | Incandescent |  | Standard A Lamp | 2 | 60 | Bathroom
Ceiling Fixture | Incandescent |  | Standard A Lamp | 1 | 60 | Bathroom
Ceiling Fixture | Incandescent |  | Standard A Lamp | 3 | 60 | Office
Table | Incandescent |  | Clear | 1 | 100 | Office
Table | Incandescent |  | Clear | 1 | 60 | Office
Other | Halogen |  | PAR | 2 | 50 | Kitchen
Other | Halogen |  | PAR | 3 | 50 | Kitchen
Ceiling Fixture | Halogen |  | MR | 4 | 50 | Kitchen
Recessed Can | Incandescent |  | Reflector | 1 | 65 | Kitchen
Ceiling Fixture | Halogen |  | MR | 1 | 50 | Kitchen
Chandelier (Hanging) | Incandescent |  | Mini base | 6 | 60 | Dining Room
Table | Incandescent |  | Mini base | 1 | 60 | Living Room
Table | Incandescent |  | 3-Way Incandescent | 1 | 100 | Living Room
Floor lamp | Incandescent |  | 3-Way Incandescent | 1 | 100 | Living Room
Table | Compact Fluorescent |  | Twist | 1 | 22 | Living Room
Ceiling Fixture | Incandescent |  | Standard A Lamp | 2 | 60 | Living Room
Ceiling Fixture | Compact Fluorescent |  | Twist | 1 | 22 | Hall
Ceiling Fixture | Incandescent |  | Standard A Lamp | 3 | 60 | Master Bedroom
Table | Compact Fluorescent |  | Twist | 1 | 15 | Master Bedroom
Table | Incandescent |  | Standard A Lamp | 1 | 60 | Master Bedroom
Wall Mount | Compact Fluorescent |  | Globe | 3 | 15 | Bathroom
Wall Mount | Incandescent |  | Globe | 3 | 40 | Bathroom
Recessed - other | Incandescent |  | Heat Lamp | 1 | 250 | Bathroom
Ceiling Fixture | Compact Fluorescent |  | Twist | 2 | 23 | Bedroom
Ceiling Fixture | Compact Fluorescent |  | Twist | 2 | 23 | Bedroom
Ceiling Fan | Compact Fluorescent |  | Twist | 4 | 27 | Dining Room
High bay | Linear Fluorescent | 96 | T-12 | 2 | 60 | Garage
Garage door opener | Incandescent |  | Standard A Lamp | 1 | 60 | Garage
Ceiling Fixture | Incandescent |  | Mini base | 3 | 60 | Hall
Ceiling Fixture | Linear Fluorescent | 48 | T-12 | 2 | 40 | Kitchen
Table | Incandescent |  | Standard A Lamp | 1 | 60 | Living Room
Ceiling Fixture | Incandescent |  | Standard A Lamp | 2 | 60 | Master Bedroom
Table | Compact Fluorescent |  | Twist | 1 | 15 | Master Bedroom
Wall Mount | Incandescent |  | Clear | 3 | 40 | Bathroom
Recessed - other | Compact Fluorescent |  | Reflector | 1 | 22 | Bathroom
Recessed - other | Incandescent |  | Heat Lamp | 1 | 250 | Bathroom
Ceiling Fixture | Incandescent |  | Standard A Lamp | 2 | 60 | Bedroom
Ceiling Fixture | Compact Fluorescent |  | Twist | 2 | 15 | Bedroom
Ceiling Fixture | Incandescent |  | Standard A Lamp | 1 | 60 | Closet
Chandelier (Hanging) | Incandescent |  | Mini base | 5 | 25 | Dining Room
Ceiling Fixture | Incandescent |  | Standard A Lamp | 1 | 60 | Garage
Garage door opener | Incandescent |  | Standard A Lamp | 1 | 60 | Garage
Ceiling Fixture | Incandescent |  | Standard A Lamp | 2 | 60 | Hall
Recessed Can | Incandescent |  | Reflector | 1 | 65 | Kitchen
Chandelier (Hanging) | Incandescent |  | Standard A Lamp | 3 | 60 | Kitchen
Ceiling Fixture | Linear Fluorescent | 24 | T-8 | 2 | 16 | Laundry Room
Table | Incandescent |  | Standard A Lamp | 1 | 60 | Living Room
Wall Mount | Incandescent |  | Clear | 3 | 40 | Bathroom
Recessed - other | Incandescent |  | Heat Lamp | 1 | 250 | Bathroom
Ceiling Fixture | Compact Fluorescent |  | Twist | 2 | 15 | Master Bedroom
Ceiling Fixture | Incandescent |  | Reflector | 3 | 65 | Office
Table | Incandescent |  | Standard A Lamp | 1 | 60 | Office
Recessed Can | Incandescent |  | Reflector | 1 | 65 | Bathroom
Ceiling Fixture | Incandescent |  | Standard A Lamp | 2 | 60 | Bathroom
Wall Mount | Compact Fluorescent |  | Globe | 4 | 22 | Bathroom
Ceiling Fixture | Incandescent |  | Standard A Lamp | 2 | 60 | Bedroom
Ceiling Fixture | Incandescent |  | 3-Way Incandescent | 1 | 100 | Bedroom
Ceiling Fan | Incandescent |  | Clear | 3 | 60 | Bedroom
Table | Incandescent |  | 3-Way Incandescent | 1 | 100 | Bedroom
Ceiling Fixture | Incandescent |  | Standard A Lamp | 1 | 60 | Bedroom
Table | Incandescent |  | Standard A Lamp | 1 | 40 | Bedroom
Ceiling Fixture | Incandescent |  | Standard A Lamp | 1 | 60 | Hall
Wall Mount | Incandescent |  | Standard A Lamp | 1 | 60 | Hall
Chandelier (Hanging) | Incandescent |  | Mini base | 5 | 60 | Dining Room
Table | Incandescent |  | Standard A Lamp | 1 | 40 | Dining Room
Table | Incandescent |  | Standard A Lamp | 1 | 13 | Other
Ceiling Fixture | Incandescent |  | Mini base | 3 | 50 | Other
Recessed Can | Incandescent |  | Reflector | 1 | 60 | Family Room
Table | Incandescent |  | 3-Way Incandescent | 1 | 100 | Family Room
Ceiling Fixture | Linear Fluorescent | 48 | T-12 | 2 | 40 | Garage
Ceiling Fan | Compact Fluorescent |  | Twist | 4 | 22 | Kitchen
Recessed Can | Incandescent |  | Reflector | 1 | 60 | Kitchen
Ceiling Fixture | Incandescent |  | Reflector | 1 | 65 | Laundry Room
Table | Incandescent |  | Standard A Lamp | 1 | 100 | Living Room
Table | Incandescent |  | Clear | 1 | 40 | Living Room
Floor lamp | Incandescent |  | Standard A Lamp | 2 | 70 | Living Room
Recessed Can | Incandescent |  | Reflector | 1 | 65 | Bathroom
Table | Incandescent |  | 3-Way Incandescent | 1 | 100 | Bedroom
Table | Incandescent |  | Standard A Lamp | 1 | 75 | Bedroom
Table | Incandescent |  | 3-Way Incandescent | 1 | 100 | Office
Table | Compact Fluorescent |  | Twist | 1 | 15 | Office
Wall Mount | Incandescent |  | Standard A Lamp | 1 | 60 | Hall
Wall Mount | Incandescent |  | Standard A Lamp | 1 | 60 | Bathroom
Recessed Can | Halogen |  | MR | 1 | 50 | Bathroom
Recessed Can | Halogen |  | MR | 1 | 50 | Bedroom
Recessed Can | Halogen |  | MR | 1 | 50 | Bedroom
Floor lamp | Compact Fluorescent |  | Straight Tube | 1 | 27 | Bedroom
Floor lamp | Compact Fluorescent |  | Straight Tube | 1 | 13 | Bedroom
Recessed Can | Halogen |  | MR | 1 | 50 | Other
Recessed Can | Halogen |  | MR | 1 | 50 | Family Room
Wall Mount | Incandescent |  | Standard A Lamp | 1 | 60 | Family Room
Floor lamp | Compact Fluorescent |  | Straight Tube | 1 | 15 | Family Room
Ceiling Fixture | Linear Fluorescent | 48 | T-12 | 2 | 40 | Garage
Recessed Can | Halogen |  | MR | 1 | 50 | Hall
Ceiling Fixture | Incandescent |  | Globe | 1 | 60 | Kitchen
Recessed Can | Halogen |  | MR | 1 | 50 | Kitchen
Architectural | Incandescent |  | Reflector | 2 | 45 | Kitchen
Ceiling Fixture | Linear Fluorescent | 18 | Fluorescent Other | 2 | 54 | Laundry Room
Ceiling Fixture | Compact Fluorescent |  | Twist | 1 | 15 | Other
Ceiling Fixture | Linear Fluorescent | 48 | T-12 | 2 | 40 | Other
Ceiling Fixture | Linear Fluorescent | 48 | T-8 | 2 | 32 | Other
Ceiling Fixture | Compact Fluorescent |  | Twist | 1 | 15 | Bathroom
Wall Mount | Compact Fluorescent |  | Twist | 2 | 15 | Bathroom
Ceiling Fixture | Compact Fluorescent |  | Twist | 2 | 15 | Bedroom
Ceiling Fixture | Incandescent |  | Standard A Lamp | 2 | 60 | Bedroom
Ceiling Fixture | Compact Fluorescent |  | Twist | 2 | 15 | Bedroom
Wall Mount | Incandescent |  | Standard A Lamp | 1 | 60 | Bedroom
Ceiling Fixture | Incandescent |  | Standard A Lamp | 1 | 60 | Garage
Ceiling Fixture | Compact Fluorescent |  | Twist | 2 | 15 | Hall
Chandelier (Hanging) | Incandescent |  | Standard A Lamp | 4 | 60 | Kitchen
Track | Compact Fluorescent |  | Twist | 3 | 15 | Kitchen
Ceiling Fixture | Compact Fluorescent |  | Twist | 2 | 15 | Laundry Room
Table | Compact Fluorescent |  | Twist | 1 | 22 | Family Room
Ceiling Fixture | Compact Fluorescent |  | Twist | 1 | 22 | Bedroom
Table | Incandescent |  | Standard A Lamp | 1 | 60 | Bedroom
Floor lamp | Compact Fluorescent |  | Twist | 1 | 22 | Bedroom
Table | Compact Fluorescent |  | Straight Tube | 1 | 28 | Bedroom
Wall Mount | Compact Fluorescent |  | Twist | 1 | 15 | Bathroom
Wall Mount | Incandescent |  | Globe | 2 | 40 | Bathroom
Ceiling Fixture | Compact Fluorescent |  | Twist | 3 | 15 | Bedroom
Wall Mount | Compact Fluorescent |  | Twist | 1 | 22 | Bedroom
Table | Compact Fluorescent |  | Twist | 1 | 15 | Bedroom
Table | Compact Fluorescent |  | Twist | 1 | 15 | Bedroom
Other | Compact Fluorescent |  | A shape bulb | 1 | 7 | Bedroom
Ceiling Fixture | Compact Fluorescent |  | Twist | 3 | 22 | Bedroom
Wall Mount | Compact Fluorescent |  | A shape bulb | 1 | 7 | Bedroom
Recessed Can | Compact Fluorescent |  | Reflector | 1 | 15 | Bedroom
Table | Compact Fluorescent |  | Twist | 1 | 22 | Bedroom
Architectural | Linear Fluorescent | 24 | T-12 | 1 | 40 | Closet
Recessed Can | Compact Fluorescent |  | Reflector | 1 | 15 | Dining Room
Table | Compact Fluorescent |  | Twist | 1 | 22 | Dining Room
Recessed Can | Compact Fluorescent |  | Reflector | 1 | 15 | Family Room
Ceiling Fixture | Linear Fluorescent | 48 | T-12 | 2 | 40 | Garage
Ceiling Fixture | Compact Fluorescent |  | Twist | 3 | 15 | Hall
Recessed Can | Compact Fluorescent |  | Reflector | 1 | 15 | Hall
Recessed Can | Compact Fluorescent |  | Reflector | 1 | 15 | Kitchen
Ceiling Fixture | Compact Fluorescent |  | Other | 1 | 28 | Laundry Room
Table | Compact Fluorescent |  | Twist | 1 | 15 | Living Room
Wall Mount | Compact Fluorescent |  | Twist | 1 | 15 | Hall
Ceiling Fixture | Compact Fluorescent |  | Twist | 3 | 15 | Family Room
Table | Compact Fluorescent |  | Twist | 1 | 22 | Family Room
Recessed Can | Compact Fluorescent |  | Twist | 1 | 15 | Other
Table | Compact Fluorescent |  | Twist | 1 | 22 | Other
Wall Mount | Other |  | LED Interior | 1 | 3 | Bathroom
Recessed Can | Compact Fluorescent |  | Reflector | 1 | 15 | Bathroom
Recessed Can | Incandescent |  | Reflector | 1 | 65 | Bathroom
Wall Mount | Incandescent |  | Standard A Lamp | 1 | 60 | Bathroom
Ceiling Fixture | Compact Fluorescent |  | Reflector | 1 | 12 | Bathroom
Ceiling Fixture | Compact Fluorescent |  | Twist | 1 | 13 | Bedroom
Floor lamp | Incandescent |  | Standard A Lamp | 1 | 100 | Bedroom
Other | Incandescent |  | Heat Lamp | 1 | 150 | Bedroom
Other | Incandescent |  | Heat Lamp | 1 | 100 | Bedroom
Other | Incandescent |  | Standard A Lamp | 1 | 60 | Bedroom
Other | Linear Fluorescent | 18 | T-8 | 1 | 20 | Bedroom
Table | Incandescent |  | Standard A Lamp | 1 | 60 | Bedroom
Ceiling Fixture | Compact Fluorescent |  | Reflector | 1 | 23 | Bedroom
Wall Mount | Incandescent |  | Reflector | 1 | 35 | Bedroom
Wall Mount | Linear Fluorescent | 24 | T-12 | 1 | 20 | Closet
Track | Halogen |  | PAR | 1 | 50 | Closet
Chandelier (Hanging) | Incandescent |  | Mini base | 12 | 60 | Dining Room
Wall Mount | Incandescent |  | Mini base | 1 | 60 | Dining Room
Wall Mount | Other |  | LED Interior | 1 | 3 | Hall
Track | Other |  | LED Interior | 3 | 5 | Other
Track | Other |  | LED Interior | 2 | 5 | Other
Chandelier (Hanging) | Other |  | LED Interior | 6 | 3 | Family Room
Wall Mount | Other |  | LED Interior | 1 | 3 | Family Room
Table | Compact Fluorescent |  | Twist | 1 | 13 | Family Room
Table | Incandescent |  | Clear | 1 | 25 | Family Room
Table | Incandescent |  | Standard A Lamp | 1 | 60 | Family Room
Floor lamp | Compact Fluorescent |  | Twist | 1 | 13 | Family Room
Recessed Can | Other |  | LED Interior | 1 | 7 | Garage
Garage door opener | Incandescent |  | Standard A Lamp | 1 | 60 | Garage
Recessed Can | Compact Fluorescent |  | Reflector | 1 | 15 | Garage
Table | Compact Fluorescent |  | Twist | 1 | 13 | Bedroom
Table | Incandescent |  | Mini base | 1 | 25 | Bedroom
Ceiling Fixture | Other |  | LED Interior | 2 | 3 | Hall
Recessed Can | Other |  | LED Interior | 1 | 9 | Kitchen
Ceiling Fixture | Incandescent |  | Clear | 1 | 60 | Hall
Wall Mount | Other |  | LED Interior | 1 | 3 | Hall
Chandelier (Hanging) | Other |  | LED Interior | 4 | 3 | Hall
Recessed Can | Compact Fluorescent |  | Reflector | 1 | 15 | Laundry Room
Wall Mount | Compact Fluorescent |  | Twist | 1 | 15 | Bathroom
Recessed Can | Incandescent |  | Reflector | 1 | 65 | Bathroom
Table | Compact Fluorescent |  | Other | 1 | 20 | Bathroom
Floor lamp | Incandescent |  | Standard A Lamp | 1 | 75 | Master Bedroom
Floor lamp | Compact Fluorescent |  | Twist | 1 | 13 | Master Bedroom
Table | Incandescent |  | Clear | 1 | 60 | Master Bedroom
Table | Other |  | LED Interior | 2 | 3 | Office
Recessed Can | Other |  | LED Interior | 1 | 18 | Office
Ceiling Fixture | Incandescent |  | Standard A Lamp | 1 | 60 | Office
Ceiling Fixture | Linear Fluorescent | 48 | T-12 | 4 | 40 | Other
Ceiling Fixture | Incandescent |  | Standard A Lamp | 1 | 60 | Other
Ceiling Fixture | Compact Fluorescent |  | Pin base | 3 | 15 | Closet
Ceiling Fixture | Linear Fluorescent | 48 | T-12 | 4 | 40 | Other
Recessed Can | Other |  | LED Interior | 1 | 7 | Closet
Recessed Can | Compact Fluorescent |  | Reflector | 1 | 15 | Closet
Chandelier (Hanging) | Incandescent |  | Mini base | 6 | 60 | Family Room
Recessed Can | Other |  | LED Interior | 1 | 7 | Family Room
Recessed Can | Other |  | LED Interior | 1 | 7 | Family Room
Track | Other |  | LED Interior | 1 | 5 | Family Room
Ceiling Fixture | Incandescent |  | Reflector | 1 | 100 | Bathroom
Ceiling Fixture | Compact Fluorescent |  | Twist | 1 | 15 | Dining Room
Ceiling Fixture | Compact Fluorescent |  | Twist | 2 | 15 | Hall
Ceiling Fixture | Compact Fluorescent |  | A shape bulb | 1 | 15 | Office
Ceiling Fixture | Compact Fluorescent |  | A shape bulb | 1 | 15 | Bathroom
Ceiling Fixture | Compact Fluorescent |  | A shape bulb | 1 | 15 | Bedroom
Wall Mount | Incandescent |  | Globe | 1 | 40 | Bedroom
Ceiling Fixture | Incandescent |  | Standard A Lamp | 1 | 40 | Closet
Ceiling Fixture | Compact Fluorescent |  | Twist | 1 | 15 | Hall
Ceiling Fixture | Compact Fluorescent |  | Twist | 1 | 15 | Laundry Room
Recessed Can | Incandescent |  | Reflector | 1 | 65 | Other
Floor lamp | Compact Fluorescent |  | Twist | 1 | 15 | Other
Wall Mount | Compact Fluorescent |  | A shape bulb | 2 | 15 | Bathroom
Recessed Can | Compact Fluorescent |  | Reflector | 1 | 15 | Bedroom
Ceiling Fixture | Compact Fluorescent |  | Twist | 1 | 22 | Kitchen
Ceiling Fixture | Compact Fluorescent |  | Twist | 1 | 15 | Hall
Floor lamp | Linear Fluorescent | 12 | Fluorescent Other | 1 | 16 | Living Room
Table | Compact Fluorescent |  | Twist | 1 | 15 | Living Room
Ceiling Fixture | Incandescent |  | Standard A Lamp | 2 | 60 | Master Bedroom
Wall Mount | Incandescent |  | Standard A Lamp | 1 | 40 | Closet
Ceiling Fan | Compact Fluorescent |  | Twist | 1 | 15 | Hall
Recessed Can | Compact Fluorescent |  | Reflector | 1 | 15 | Bathroom
Wall Mount | Compact Fluorescent |  | Globe | 8 | 15 | Bathroom
Ceiling Fixture | Incandescent |  | Standard A Lamp | 1 | 40 | Closet
Recessed Can | Incandescent |  | Standard A Lamp | 1 | 60 | Bathroom
Wall Mount | Incandescent |  | Reflector | 1 | 45 | Bathroom
Chandelier (Hanging) | Incandescent |  | Standard A Lamp | 5 | 60 | Dining Room
Recessed Can | Incandescent |  | Reflector | 1 | 65 | Living Room
Recessed Can | Incandescent |  | Reflector | 1 | 60 | Living Room
Recessed Can | Halogen |  | PAR | 1 | 60 | Living Room
Wall Mount | Incandescent |  | Decorative | 2 | 60 | Hall
Recessed Can | Incandescent |  | Reflector | 1 | 65 | Hall
Recessed Can | Incandescent |  | Reflector | 1 | 65 | Hall
Recessed Can | Compact Fluorescent |  | Twist | 1 | 16 | Hall
Wall Mount | Incandescent |  | Standard A Lamp | 1 | 60 | Closet
Recessed Can | Incandescent |  | Standard A Lamp | 1 | 75 | Kitchen
Recessed Can | Halogen |  | PAR | 1 | 60 | Kitchen
Recessed Can | Compact Fluorescent |  | Reflector | 1 | 14 | Kitchen
Recessed Can | Other |  | LED Interior | 1 | 13 | Kitchen
Recessed Can | Incandescent |  | Reflector | 1 | 60 | Kitchen
Recessed Can | Incandescent |  | Reflector | 1 | 65 | Office
Wall Mount | Linear Fluorescent | 12 | T-5 | 1 | 7 | Closet
Wall Mount | Compact Fluorescent |  | Twist | 1 | 26 | Closet
Recessed Can | Halogen |  | PAR | 1 | 90 | Dining Room
Chandelier (Hanging) | Incandescent |  | Decorative | 6 | 60 | Dining Room
Recessed Can | Halogen |  | PAR | 1 | 60 | Family Room
Table | Incandescent |  | 3-Way Incandescent | 1 | 150 | Family Room
Recessed Can | Halogen |  | PAR | 1 | 75 | Family Room
Recessed Can | Incandescent |  | Reflector | 1 | 65 | Family Room
Recessed Can | Incandescent |  | Reflector | 1 | 45 | Family Room
Recessed Can | Halogen |  | PAR | 1 | 90 | Bedroom
Recessed Can | Incandescent |  | Reflector | 1 | 65 | Bedroom
Table | Incandescent |  | Standard A Lamp | 1 | 60 | Bedroom
Recessed Can | Incandescent |  | Reflector | 1 | 65 | Bedroom
Recessed Can | Compact Fluorescent |  | Reflector | 1 | 16 | Bedroom
Recessed Can | Halogen |  | PAR | 1 | 90 | Family Room
Recessed Can | Incandescent |  | Reflector | 1 | 65 | Family Room
Recessed Can | Incandescent |  | Reflector | 1 | 65 | Hall
Recessed Can | Incandescent |  | Standard A Lamp | 1 | 60 | Bathroom
Wall Mount | Incandescent |  | Mini base | 1 | 5 | Bathroom
Wall Mount | Incandescent |  | Standard A Lamp | 1 | 75 | Bathroom
Recessed Can | Incandescent |  | Reflector | 1 | 65 | Laundry Room
Recessed Can | Incandescent |  | Standard A Lamp | 1 | 60 | Bathroom
Recessed Can | Incandescent |  | Standard A Lamp | 1 | 25 | Bathroom
Recessed Can | Incandescent |  | Reflector | 1 | 65 | Bathroom
Recessed Can | Incandescent |  | Standard A Lamp | 1 | 40 | Closet
Recessed Can | Incandescent |  | Reflector | 1 | 65 | Bathroom
Recessed Can | Incandescent |  | Reflector | 1 | 65 | Master Bedroom
Table | Incandescent |  | 3-Way Incandescent | 1 | 100 | Master Bedroom
Ceiling Fixture | Compact Fluorescent |  | A shape bulb | 1 | 11 | Garage
Garage door opener | Incandescent |  | Standard A Lamp | 1 | 60 | Garage
Ceiling Fixture | Incandescent |  | Reflector | 1 | 75 | Garage
Ceiling Fixture | Compact Fluorescent |  | Reflector | 1 | 15 | Garage
Recessed Can | Incandescent |  | Reflector | 1 | 65 | Hall
Recessed Can | Compact Fluorescent |  | Twist | 1 | 16 | Hall
Wall Mount | Incandescent |  | Standard A Lamp | 1 | 40 | Hall
Wall Mount | Compact Fluorescent |  | Twist | 1 | 9 | Hall
Wall Mount | Incandescent |  | Globe | 7 | 40 | Bathroom
Ceiling Fan | Incandescent |  | Standard A Lamp | 1 | 60 | Bedroom
Ceiling Fan | Incandescent |  | Standard A Lamp | 1 | 100 | Dining Room
Low bay | Linear Fluorescent | 48 | T-12 | 2 | 40 | Garage
Ceiling Fixture | Incandescent |  | Standard A Lamp | 1 | 60 | Garage
Garage door opener | Incandescent |  | Standard A Lamp | 1 | 60 | Garage
Ceiling Fixture | Incandescent |  | Standard A Lamp | 1 | 75 | Hall
Ceiling Fixture | Linear Fluorescent | 48 | T-12 | 2 | 40 | Kitchen
Architectural | Incandescent |  | Standard A Lamp | 1 | 40 | Kitchen
Ceiling Fan | Incandescent |  | Standard A Lamp | 4 | 40 | Living Room
Table | Incandescent |  | 3-Way Incandescent | 1 | 100 | Living Room
Floor lamp | Halogen |  | MR | 2 | 50 | Living Room
Table | Other |  | Other | 1 | 40 | Living Room
Ceiling Fixture | Incandescent |  | Standard A Lamp | 2 | 60 | Bedroom
Table | Incandescent |  | 3-Way Incandescent | 1 | 100 | Bedroom
Ceiling Fixture | Incandescent |  | Standard A Lamp | 2 | 60 | Other
Wall Mount | Incandescent |  | Standard A Lamp | 3 | 60 | Bathroom
Wall Mount | Incandescent |  | Standard A Lamp | 3 | 40 | Bathroom
Ceiling Fan | Compact Fluorescent |  | Twist | 1 | 22 | Bedroom
Table | Incandescent |  | Standard A Lamp | 1 | 60 | Bedroom
Ceiling Fan | Incandescent |  | Standard A Lamp | 4 | 60 | Bedroom
Table | Incandescent |  | Standard A Lamp | 1 | 100 | Bedroom
Ceiling Fan | Incandescent |  | Decorative | 3 | 40 | Master Bedroom
Ceiling Fan | Incandescent |  | Globe | 4 | 60 | Dining Room
Ceiling Fixture | Linear Fluorescent | 48 | T-12 | 2 | 40 | Garage
Garage door opener | Incandescent |  | Standard A Lamp | 1 | 60 | Garage
Ceiling Fixture | Incandescent |  | Clear | 1 | 25 | Hall
Ceiling Fixture | Linear Fluorescent | 48 | T-12 | 2 | 32 | Kitchen
Ceiling Fixture | Linear Fluorescent | 48 | T-8 | 2 | 32 | Laundry Room
Recessed Can | Compact Fluorescent |  | Reflector | 1 | 22 | Living Room
Wall Mount | Incandescent |  | Globe | 5 | 40 | Bathroom
Ceiling Fixture | Incandescent |  | Standard A Lamp | 1 | 60 | Closet
Ceiling Fixture | Incandescent |  | Standard A Lamp | 1 | 60 | Closet
Recessed Can | Incandescent |  | Reflector | 1 | 65 | Dining Room
Wall Mount | Compact Fluorescent |  | Twist | 1 | 13 | Dining Room
Ceiling Fixture | Incandescent |  | Standard A Lamp | 2 | 60 | Hall
Ceiling Fixture | Incandescent |  | Standard A Lamp | 2 | 60 | Bedroom
Table | Incandescent |  | Standard A Lamp | 1 | 40 | Bedroom
Ceiling Fixture | Incandescent |  | Standard A Lamp | 1 | 60 | Hall
Ceiling Fixture | Incandescent |  | Standard A Lamp | 2 | 60 | Bedroom
Table | Incandescent |  | Standard A Lamp | 1 | 40 | Bedroom
High bay | Linear Fluorescent | 48 | T-12 | 2 | 40 | Kitchen
Ceiling Fixture | Incandescent |  | Standard A Lamp | 1 | 60 | Laundry Room
Ceiling Fixture | Incandescent |  | Standard A Lamp | 1 | 40 | Laundry Room
Low bay | Linear Fluorescent | 24 | T-12 | 1 | 20 | Laundry Room
Floor lamp | Incandescent |  | 3-Way Incandescent | 1 | 250 | Living Room
Floor lamp | Compact Fluorescent |  | Twist | 3 | 23 | Living Room
Table | Compact Fluorescent |  | Twist | 1 | 26 | Living Room
Table | Incandescent |  | 3-Way Incandescent | 1 | 250 | Living Room
Ceiling Fixture | Incandescent |  | Standard A Lamp | 1 | 60 | Bathroom
Wall Mount | Incandescent |  | Globe | 3 | 40 | Bathroom
Ceiling Fixture | Incandescent |  | Clear | 2 | 60 | Master Bedroom
Table | Compact Fluorescent |  | Twist | 1 | 23 | Master Bedroom
Ceiling Fixture | Incandescent |  | Standard A Lamp | 1 | 60 | Closet
Ceiling Fixture | Incandescent |  | Standard A Lamp | 2 | 60 | Office
Floor lamp | Incandescent |  | Standard A Lamp | 1 | 60 | Office
Table | Incandescent |  | Standard A Lamp | 1 | 60 | Office
Ceiling Fixture | Incandescent |  | Standard A Lamp | 2 | 60 | Laundry Room
Table | Incandescent |  | Standard A Lamp | 1 | 100 | Laundry Room
Ceiling Fixture | Incandescent |  | Standard A Lamp | 2 | 60 | Bathroom
Wall Mount | Compact Fluorescent |  | Twist | 3 | 15 | Bathroom
Ceiling Fixture | Incandescent |  | Standard A Lamp | 2 | 60 | Bedroom
Ceiling Fixture | Incandescent |  | Standard A Lamp | 2 | 60 | Bedroom
Chandelier (Hanging) | Compact Fluorescent |  | Twist | 5 | 22 | Family Room
Ceiling Fixture | Linear Fluorescent | 48 | T-12 | 2 | 40 | Kitchen
Ceiling Fixture | Incandescent |  | Standard A Lamp | 1 | 60 | Laundry Room
Floor lamp | Compact Fluorescent |  | Twist | 2 | 15 | Living Room
Ceiling Fixture | Incandescent |  | Standard A Lamp | 2 | 60 | Office
Ceiling Fixture | Linear Fluorescent | 48 | T-5 | 2 | 16 | Bathroom
Ceiling Fixture | Linear Fluorescent | 48 | T-5 | 2 | 16 | Bathroom
Ceiling Fixture | Incandescent |  | Standard A Lamp | 1 | 60 | Bathroom
Recessed - other | Incandescent |  | Heat Lamp | 1 | 250 | Bathroom
Table | Incandescent |  | Decorative | 1 | 40 | Bedroom
Chandelier (Hanging) | Incandescent |  | Standard A Lamp | 1 | 100 | Dining Room
Ceiling Fixture | Halogen |  | MR | 1 | 30 | Hall
Ceiling Fixture | Compact Fluorescent |  | Twist | 1 | 15 | Garage
Garage door opener | Incandescent |  | Standard A Lamp | 1 | 60 | Garage
Recessed Can | Incandescent |  | Reflector | 1 | 65 | Hall
Recessed Can | Incandescent |  | Reflector | 1 | 65 | Kitchen
Ceiling Fixture | Compact Fluorescent |  | Twist | 1 | 15 | Laundry Room
Table | Incandescent |  | 3-Way Incandescent | 1 | 150 | Living Room
Table | Incandescent |  | Standard A Lamp | 1 | 60 | Master Bedroom
Recessed Can | Incandescent |  | Reflector | 1 | 65 | Office
Wall Mount | Incandescent |  | Standard A Lamp | 3 | 40 | Bathroom
Ceiling Fan | Incandescent |  | Standard A Lamp | 1 | 60 | Bedroom
Ceiling Fixture | Compact Fluorescent |  | Twist | 1 | 15 | Bedroom
Ceiling Fixture | Incandescent |  | Standard A Lamp | 2 | 60 | Dining Room
Ceiling Fan | Compact Fluorescent |  | Twist | 1 | 22 | Family Room
Ceiling Fixture | Linear Fluorescent | 96 | T-12 | 2 | 60 | Garage
Ceiling Fixture | Incandescent |  | Standard A Lamp | 2 | 60 | Hall
Ceiling Fixture | Other |  | Other | 2 | 32 | Kitchen
Ceiling Fixture | Other |  | Other | 2 | 32 | Laundry Room
Table | Compact Fluorescent |  | Twist | 1 | 22 | Living Room
Ceiling Fixture | Incandescent |  | Standard A Lamp | 3 | 60 | Bedroom
Wall Mount | Halogen |  | MR | 3 | 35 | Other
Ceiling Fan | Incandescent |  | Standard A Lamp | 1 | 60 | Other
Ceiling Fixture | Compact Fluorescent |  | Twist | 1 | 15 | Other
Wall Mount | Incandescent |  | Globe | 7 | 60 | Bathroom
Chandelier (Hanging) | Incandescent |  | Standard A Lamp | 3 | 60 | Dining Room
Ceiling Fan | Incandescent |  | Standard A Lamp | 1 | 60 | Family Room
Floor lamp | Incandescent |  | Standard A Lamp | 1 | 60 | Family Room
Floor lamp | Incandescent |  | Standard A Lamp | 1 | 60 | Hall
Ceiling Fixture | Linear Fluorescent | 48 | T-12 | 2 | 32 | Kitchen
Recessed - other | Linear Fluorescent | 48 | T-12 | 2 | 32 | Laundry Room
Ceiling Fan | Incandescent |  | Standard A Lamp | 4 | 60 | Master Bedroom
Ceiling Fan | Incandescent |  | Decorative | 3 | 25 | Other
Ceiling Fixture | Incandescent |  | Standard A Lamp | 1 | 60 | Other
Ceiling Fixture | Incandescent |  | Standard A Lamp | 1 | 60 | Hall
Ceiling Fixture | Incandescent |  | Standard A Lamp | 2 | 60 | Bedroom
Wall Mount | Incandescent |  | Standard A Lamp | 3 | 60 | Bedroom
Ceiling Fixture | Compact Fluorescent |  | Twist | 2 | 15 | Bedroom
Ceiling Fixture | Compact Fluorescent |  | Twist | 2 | 15 | Bedroom
Ceiling Fixture | Incandescent |  | Standard A Lamp | 2 | 60 | Closet
Ceiling Fixture | Halogen |  | MR | 3 | 20 | Closet
Ceiling Fixture | Compact Fluorescent |  | Twist | 3 | 15 | Hall
Wall Mount | Incandescent |  | Standard A Lamp | 3 | 60 | Bathroom
Ceiling Fixture | Incandescent |  | Standard A Lamp | 3 | 60 | Bedroom
Recessed - other | Linear Fluorescent | 96 | T-12 | 1 | 60 | Family Room
Ceiling Fixture | Linear Fluorescent | 96 | T-12 | 2 | 74 | Other
Ceiling Fixture | Incandescent |  | Standard A Lamp | 1 | 60 | Closet
Wall Mount | Compact Fluorescent |  | Twist | 4 | 15 | Bathroom
Recessed Can | Compact Fluorescent |  | Reflector | 1 | 22 | Bedroom
Ceiling Fan | Incandescent |  | Standard A Lamp | 1 | 60 | Bedroom
Table | Incandescent |  | Standard A Lamp | 1 | 60 | Bedroom
Ceiling Fixture | Linear Fluorescent | 48 | T-12 | 2 | 40 | Other
Ceiling Fixture | Incandescent |  | Standard A Lamp | 1 | 60 | Other
Chandelier (Hanging) | Compact Fluorescent |  | Twist | 5 | 15 | Dining Room
Ceiling Fixture | Linear Fluorescent | 48 | T-12 | 1 | 40 | Garage
Garage door opener | Incandescent |  | Standard A Lamp | 1 | 60 | Garage
Recessed Can | Incandescent |  | Standard A Lamp | 1 | 40 | Hall
Recessed Can | Compact Fluorescent |  | Reflector | 1 | 22 | Kitchen
Recessed Can | Compact Fluorescent |  | Reflector | 1 | 22 | Living Room
Recessed Can | Compact Fluorescent |  | Reflector | 1 | 22 | Office
Wall Mount | Compact Fluorescent |  | Twist | 2 | 15 | Bathroom
Ceiling Fan | Incandescent |  | Standard A Lamp | 1 | 60 | Bedroom
Table | Compact Fluorescent |  | Twist | 1 | 15 | Bedroom
Ceiling Fan | Incandescent |  | Standard A Lamp | 1 | 60 | Bedroom
Recessed Can | Compact Fluorescent |  | Reflector |  | 22 | Office
Recessed Can | Compact Fluorescent |  | Reflector | 1 | 22 | Family Room
Recessed - other | Compact Fluorescent |  | Twist | 1 | 15 | Hall
Wall Mount | Incandescent |  | Globe | 4 | 40 | Bathroom
Ceiling Fixture | Incandescent |  | Standard A Lamp | 2 | 60 | Bathroom
Ceiling Fixture | Incandescent |  | Standard A Lamp | 2 | 60 | Bedroom
Table | Incandescent |  | Standard A Lamp | 1 | 60 | Bedroom
Ceiling Fixture | Incandescent |  | Standard A Lamp | 2 | 60 | Bedroom
Ceiling Fixture | Incandescent |  | Standard A Lamp | 2 | 60 | Bedroom
Ceiling Fixture | Incandescent |  | Decorative | 4 | 40 | Dining Room
Floor lamp | Compact Fluorescent |  | Twist | 1 | 15 | Family Room
Wall Mount | Incandescent |  | Mini base | 1 | 40 | Hall
Ceiling Fixture | Linear Fluorescent | 48 | T-12 | 2 | 40 | Kitchen
Floor lamp | Incandescent |  | Standard A Lamp | 1 | 60 | Other
Ceiling Fixture | Incandescent |  | Standard A Lamp | 2 | 60 | Other
Ceiling Fixture | Incandescent |  | Standard A Lamp | 1 | 60 | Other
Other | Incandescent |  | Standard A Lamp | 1 | 100 | Other
Ceiling Fixture | Incandescent |  | Standard A Lamp | 1 | 100 | Bathroom
Wall Mount | Incandescent |  | Standard A Lamp | 1 | 60 | Bathroom
Ceiling Fan | Incandescent |  | Standard A Lamp | 1 | 100 | Bedroom
Ceiling Fixture | Incandescent |  | Standard A Lamp | 1 | 60 | Bedroom
Ceiling Fixture | Incandescent |  | Standard A Lamp | 1 | 100 | Bedroom
Ceiling Fixture | Incandescent |  | Standard A Lamp | 1 | 60 | Bedroom
Ceiling Fixture | Incandescent |  | Standard A Lamp | 1 | 100 | Kitchen
Ceiling Fixture | Incandescent |  | Standard A Lamp | 1 | 100 | Other
Chandelier (Hanging) | Incandescent |  | Decorative | 5 | 40 | Family Room
Ceiling Fixture | Incandescent |  | Standard A Lamp | 1 | 100 | Hall
Ceiling Fixture | Incandescent |  | Standard A Lamp | 1 | 100 | Other
Ceiling Fan | Incandescent |  | Standard A Lamp | 2 | 60 | Bathroom
Wall Mount | Incandescent |  | Standard A Lamp | 3 | 60 | Bathroom
Ceiling Fixture | Incandescent |  | Standard A Lamp | 1 | 60 | Bedroom
Ceiling Fixture | Linear Fluorescent | 48 | T-12 | 2 | 40 | Dining Room
Ceiling Fixture | Linear Fluorescent | 48 | T-12 | 2 | 40 | Garage
Garage door opener | Incandescent |  | Standard A Lamp | 1 | 60 | Garage
Ceiling Fixture | Incandescent |  | Standard A Lamp | 1 | 60 | Hall
Ceiling Fan | Incandescent |  | Standard A Lamp | 1 | 60 | Living Room
Ceiling Fixture | Incandescent |  | Standard A Lamp | 1 | 60 | Office
Wall Mount | Compact Fluorescent |  | Twist | 3 | 14 | Bathroom
Recessed - other | Incandescent |  | Reflector | 1 | 75 | Bathroom
Chandelier (Hanging) | Compact Fluorescent |  | Twist | 1 | 27 | Dining Room
Ceiling Fixture | Compact Fluorescent |  | Twist | 1 | 20 | Hall
Torchiere | Compact Fluorescent |  | Twist | 1 | 27 | Family Room
Recessed Can | Compact Fluorescent |  | Twist | 1 | 20 | Family Room
Floor lamp | Other |  | LED Interior | 1 | 1 | Family Room
Recessed Can | Compact Fluorescent |  | Twist | 1 | 15 | Hall
Recessed Can | Compact Fluorescent |  | Twist | 1 | 15 | Kitchen
Chandelier (Hanging) | Compact Fluorescent |  | Pin base | 1 | 23 | Kitchen
Recessed Can | Compact Fluorescent |  | Twist | 1 | 15 | Living Room
Chandelier (Hanging) | Compact Fluorescent |  | Twist | 5 | 15 | Living Room
Wall Mount | Compact Fluorescent |  | Other | 1 | 27 | Closet
Recessed Can | Compact Fluorescent |  | Twist | 1 | 20 | Office
Wall Mount | Compact Fluorescent |  | Other | 1 | 27 | Closet
Wall Mount | Incandescent |  | Standard A Lamp | 3 | 100 | Bathroom
Recessed Can | Compact Fluorescent |  | Twist | 1 | 20 | Family Room
Ceiling Fixture | Compact Fluorescent |  | Twist | 2 | 15 | Laundry Room
Recessed Can | Compact Fluorescent |  | Twist | 1 | 14 | Hall
Recessed Can | Compact Fluorescent |  | Twist | 1 | 20 | Hall
Recessed Can | Incandescent |  | Reflector | 1 | 65 | Hall
Ceiling Fixture | Incandescent |  | Reflector | 1 | 75 | Bathroom
Wall Mount | Compact Fluorescent |  | Twist | 3 | 14 | Bathroom
Ceiling Fixture | Compact Fluorescent |  | Twist | 2 | 14 | Closet
Torchiere | Compact Fluorescent |  | Twist | 1 | 27 | Master Bedroom
Floor lamp | Incandescent |  | Standard A Lamp | 1 | 40 | Master Bedroom
Ceiling Fixture | Compact Fluorescent |  | Twist | 2 | 14 | Bedroom
Ceiling Fixture | Compact Fluorescent |  | Twist | 2 | 14 | Bedroom
Ceiling Fixture | Compact Fluorescent |  | Twist | 2 | 14 | Family Room
Ceiling Fixture | Compact Fluorescent |  | Twist | 1 | 15 | Garage
Ceiling Fixture | Compact Fluorescent |  | Twist | 2 | 22 | Kitchen
Ceiling Fixture | Linear Fluorescent | 48 | T-12 | 2 | 40 | Other
Ceiling Fan | Incandescent |  | Decorative | 3 | 60 | Hall
Ceiling Fan | Compact Fluorescent |  | Twist | 1 | 15 | Bedroom
Ceiling Fixture | Incandescent |  | Standard A Lamp | 3 | 60 | Hall
Wall Mount | Incandescent |  | Standard A Lamp | 2 | 60 | Bathroom
Ceiling Fan | Compact Fluorescent |  | Twist | 1 | 15 | Bedroom
Ceiling Fixture | Compact Fluorescent |  | Twist | 1 | 15 | Hall
Chandelier (Hanging) | Incandescent |  | Decorative | 6 | 40 | Dining Room
Table | Compact Fluorescent |  | Twist | 1 | 22 | Living Room
Track | Halogen |  | PAR | 3 | 50 | Hall
Ceiling Fixture | Halogen |  | PAR | 3 | 50 | Master Bedroom
Ceiling Fixture | Compact Fluorescent |  | Twist | 2 | 15 | Bathroom
Wall Mount | Incandescent |  | Decorative | 2 | 60 | Bathroom
Ceiling Fixture | Compact Fluorescent |  | Twist | 2 | 15 | Bedroom
Ceiling Fixture | Linear Fluorescent | 48 | T-8 | 2 | 32 | Family Room
Ceiling Fixture | Linear Fluorescent | 48 | T-12 | 2 | 40 | Laundry Room
Table | Compact Fluorescent |  | Twist | 1 | 15 | Bedroom
Ceiling Fixture | Compact Fluorescent |  | Twist | 2 | 15 | Bedroom
Chandelier (Hanging) | Incandescent |  | Decorative | 3 | 60 | Living Room
Recessed Can | Other |  | LED Interior | 1 | 7 | Hall
Ceiling Fixture | Incandescent |  | Standard A Lamp | 2 | 60 | Garage
Ceiling Fixture | Linear Fluorescent | 48 | T-12 | 2 | 60 | Garage
Torchiere | Other |  | LED Interior | 1 | 10 | Hall
Recessed Can | Other |  | LED Interior | 1 | 7 | Hall
Torchiere | Compact Fluorescent |  | Twist | 1 | 15 | Bedroom
Ceiling Fixture | Compact Fluorescent |  | Twist | 1 | 15 | Bedroom
Other | Halogen |  | Other | 1 | 35 | Kitchen
Recessed Can | Other |  | LED Interior | 1 | 5 | Kitchen
Recessed Can | Other |  | LED Interior | 1 | 7 | Kitchen
Ceiling Fixture | Halogen |  | MR | 3 | 35 | Laundry Room
Floor lamp | Compact Fluorescent |  | Twist | 1 | 15 | Living Room
Table | Incandescent |  | Clear | 1 | 60 | Living Room
Wall Mount | Compact Fluorescent |  | Twist | 2 | 15 | Bathroom
Other | Incandescent |  | Mini base | 1 | 20 | Bathroom
Ceiling Fan | Incandescent |  | Decorative | 2 | 60 | Master Bedroom
Table | Incandescent |  | Mini base | 1 | 40 | Master Bedroom
Table | Halogen |  | Other | 1 | 50 | Master Bedroom
Ceiling Fixture | Incandescent |  | Standard A Lamp | 1 | 60 | Hall
Track | Incandescent |  | Globe | 4 | 60 | Bathroom
Ceiling Fan | Incandescent |  | Standard A Lamp | 1 | 60 | Bathroom
Ceiling Fixture | Compact Fluorescent |  | Twist | 2 | 15 | Other
Recessed - other | Compact Fluorescent |  | Pin base | 1 | 15 | Living Room
Ceiling Fixture | Incandescent |  | Clear | 1 | 300 | Living Room
Torchiere | Compact Fluorescent |  | Twist | 1 | 15 | Living Room
Ceiling Fixture | Incandescent |  | Standard A Lamp | 1 | 100 | Bedroom
Floor lamp | Incandescent |  | Mini base | 5 | 40 | Bedroom
Table | Incandescent |  | Mini base | 1 | 40 | Bedroom
Ceiling Fixture | Linear Fluorescent | 48 | T-12 | 1 | 40 | Bathroom
Wall Mount | Incandescent |  | Standard A Lamp | 1 | 75 | Hall
Ceiling Fixture | Compact Fluorescent |  | Twist | 1 | 15 | Living Room
Track | Halogen |  | MR | 1 | 50 | Living Room
Ceiling Fixture | Linear Fluorescent | 48 | T-12 | 4 | 40 | Other
Ceiling Fixture | Linear Fluorescent | 48 | T-12 | 2 | 40 | Other
Wall Mount | Compact Fluorescent |  | Twist | 1 | 15 | Other
Wall Mount | Compact Fluorescent |  | Twist | 1 | 15 | Closet
Ceiling Fixture | Linear Fluorescent | 48 | T-12 | 2 | 40 | Bedroom
Ceiling Fixture | Linear Fluorescent | 48 | T-12 | 2 | 40 | Hall
Table | Compact Fluorescent |  | Twist | 1 | 15 | Hall
Wall Mount | Incandescent |  | Standard A Lamp | 2 | 75 | Hall
Ceiling Fixture | Linear Fluorescent | 48 | T-12 | 2 | 40 | Laundry Room
Wall Mount | Compact Fluorescent |  | Twist | 2 | 15 | Bathroom
Ceiling Fixture | Linear Fluorescent | 48 | T-12 | 2 | 40 | Bathroom
Ceiling Fixture | Linear Fluorescent | 48 | T-12 | 2 | 40 | Office
Table | Compact Fluorescent |  | Twist | 1 | 22 | Office
Ceiling Fixture | Linear Fluorescent | 48 | T-12 | 2 | 20 | Kitchen
Ceiling Fixture | Incandescent |  | Reflector | 1 | 65 | Kitchen
Other | Compact Fluorescent |  | Twist | 1 | 15 | Kitchen
Other | Linear Fluorescent | 18 | T-12 | 1 | 16 | Kitchen
Wall Mount | Compact Fluorescent |  | Globe | 4 | 9 | Bathroom
Wall Mount | Incandescent |  | Globe | 8 | 40 | Bathroom
Ceiling Fixture | Compact Fluorescent |  | Twist | 2 | 20 | Bedroom
Ceiling Fixture | Compact Fluorescent |  | Twist | 2 | 13 | Bedroom
Recessed Can | Compact Fluorescent |  | Reflector | 1 | 11 | Family Room
Ceiling Fixture | Compact Fluorescent |  | Twist | 1 | 13 | Garage
Ceiling Fixture | Compact Fluorescent |  | Twist | 1 | 26 | Garage
Ceiling Fixture | Incandescent |  | Standard A Lamp | 1 | 75 | Garage
Garage door opener | Incandescent |  | Standard A Lamp | 1 | 100 | Garage
Recessed Can | Compact Fluorescent |  | Twist | 1 | 20 | Hall
Ceiling Fixture | Compact Fluorescent |  | Twist | 1 | 20 | Kitchen
Ceiling Fixture | Incandescent |  | Standard A Lamp | 4 | 75 | Kitchen
Chandelier (Hanging) | Compact Fluorescent |  | Twist | 5 | 20 | Living Room
Ceiling Fixture | Incandescent |  | Standard A Lamp | 2 | 60 | Office
Table | Compact Fluorescent |  | Twist | 1 | 20 | Office
Floor lamp | Compact Fluorescent |  | Straight Tube | 1 | 27 | Office
Track | Incandescent |  | Standard A Lamp | 3 | 60 | Bedroom
Track | Compact Fluorescent |  | Twist | 1 | 15 | Bedroom
Floor lamp | Incandescent |  | Standard A Lamp | 3 | 60 | Bedroom
Ceiling Fan | Incandescent |  | Standard A Lamp | 1 | 60 | Master Bedroom
Floor lamp | Incandescent |  | Standard A Lamp | 1 | 60 | Master Bedroom
Table | Linear Fluorescent | 12 | T-8 | 1 | 16 | Master Bedroom
Ceiling Fixture | Linear Fluorescent | 48 | T-12 | 2 | 40 | Closet
Track | Incandescent |  | Standard A Lamp | 3 | 60 | Office
Wall Mount | Incandescent |  | Standard A Lamp | 1 | 60 | Office
Ceiling Fixture | Compact Fluorescent |  | A shape bulb | 1 | 22 | Hall
Chandelier (Hanging) | Incandescent |  | Standard A Lamp | 1 | 60 | Hall
Ceiling Fixture | Linear Fluorescent | 48 | T-12 | 2 | 40 | Bathroom
Wall Mount | Incandescent |  | Globe | 3 | 40 | Bathroom
Ceiling Fan | Incandescent |  | Decorative | 4 | 40 | Dining Room
Ceiling Fan | Incandescent |  | Standard A Lamp | 1 | 75 | Dining Room
Ceiling Fixture | Incandescent |  | Reflector | 2 | 65 | Garage
Ceiling Fixture | Linear Fluorescent | 48 | T-12 | 2 | 40 | Garage
Ceiling Fixture | Incandescent |  | Standard A Lamp | 1 | 60 | Garage
Ceiling Fixture | Compact Fluorescent |  | Twist | 1 | 15 | Garage
Ceiling Fixture | Linear Fluorescent | 48 | T-12 | 2 | 40 | Kitchen
Track | Incandescent |  | Reflector | 3 | 40 | Kitchen
Recessed Can | Incandescent |  | Reflector | 1 | 60 | Kitchen
Ceiling Fixture | Incandescent |  | Standard A Lamp | 2 | 60 | Kitchen
Other | Incandescent |  | Clear | 1 | 25 | Kitchen
Ceiling Fixture | Incandescent |  | Standard A Lamp | 3 | 90 | Living Room
Track | Incandescent |  | Standard A Lamp | 2 | 65 | Living Room
Torchiere | Incandescent |  | Standard A Lamp | 2 | 60 | Living Room
Table | Compact Fluorescent |  | Straight Tube | 1 | 28 | Living Room
Ceiling Fixture | Compact Fluorescent |  | Twist | 2 | 15 | Office
Ceiling Fixture | Incandescent |  | Standard A Lamp | 2 | 40 | Office
Table | Incandescent |  | Other | 1 | 60 | Office
Wall Mount | Compact Fluorescent |  | Twist | 1 | 15 | Closet
Ceiling Fixture | Linear Fluorescent | 48 | T-12 | 2 | 40 | Closet
Wall Mount | Compact Fluorescent |  | Twist | 4 | 15 | Bathroom
Ceiling Fixture | Incandescent |  | Standard A Lamp | 1 | 60 | Bathroom
Table | Incandescent |  | Standard A Lamp | 1 | 60 | Bedroom
Table | Incandescent |  | Standard A Lamp | 1 | 40 | Bedroom
Table | Compact Fluorescent |  | Straight Tube | 1 | 28 | Bedroom
Ceiling Fixture | Compact Fluorescent |  | Twist | 1 | 28 | Bedroom
Table | Incandescent |  | Colored | 1 | 25 | Bedroom
Chandelier (Hanging) | Incandescent |  | Decorative | 5 | 25 | Hall
Ceiling Fixture | Incandescent |  | Standard A Lamp | 5 | 40 | Family Room
Table | Incandescent |  | Standard A Lamp | 1 | 25 | Family Room
Table | Compact Fluorescent |  | Twist | 1 | 7 | Family Room
Ceiling Fixture | Compact Fluorescent |  | Twist | 1 | 22 | Hall
Ceiling Fixture | Compact Fluorescent |  | Twist | 1 | 22 | Hall
Recessed - other | Linear Fluorescent | 48 | T-12 | 1 | 40 | Living Room
Ceiling Fixture | Linear Fluorescent | 48 | T-12 | 1 | 40 | Living Room
Ceiling Fixture | Compact Fluorescent |  | Twist | 1 | 15 | Living Room
Chandelier (Hanging) | Compact Fluorescent |  | Twist | 6 | 15 | Living Room
Table | Incandescent |  | 3-Way Incandescent | 1 | 100 | Living Room
Table | Incandescent |  | Decorative | 3 | 40 | Master Bedroom
Floor lamp | Compact Fluorescent |  | Twist | 2 | 22 | Master Bedroom
Wall Mount | Incandescent |  | Globe | 6 | 40 | Bathroom
Ceiling Fixture | Compact Fluorescent |  | Twist | 2 | 22 | Bathroom
Ceiling Fixture | Compact Fluorescent |  | Twist | 1 | 22 | Office
Table | Compact Fluorescent |  | Straight Tube | 1 | 7 | Office
Ceiling Fixture | Compact Fluorescent |  | Twist | 1 | 22 | Garage
Garage door opener | Incandescent |  | Standard A Lamp | 2 | 40 | Garage
Wall Mount | Incandescent |  | Standard A Lamp | 2 | 60 | Bathroom
Wall Mount | Incandescent |  | Standard A Lamp | 3 | 60 | Bathroom
Ceiling Fixture | Incandescent |  | Reflector | 1 | 65 | Bathroom
Ceiling Fixture | Compact Fluorescent |  | Flood | 1 | 25 | Bathroom
Recessed Can | Incandescent |  | Reflector | 1 | 75 | Closet
Recessed Can | Incandescent |  | Reflector | 1 | 65 | Closet
Recessed - other | Incandescent |  | Reflector | 1 | 65 | Bedroom
Table | Incandescent |  | 3-Way Incandescent | 1 | 100 | Bedroom
Recessed - other | Halogen |  | Other | 1 | 50 | Bedroom
Chandelier (Hanging) | Incandescent |  | Decorative | 5 | 40 | Bedroom
Table | Incandescent |  | Standard A Lamp | 1 | 60 | Bedroom
Table | Compact Fluorescent |  | Twist | 1 | 13 | Bedroom
Ceiling Fixture | Compact Fluorescent |  | Twist | 1 | 13 | Bedroom
Recessed - other | Halogen |  | Other | 1 | 50 | Bedroom
Table | Incandescent |  | Standard A Lamp | 1 | 55 | Bedroom
Table | Compact Fluorescent |  | A shape bulb | 1 | 15 | Bedroom
Recessed - other | Halogen |  | Other | 1 | 50 | Other
Floor lamp | Compact Fluorescent |  | Twist | 1 | 23 | Other
Track | Halogen |  | Other | 1 | 50 | Other
Recessed - other | Incandescent |  | Reflector | 1 | 76 | Other
Table | Incandescent |  | Standard A Lamp | 2 | 55 | Other
Chandelier (Hanging) | Incandescent |  | Decorative | 5 | 40 | Dining Room
Table | Incandescent |  | Clear | 1 | 40 | Dining Room
Wall Mount | Halogen |  | Other | 1 | 50 | Dining Room
Wall Mount | Linear Fluorescent | 12 | T-8 | 1 | 30 | Dining Room
Chandelier (Hanging) | Incandescent |  | Decorative | 12 | 25 | Hall
Recessed - other | Incandescent |  | Reflector | 1 | 75 | Hall
Recessed - other | Incandescent |  | Reflector | 1 | 65 | Family Room
Recessed - other | Halogen |  | Other | 1 | 50 | Family Room
Floor lamp | Incandescent |  | Standard A Lamp | 1 | 60 | Family Room
Ceiling Fixture | Linear Fluorescent | 48 | T-8 | 2 | 32 | Garage
Recessed Can | Incandescent |  | Reflector | 1 | 75 | Hall
Recessed Can | Compact Fluorescent |  | Flood | 1 | 13 | Hall
Recessed - other | Other |  | LED Interior | 1 | 18 | Kitchen
Recessed - other | Compact Fluorescent |  | Reflector | 1 | 15 | Kitchen
Chandelier (Hanging) | Incandescent |  | Clear | 5 | 57 | Kitchen
Wall Mount | Linear Fluorescent | 18 | T-8 | 1 | 30 | Kitchen
Recessed - other | Incandescent |  | Reflector | 1 | 76 | Laundry Room
Recessed Can | Incandescent |  | Reflector | 1 | 65 | Living Room
Recessed - other | Incandescent |  | Reflector | 1 | 86 | Bathroom
Recessed - other | Incandescent |  | Reflector | 1 | 65 | Master Bedroom
Table | Incandescent |  | Standard A Lamp | 1 | 60 | Master Bedroom
Recessed - other | Incandescent |  | Reflector | 1 | 75 | Closet
Recessed Can | Incandescent |  | Reflector | 1 | 65 | Office
Track | Halogen |  | Other | 11 | 45 | Family Room
Recessed - other | Halogen |  | Other | 1 | 35 | Family Room
Table | Incandescent |  | Standard A Lamp | 1 | 60 | Family Room
Wall Mount | Compact Fluorescent |  | Circline (Screw Base) | 1 | 15 | Other
Recessed - other | Incandescent |  | Reflector | 1 | 65 | Other
Wall Mount | Incandescent |  | Standard A Lamp | 2 | 40 | Bathroom
Wall Mount | Compact Fluorescent |  | Twist | 1 | 15 | Bathroom
Ceiling Fixture | Incandescent |  | Standard A Lamp | 2 | 40 | Bathroom
Wall Mount | Incandescent |  | Standard A Lamp | 1 | 60 | Closet
Chandelier (Hanging) | Incandescent |  | Decorative | 6 | 40 | Dining Room
Table | Incandescent |  | Standard A Lamp | 1 | 40 | Dining Room
Ceiling Fixture | Incandescent |  | Standard A Lamp | 2 | 40 | Bedroom
Ceiling Fixture | Compact Fluorescent |  | Twist | 1 | 22 | Hall
Chandelier (Hanging) | Incandescent |  | Decorative | 6 | 25 | Other
Recessed Can | Halogen |  | PAR | 1 | 100 | Family Room
Ceiling Fixture | Linear Fluorescent | 48 | T-12 | 1 | 40 | Garage
Ceiling Fixture | Incandescent |  | Standard A Lamp | 2 | 60 | Kitchen
Architectural | Halogen |  | Quartz Tube | 1 | 50 | Kitchen
Chandelier (Hanging) | Incandescent |  | Globe | 4 | 40 | Living Room
Table | Compact Fluorescent |  | Twist | 1 | 15 | Living Room
Table | Incandescent |  | Decorative | 1 | 25 | Living Room
Torchiere | Compact Fluorescent |  | 3-Way CFL | 1 | 22 | Living Room
Ceiling Fixture | Incandescent |  | Standard A Lamp | 2 | 60 | Master Bedroom
Ceiling Fixture | Incandescent |  | Standard A Lamp | 2 | 60 | Bathroom
Ceiling Fixture | Incandescent |  | Standard A Lamp | 2 | 60 | Master Bedroom
Ceiling Fixture | Compact Fluorescent |  | Twist | 6 | 15 | Closet
Ceiling Fixture | Incandescent |  | Standard A Lamp | 2 | 40 | Laundry Room
Wall Mount | Incandescent |  | Standard A Lamp | 1 | 60 | Bathroom
Ceiling Fixture | Incandescent |  | Standard A Lamp | 1 | 100 | Bedroom
Chandelier (Hanging) | Incandescent |  | Standard A Lamp | 1 | 60 | Hall
Ceiling Fixture | Incandescent |  | Decorative | 2 | 40 | Bedroom
Ceiling Fixture | Compact Fluorescent |  | Twist | 1 | 15 | Hall
Wall Mount | Incandescent |  | Standard A Lamp | 2 | 60 | Bathroom
Ceiling Fixture | Compact Fluorescent |  | Twist | 1 | 7 | Garage
Ceiling Fixture | Linear Fluorescent | 40 | T-12 | 2 | 32 | Garage
Chandelier (Hanging) | Incandescent |  | Standard A Lamp | 1 | 40 | Living Room
Torchiere | Compact Fluorescent |  | A shape bulb | 1 | 15 | Living Room
Chandelier (Hanging) | Incandescent |  | Decorative | 5 | 25 | Laundry Room
Ceiling Fixture | Incandescent |  | Standard A Lamp | 1 | 60 | Laundry Room
Other | Incandescent |  | Clear | 1 | 40 | Laundry Room
Ceiling Fixture | Incandescent |  | Standard A Lamp | 1 | 60 | Laundry Room
Wall Mount | Compact Fluorescent |  | Twist | 2 | 15 | Bathroom
Ceiling Fixture | Compact Fluorescent |  | Twist | 2 | 15 | Bedroom
Ceiling Fixture | Compact Fluorescent |  | Twist | 2 | 15 | Bedroom
Table | Incandescent |  | Standard A Lamp | 1 | 5 | Bedroom
Ceiling Fixture | Compact Fluorescent |  | Twist | 2 | 15 | Bathroom
Wall Mount | Incandescent |  | Standard A Lamp | 6 | 40 | Bathroom
Ceiling Fixture | Compact Fluorescent |  | Twist | 2 | 15 | Bedroom
Ceiling Fixture | Compact Fluorescent |  | Twist | 2 | 15 | Bedroom
Chandelier (Hanging) | Incandescent |  | Standard A Lamp | 5 | 60 | Dining Room
Wall Mount | Incandescent |  | Standard A Lamp | 1 | 60 | Family Room
Ceiling Fixture | Compact Fluorescent |  | Twist | 2 | 15 | Family Room
Torchiere | Incandescent |  | 3-Way Incandescent | 1 | 250 | Family Room
Ceiling Fixture | Compact Fluorescent |  | Twist | 1 | 15 | Hall
Low bay | Linear Fluorescent | 48 | T-8 | 2 | 20 | Garage
Garage door opener | Incandescent |  | Standard A Lamp | 1 | 60 | Garage
Ceiling Fixture | Incandescent |  | Standard A Lamp | 2 | 40 | Kitchen
Ceiling Fixture | Compact Fluorescent |  | Twist | 2 | 15 | Kitchen
Ceiling Fixture | Compact Fluorescent |  | A shape bulb | 3 | 15 | Kitchen
Track | Halogen |  | MR | 4 | 30 | Kitchen
Recessed - other | Incandescent |  | Standard A Lamp | 1 | 60 | Kitchen
Ceiling Fixture | Linear Fluorescent | 48 | T-12 | 2 | 32 | Laundry Room
Ceiling Fixture | Compact Fluorescent |  | Twist | 1 | 15 | Bathroom
Wall Mount | Incandescent |  | Standard A Lamp | 4 | 40 | Bathroom
Ceiling Fixture | Compact Fluorescent |  | Twist | 2 | 15 | Bedroom
Ceiling Fixture | Incandescent |  | Standard A Lamp | 1 | 60 | Kitchen
Table | Compact Fluorescent |  | Twist | 1 | 22 | Living Room
Torchiere | Halogen |  | Quartz Tube | 1 | 50 | Living Room
Wall Mount | Compact Fluorescent |  | Twist | 1 | 15 | Bathroom
Recessed - other | Linear Fluorescent | 48 | T-12 | 1 | 32 | Bathroom
Ceiling Fixture | Incandescent |  | Decorative | 3 | 40 | Master Bedroom
Table | Incandescent |  | Standard A Lamp | 1 | 90 | Master Bedroom
Ceiling Fixture | Compact Fluorescent |  | Twist | 1 | 15 | Other
Architectural | Other |  | LED Interior | 1 | 12 | Hall
Ceiling Fixture | Compact Fluorescent |  | A shape bulb | 2 | 7 | Bathroom
Wall Mount | Compact Fluorescent |  | A shape bulb | 3 | 7 | Bathroom
Ceiling Fixture | Compact Fluorescent |  | Twist | 1 | 15 | Bedroom
Torchiere | Compact Fluorescent |  | Other | 1 | 42 | Bedroom
Table | Incandescent |  | Standard A Lamp | 1 | 75 | Bedroom
Wall Mount | Incandescent |  | Standard A Lamp | 2 | 60 | Bedroom
Ceiling Fixture | Compact Fluorescent |  | Twist | 1 | 15 | Bedroom
Ceiling Fixture | Incandescent |  | Standard A Lamp | 2 | 60 | Bedroom
Ceiling Fan | Incandescent |  | Decorative | 4 | 40 | Dining Room
Ceiling Fan | Compact Fluorescent |  | Twist | 1 | 15 | Dining Room
Wall Mount | Incandescent |  | Globe | 2 | 75 | Bathroom
Ceiling Fixture | Compact Fluorescent |  | Twist | 1 | 15 | Hall
Ceiling Fixture | Compact Fluorescent |  | Twist | 2 | 15 | Family Room
Track | Incandescent |  | Reflector | 3 | 65 | Family Room
Floor lamp | Compact Fluorescent |  | Twist | 2 | 15 | Family Room
Table | Incandescent |  | Standard A Lamp | 1 | 60 | Family Room
Table | Compact Fluorescent |  | Twist | 1 | 15 | Family Room
Floor lamp | Incandescent |  | Standard A Lamp | 2 | 60 | Bedroom
Ceiling Fixture | Compact Fluorescent |  | Twist | 1 | 22 | Hall
Ceiling Fixture | Compact Fluorescent |  | Twist | 1 | 15 | Hall
Ceiling Fixture | Incandescent |  | Standard A Lamp | 1 | 60 | Hall
Ceiling Fan | Compact Fluorescent |  | Twist | 4 | 15 | Kitchen
Recessed Can | Incandescent |  | Reflector | 1 | 65 | Kitchen
Other | Incandescent |  | Standard A Lamp | 1 | 40 | Kitchen
Ceiling Fixture | Linear Fluorescent | 48 | T-12 | 2 | 40 | Living Room
Table | Compact Fluorescent |  | Twist | 1 | 15 | Living Room
Torchiere | Compact Fluorescent |  | Twist | 1 | 15 | Living Room
Wall Mount | Compact Fluorescent |  | Twist | 1 | 15 | Bathroom
Wall Mount | Incandescent |  | Standard A Lamp | 4 | 60 | Bathroom
Wall Mount | Incandescent |  | Standard A Lamp | 2 | 60 | Bedroom
Ceiling Fixture | Incandescent |  | Standard A Lamp | 1 | 60 | Master Bedroom
Wall Mount | Incandescent |  | Standard A Lamp | 1 | 60 | Hall
Torchiere | Compact Fluorescent |  | Twist | 1 | 36 | Office
Wall Mount | Compact Fluorescent |  | Twist | 1 | 22 | Office
Recessed Can | Incandescent |  | Reflector | 1 | 75 | Office
Wall Mount | Incandescent |  | Mini base | 4 | 40 | Bathroom
Wall Mount | Incandescent |  | Reflector | 1 | 75 | Bathroom
Wall Mount | Compact Fluorescent |  | Twist | 1 | 22 | Bathroom
Recessed Can | Incandescent |  | Reflector | 1 | 65 | Bathroom
Wall Mount | Compact Fluorescent |  | Twist | 1 | 22 | Master Bedroom
Floor lamp | Incandescent |  | Standard A Lamp | 1 | 60 | Master Bedroom
Table | Compact Fluorescent |  | Twist | 1 | 22 | Master Bedroom
Ceiling Fixture | Linear Fluorescent | 48 | T-12 | 2 | 40 | Bedroom
Ceiling Fixture | Incandescent |  | Standard A Lamp | 2 | 60 | Bedroom
Wall Mount | Incandescent |  | Standard A Lamp | 1 | 60 | Bedroom
Wall Mount | Incandescent |  | Decorative | 1 | 40 | Hall
Wall Mount | Incandescent |  | Standard A Lamp | 1 | 60 | Garage
Garage door opener | Incandescent |  | Standard A Lamp | 1 | 75 | Garage
Chandelier (Hanging) | Compact Fluorescent |  | Twist | 1 | 22 | Kitchen
Ceiling Fixture | Linear Fluorescent | 48 | T-12 | 4 | 40 | Kitchen
Wall Mount | Incandescent |  | Standard A Lamp | 1 | 60 | Kitchen
Ceiling Fixture | Linear Fluorescent | 48 | T-12 | 2 | 40 | Kitchen
Ceiling Fixture | Compact Fluorescent |  | Twist | 1 | 22 | Laundry Room
Ceiling Fan | Incandescent |  | Standard A Lamp | 4 | 60 | Living Room
Chandelier (Hanging) | Incandescent |  | Decorative | 4 | 40 | Living Room
Chandelier (Hanging) | Compact Fluorescent |  | Twist | 1 | 22 | Living Room
Table | Incandescent |  | 3-Way Incandescent | 1 | 75 | Living Room
Wall Mount | Incandescent |  | Standard A Lamp | 1 | 150 | Living Room
Table | Incandescent |  | Decorative | 2 | 40 | Living Room
Table | Compact Fluorescent |  | Twist | 1 | 22 | Bedroom
Recessed Can | Compact Fluorescent |  | Twist | 1 | 15 | Other
Ceiling Fixture | Incandescent |  | Mini base | 4 | 40 | Other
Recessed Can | Incandescent |  | Standard A Lamp | 1 | 60 | Other
Wall Mount | Incandescent |  | Decorative | 1 | 40 | Other
Table | Compact Fluorescent |  | Twist | 2 | 14 | Other
Table | Incandescent |  | Standard A Lamp | 1 | 40 | Other
Other | Incandescent |  | Colored | 1 | 5 | Other
Ceiling Fixture | Compact Fluorescent |  | Twist | 2 | 18 | Other
Floor lamp | Halogen |  | Quartz Tube | 2 | 60 | Other
Wall Mount | Incandescent |  | Standard A Lamp | 3 | 60 | Other
Ceiling Fixture | Incandescent |  | Standard A Lamp | 2 | 40 | Bathroom
Track | Incandescent |  | Standard A Lamp | 3 | 60 | Family Room
Table | Compact Fluorescent |  | Twist | 1 | 13 | Family Room
Ceiling Fixture | Incandescent |  | Standard A Lamp | 1 | 60 | Living Room
Table | Compact Fluorescent |  | Twist | 1 | 13 | Living Room
Table | Incandescent |  | Colored | 1 | 60 | Living Room
Ceiling Fixture | Linear Fluorescent | 48 | T-12 | 4 | 40 | Garage
Ceiling Fixture | Linear Fluorescent | 48 | T-12 | 2 | 40 | Garage
Ceiling Fixture | Incandescent |  | Standard A Lamp | 3 | 60 | Garage
Ceiling Fixture | Incandescent |  | Standard A Lamp | 1 | 60 | Kitchen
Ceiling Fixture | Linear Fluorescent | 24 | T-12 | 1 | 20 | Kitchen
Other | Incandescent |  | Other | 1 | 25 | Kitchen
Ceiling Fixture | Incandescent |  | Standard A Lamp | 1 | 60 | Kitchen
Track | Halogen |  | MR | 3 | 50 | Kitchen
Ceiling Fixture | Compact Fluorescent |  | Twist | 1 | 15 | Living Room
Table | Incandescent |  | Standard A Lamp | 1 | 60 | Living Room
Ceiling Fixture | Incandescent |  | Standard A Lamp | 1 | 60 | Master Bedroom
Track | Compact Fluorescent |  | Twist | 2 | 18 | Master Bedroom
Wall Mount | Incandescent |  | Standard A Lamp | 1 | 60 | Master Bedroom
Ceiling Fixture | Incandescent |  | Standard A Lamp | 2 | 60 | Bathroom
Wall Mount | Incandescent |  | Decorative | 1 | 40 | Bathroom
Ceiling Fixture | Incandescent |  | Standard A Lamp | 1 | 60 | Other
Table | Compact Fluorescent |  | Twist | 1 | 22 | Other
Chandelier (Hanging) | Compact Fluorescent |  | Pin base | 1 | 15 | Office
Wall Mount | Incandescent |  | Standard A Lamp | 1 | 60 | Office
Torchiere | Compact Fluorescent |  | Other | 1 | 28 | Office
Table | Compact Fluorescent |  | Other | 1 | 28 | Office
Wall Mount | Compact Fluorescent |  | Twist | 2 | 15 | Bathroom
Wall Mount | Compact Fluorescent |  | Globe | 10 | 15 | Bathroom
Ceiling Fixture | Incandescent |  | Standard A Lamp | 2 | 60 | Bedroom
Chandelier (Hanging) | Incandescent |  | Standard A Lamp | 1 | 75 | Bedroom
Wall Mount | Linear Fluorescent | 42 | T-12 | 1 | 40 | Other
Table | Compact Fluorescent |  | Other | 1 | 28 | Other
Table | Incandescent |  | Standard A Lamp | 1 | 75 | Other
Chandelier (Hanging) | Incandescent |  | Standard A Lamp | 1 | 60 | Other
Table | Compact Fluorescent |  | Twist | 1 | 7 | Other
Ceiling Fixture | Linear Fluorescent | 48 | T-12 | 2 | 32 | Dining Room
Ceiling Fixture | Incandescent |  | Standard A Lamp | 2 | 60 | Office
Table | Incandescent |  | Mini base | 1 | 5 | Office
Ceiling Fixture | Linear Fluorescent | 46 | T-12 | 4 | 40 | Garage
Ceiling Fixture | Linear Fluorescent | 46 | T-12 | 2 | 40 | Garage
Ceiling Fixture | Incandescent |  | Standard A Lamp | 1 | 60 | Garage
Ceiling Fixture | Compact Fluorescent |  | Twist | 1 | 15 | Garage
Recessed Can | Compact Fluorescent |  | Twist | 1 | 15 | Hall
Recessed Can | Incandescent |  | Reflector | 1 | 60 | Hall
Ceiling Fixture | Compact Fluorescent |  | Twist | 1 | 15 | Hall
Recessed Can | Compact Fluorescent |  | Twist | 1 | 15 | Kitchen
Ceiling Fixture | Incandescent |  | Standard A Lamp | 3 | 60 | Kitchen
Recessed - other | Linear Fluorescent | 20 | T-12 | 1 | 20 | Kitchen
Ceiling Fixture | Compact Fluorescent |  | Twist | 1 | 15 | Laundry Room
Floor lamp | Compact Fluorescent |  | Twist | 1 | 28 | Living Room
Table | Compact Fluorescent |  | Twist | 1 | 15 | Living Room
Floor lamp | Compact Fluorescent |  | Twist | 1 | 15 | Living Room
Torchiere | Linear Fluorescent |  | T-8 | 1 | 32 | Living Room
Ceiling Fixture | Compact Fluorescent |  | Twist | 2 | 22 | Master Bedroom
Table | Incandescent |  | Standard A Lamp | 1 | 25 | Master Bedroom
Floor lamp | Halogen |  | Quartz Tube | 1 | 50 | Master Bedroom
Torchiere | Compact Fluorescent |  | Twist | 1 | 15 | Master Bedroom
Ceiling Fixture | Incandescent |  | Heat Lamp | 1 | 150 | Bathroom
Wall Mount | Incandescent |  | Reflector | 1 | 60 | Living Room
Ceiling Fixture | Compact Fluorescent |  | Twist | 1 | 15 | Bathroom
Wall Mount | Compact Fluorescent |  | Twist | 3 | 15 | Bathroom
Ceiling Fixture | Compact Fluorescent |  | A shape bulb | 1 | 15 | Hall
Recessed Can | Incandescent |  | Reflector | 1 | 65 | Family Room
Recessed Can | Incandescent |  | Reflector | 1 | 65 | Office
Ceiling Fixture | Compact Fluorescent |  | Twist | 1 | 15 | Hall
Wall Mount | Compact Fluorescent |  | A shape bulb | 4 | 22 | Bathroom
Ceiling Fan | Compact Fluorescent |  | Twist | 1 | 15 | Bathroom
Ceiling Fixture | Compact Fluorescent |  | A shape bulb | 1 | 15 | Laundry Room
Recessed Can | Incandescent |  | Reflector | 1 | 65 | Master Bedroom
Recessed Can | Compact Fluorescent |  | Reflector | 1 | 22 | Closet
Garage door opener | Compact Fluorescent |  | Twist | 1 | 15 | Garage
Ceiling Fixture | Compact Fluorescent |  | Twist | 1 | 15 | Garage
Ceiling Fixture | Compact Fluorescent |  | Twist | 1 | 15 | Hall
Ceiling Fixture | Incandescent |  | Clear | 3 | 60 | Kitchen
Ceiling Fixture | Incandescent |  | Decorative | 2 | 40 | Kitchen
Chandelier (Hanging) | Compact Fluorescent |  | Twist | 3 | 15 | Kitchen
Other | Incandescent |  | Clear | 1 | 25 | Kitchen
Chandelier (Hanging) | Incandescent |  | Clear | 2 | 40 | Dining Room
Ceiling Fixture | Compact Fluorescent |  | Twist | 1 | 15 | Hall
Ceiling Fixture | Compact Fluorescent |  | A shape bulb | 2 | 15 | Bedroom
Table | Compact Fluorescent |  | Twist | 1 | 15 | Bedroom
Ceiling Fixture | Compact Fluorescent |  | Twist | 2 | 15 | Bathroom
Wall Mount | Compact Fluorescent |  | Twist | 3 | 15 | Bathroom
Ceiling Fixture | Compact Fluorescent |  | Twist | 2 | 15 | Bedroom
Table | Compact Fluorescent |  | Twist | 1 | 15 | Bedroom
Ceiling Fixture | Compact Fluorescent |  | Twist | 2 | 15 | Bedroom
Ceiling Fixture | Linear Fluorescent | 48 | T-12 | 2 | 40 | Kitchen
Ceiling Fixture | Incandescent |  | Standard A Lamp | 2 | 40 | Dining Room
Ceiling Fixture | Linear Fluorescent | 48 | T-12 | 2 | 40 | Garage
Ceiling Fixture | Incandescent |  | Standard A Lamp | 2 | 60 | Living Room
Table | Compact Fluorescent |  | Twist | 1 | 15 | Living Room
Wall Mount | Incandescent |  | Standard A Lamp | 1 | 46 | Bathroom
Ceiling Fixture | Incandescent |  | Standard A Lamp | 2 | 100 | Bedroom
Ceiling Fixture | Incandescent |  | Standard A Lamp | 1 | 60 | Hall
Ceiling Fixture | Compact Fluorescent |  | Twist | 2 | 15 | Bedroom
Ceiling Fixture | Compact Fluorescent |  | Twist | 1 | 15 | Bedroom
Recessed Can | Compact Fluorescent |  | Twist | 1 | 15 | Kitchen
Track | Halogen |  | MR | 4 | 50 | Kitchen
Ceiling Fan | Compact Fluorescent |  | Twist | 1 | 15 | Bedroom
Table | Incandescent |  | Standard A Lamp | 1 | 60 | Bedroom
Ceiling Fixture | Compact Fluorescent |  | Twist | 1 | 15 | Master Bedroom
Table | Compact Fluorescent |  | Twist | 1 | 15 | Master Bedroom
Wall Mount | Compact Fluorescent |  | Twist | 3 | 15 | Bathroom
Recessed Can | Compact Fluorescent |  | Twist | 1 | 15 | Bathroom
Recessed Can | Compact Fluorescent |  | Twist | 1 | 15 | Closet
Ceiling Fixture | Incandescent |  | Clear | 1 | 40 | Hall
Chandelier (Hanging) | Incandescent |  | Decorative | 5 | 25 | Dining Room
Recessed Can | Compact Fluorescent |  | Twist | 1 | 15 | Dining Room
Recessed Can | Compact Fluorescent |  | Twist | 1 | 15 | Laundry Room
Floor lamp | Incandescent |  | 3-Way Incandescent | 1 | 200 | Laundry Room
Table | Compact Fluorescent |  | Twist | 1 | 15 | Laundry Room
Ceiling Fixture | Linear Fluorescent | 48 | T-12 | 2 | 40 | Laundry Room
Ceiling Fixture | Compact Fluorescent |  | Twist | 1 | 15 | Bathroom
Ceiling Fixture | Linear Fluorescent | 96 | T-12 | 2 | 60 | Garage
Ceiling Fixture | Linear Fluorescent | 48 | T-12 | 2 | 40 | Garage
Ceiling Fan | Compact Fluorescent |  | Twist | 1 | 15 | Office
Wall Mount | Incandescent |  | Clear | 4 | 40 | Bathroom
Ceiling Fixture | Compact Fluorescent |  | Twist | 1 | 15 | Bathroom
Ceiling Fixture | Incandescent |  | Heat Lamp | 2 | 250 | Bathroom
Ceiling Fixture | Compact Fluorescent |  | Twist | 2 | 15 | Bedroom
Wall Mount | Incandescent |  | Standard A Lamp | 3 | 60 | Bathroom
Ceiling Fixture | Incandescent |  | Reflector | 3 | 65 | Bathroom
Recessed Can | Incandescent |  | Heat Lamp | 2 | 250 | Bathroom
Ceiling Fixture | Incandescent |  | Standard A Lamp | 1 | 60 | Bathroom
Wall Mount | Incandescent |  | Standard A Lamp | 2 | 100 | Bathroom
Ceiling Fixture | Incandescent |  | Reflector | 3 | 65 | Bedroom
Table | Incandescent |  | Standard A Lamp | 1 | 40 | Bedroom
Table | Incandescent |  | Standard A Lamp | 1 | 100 | Bedroom
Ceiling Fixture | Incandescent |  | Reflector | 3 | 65 | Bedroom
Table | Incandescent |  | Standard A Lamp | 1 | 40 | Bedroom
Table | Incandescent |  | Standard A Lamp | 1 | 60 | Bedroom
Ceiling Fixture | Incandescent |  | Standard A Lamp | 1 | 60 | Closet
Ceiling Fixture | Incandescent |  | Standard A Lamp | 1 | 60 | Closet
Ceiling Fixture | Incandescent |  | Reflector | 3 | 65 | Closet
Track | Incandescent |  | Reflector | 2 | 75 | Closet
Track | Incandescent |  | Reflector | 6 | 75 | Other
Ceiling Fixture | Incandescent |  | Reflector | 3 | 75 | Other
Floor lamp | Compact Fluorescent |  | 3-Way CFL | 1 | 28 | Other
Chandelier (Hanging) | Incandescent |  | Decorative | 5 | 40 | Dining Room
Track | Halogen |  | PAR | 2 | 75 | Dining Room
Track | Halogen |  | PAR | 3 | 75 | Family Room
Table | Incandescent |  | Mini base | 2 | 25 | Family Room
Table | Incandescent |  | Standard A Lamp | 1 | 60 | Family Room
Table | Incandescent |  | Standard A Lamp | 1 | 100 | Family Room
Floor lamp | Incandescent |  | Standard A Lamp | 2 | 60 | Family Room
Recessed Can | Halogen |  | PAR | 1 | 50 | Hall
Table | Incandescent |  | Standard A Lamp | 1 | 40 | Hall
Ceiling Fixture | Incandescent |  | Standard A Lamp | 1 | 60 | Hall
Recessed Can | Incandescent |  | Reflector | 1 | 65 | Kitchen
Track | Incandescent |  | Reflector | 2 | 65 | Kitchen
Track | Incandescent |  | Reflector | 2 | 75 | Kitchen
Ceiling Fixture | Incandescent |  | Mini base | 3 | 40 | Kitchen
Ceiling Fixture | Incandescent |  | Reflector | 3 | 65 | Laundry Room
Recessed Can | Halogen |  | PAR | 1 | 50 | Living Room
Chandelier (Hanging) | Incandescent |  | Decorative | 3 | 40 | Living Room
Floor lamp | Incandescent |  | Mini base | 2 | 40 | Living Room
Wall Mount | Incandescent |  | Standard A Lamp | 3 | 60 | Bathroom
Track | Halogen |  | MR | 4 | 50 | Bathroom
Table | Incandescent |  | Mini base | 1 | 25 | Bathroom
Ceiling Fixture | Incandescent |  | Reflector | 3 | 65 | Bedroom
Table | Incandescent |  | Mini base | 3 | 60 | Bedroom
Ceiling Fixture | Incandescent |  | Standard A Lamp | 1 | 100 | Closet
Wall Mount | Other |  | Other | 2 | 57 | Bathroom
Chandelier (Hanging) | Incandescent |  | Globe | 1 | 100 | Dining Room
Recessed Can | Compact Fluorescent |  | Reflector | 1 | 14 | Family Room
Table | Incandescent |  | Standard A Lamp | 1 | 100 | Family Room
Table | Incandescent |  | Standard A Lamp | 1 | 60 | Family Room
Chandelier (Hanging) | Incandescent |  | Standard A Lamp | 9 | 60 | Hall
Table | Compact Fluorescent |  | Twist | 1 | 13 | Hall
Recessed Can | Compact Fluorescent |  | Reflector | 1 | 14 | Hall
Other | Other |  | Other | 1 | 19 | Kitchen
Recessed Can | Compact Fluorescent |  | Reflector | 1 | 14 | Kitchen
Recessed Can | Compact Fluorescent |  | Reflector | 1 | 14 | Kitchen
Ceiling Fixture | Compact Fluorescent |  | Twist | 2 | 13 | Laundry Room
Torchiere | Incandescent |  | Standard A Lamp | 1 | 40 | Living Room
Table | Incandescent |  | Standard A Lamp | 1 | 100 | Living Room
Torchiere | Other |  | Other | 1 | 15 | Living Room
Ceiling Fixture | Incandescent |  | Standard A Lamp | 2 | 60 | Closet
Chandelier (Hanging) | Incandescent |  | Standard A Lamp | 5 | 60 | Other
Wall Mount | Linear Fluorescent | 24 | T-12 | 1 | 20 | Closet
Ceiling Fixture | Incandescent |  | Standard A Lamp | 3 | 60 | Bedroom
Table | Incandescent |  | Standard A Lamp | 1 | 60 | Bedroom
Table | Compact Fluorescent |  | Twist | 2 | 9 | Bedroom
Ceiling Fixture | Compact Fluorescent |  | Twist | 3 | 13 | Other
Ceiling Fixture | Incandescent |  | Standard A Lamp | 1 | 60 | Closet
Ceiling Fixture | Incandescent |  | Standard A Lamp | 2 | 60 | Bathroom
Recessed Can | Compact Fluorescent |  | Reflector | 1 | 14 | Master Bedroom
Table | Compact Fluorescent |  | Twist | 1 | 13 | Master Bedroom
Table | Compact Fluorescent |  | Twist | 1 | 13 | Master Bedroom
Table | Incandescent |  | Standard A Lamp | 1 | 60 | Master Bedroom
Ceiling Fixture | Incandescent |  | Standard A Lamp | 3 | 60 | Closet
Ceiling Fixture | Compact Fluorescent |  | Twist | 3 | 13 | Bedroom
Table | Compact Fluorescent |  | Twist | 1 | 13 | Bedroom
Ceiling Fixture | Incandescent |  | Standard A Lamp | 2 | 60 | Bathroom
Recessed Can | Incandescent |  | Reflector |  | 65 | Family Room
Recessed Can | Compact Fluorescent |  | Reflector | 1 | 14 | Hall
Ceiling Fixture | Incandescent |  | Standard A Lamp | 2 | 60 | Living Room
Recessed Can | Incandescent |  | Standard A Lamp | 1 | 60 | Bathroom
Recessed Can | Compact Fluorescent |  | Reflector | 1 | 14 | Bathroom
Garage door opener | Incandescent |  | Standard A Lamp | 1 | 60 | Garage
Ceiling Fixture | Incandescent |  | Standard A Lamp | 1 | 60 | Garage
Ceiling Fixture | Compact Fluorescent |  | Twist | 2 | 13 | Hall
Ceiling Fixture | Incandescent |  | Reflector | 1 | 125 | Bathroom
Wall Mount | Compact Fluorescent |  | Twist | 2 | 14 | Bathroom
Ceiling Fixture | Compact Fluorescent |  | Twist | 1 | 13 | Master Bedroom
Table | Compact Fluorescent |  | Twist | 1 | 13 | Master Bedroom
Ceiling Fixture | Linear Fluorescent | 48 | T-12 | 2 | 40 | Kitchen
Other | Compact Fluorescent |  | Twist | 3 | 13 | Laundry Room
Track | Other |  | Other | 9 | 58 | Living Room
Ceiling Fixture | Compact Fluorescent |  | Twist | 1 | 13 | Living Room
Floor lamp | Compact Fluorescent |  | Twist | 1 | 13 | Living Room
Wall Mount | Compact Fluorescent |  | Twist | 1 | 13 | Living Room
Wall Mount | Incandescent |  | Globe | 3 | 40 | Bathroom
Recessed - other | Compact Fluorescent |  | Twist | 1 | 22 | Bedroom
Table | Compact Fluorescent |  | Straight Tube | 1 | 15 | Bedroom
Table | Compact Fluorescent |  | Twist | 1 | 22 | Bedroom
Chandelier (Hanging) | Incandescent |  | Decorative | 10 | 25 | Dining Room
Ceiling Fixture | Linear Fluorescent | 96 | T-12 | 2 | 100 | Garage
Garage door opener | Compact Fluorescent |  | Twist | 2 | 22 | Garage
Recessed - other | Compact Fluorescent |  | Twist | 1 | 22 | Hall
Track | Compact Fluorescent |  | Twist | 3 | 22 | Hall
Recessed - other | Compact Fluorescent |  | Twist | 1 | 22 | Laundry Room
Ceiling Fixture | Compact Fluorescent |  | Twist | 4 | 22 | Living Room
Floor lamp | Compact Fluorescent |  | Twist | 1 | 28 | Living Room
Table | Incandescent |  | Standard A Lamp | 1 | 75 | Living Room
Table | Compact Fluorescent |  | Twist | 1 | 28 | Living Room
Chandelier (Hanging) | Incandescent |  | Decorative | 6 | 25 | Living Room
Wall Mount | Incandescent |  | Globe | 4 | 40 | Bathroom
Ceiling Fan | Incandescent |  | Standard A Lamp | 1 | 60 | Bathroom
Recessed - other | Compact Fluorescent |  | Twist | 1 | 22 | Bathroom
Table | Compact Fluorescent |  | Twist | 1 | 22 | Master Bedroom
Table | Compact Fluorescent |  | Straight Tube | 2 | 15 | Master Bedroom
Recessed - other | Compact Fluorescent |  | Twist | 1 | 22 | Office
Other | Linear Fluorescent | 12 | T-5 | 1 | 16 | Office
Table | Compact Fluorescent |  | Twist | 1 | 22 | Office
Torchiere | Compact Fluorescent |  | Twist | 2 | 22 | Office
Recessed Can | Halogen |  | Quartz Tube | 1 | 50 | Office
Track | Compact Fluorescent |  | Reflector | 4 | 28 | Living Room
Recessed - other | Compact Fluorescent |  | Reflector | 1 | 28 | Living Room
Ceiling Fixture | Linear Fluorescent | 36 | T-12 | 4 | 32 | Kitchen
Ceiling Fixture | Linear Fluorescent | 40 | T-12 | 2 | 40 | Living Room
Ceiling Fixture | Compact Fluorescent |  | Twist | 2 | 13 | Living Room
Ceiling Fixture | Incandescent |  | Standard A Lamp | 1 | 75 | Living Room
Recessed Can | Incandescent |  | Reflector | 1 | 65 | Bathroom
Ceiling Fixture | Incandescent |  | Clear | 2 | 55 | Bathroom
Wall Mount | Incandescent |  | Mini base | 1 | 40 | Bathroom
Ceiling Fixture | Compact Fluorescent |  | Twist | 2 | 13 | Bathroom
Ceiling Fixture | Incandescent |  | Standard A Lamp | 1 | 75 | Bathroom
Ceiling Fixture | Linear Fluorescent | 48 | T-12 | 1 | 35 | Bedroom
Recessed Can | Incandescent |  | Reflector | 1 | 100 | Bedroom
Ceiling Fixture | Compact Fluorescent |  | Reflector | 1 | 15 | Bedroom
Floor lamp | Incandescent |  | Clear | 1 | 75 | Bedroom
Ceiling Fixture | Incandescent |  | Standard A Lamp | 2 | 60 | Bedroom
Table | Incandescent |  | Clear | 1 | 60 | Bedroom
Chandelier (Hanging) | Incandescent |  | Standard A Lamp | 6 | 60 | Dining Room
Ceiling Fixture | Incandescent |  | Standard A Lamp | 2 | 75 | Hall
Ceiling Fixture | Compact Fluorescent |  | Twist | 2 | 13 | Hall
Wall Mount | Incandescent |  | Mini base | 1 | 40 | Hall
Ceiling Fixture | Incandescent |  | Reflector | 1 | 75 | Garage
Ceiling Fixture | Compact Fluorescent |  | Twist | 1 | 22 | Garage
Recessed Can | Incandescent |  | Reflector | 1 | 65 | Hall
Ceiling Fixture | Linear Fluorescent | 48 | T-8 | 2 | 32 | Kitchen
Ceiling Fixture | Linear Fluorescent | 48 | T-12 | 1 | 40 | Kitchen
Ceiling Fixture | Linear Fluorescent | 12 | T-5 | 1 | 8 | Kitchen
Chandelier (Hanging) | Compact Fluorescent |  | Twist | 1 | 13 | Kitchen
Chandelier (Hanging) | Other |  | LED Interior | 2 | 7 | Kitchen
Table | Incandescent |  | Mini base | 1 | 40 | Kitchen
Ceiling Fixture | Incandescent |  | Standard A Lamp | 2 | 75 | Laundry Room
Track | Halogen |  | MR | 3 | 50 | Laundry Room
Floor lamp | Compact Fluorescent |  | Twist | 2 | 13 | Living Room
Ceiling Fixture | Incandescent |  | Mini base | 2 | 75 | Bathroom
Ceiling Fixture | Halogen |  | MR | 2 | 50 | Bathroom
Ceiling Fixture | Compact Fluorescent |  | Twist | 1 | 13 | Bathroom
Ceiling Fixture | Incandescent |  | Standard A Lamp | 1 | 75 | Bathroom
Chandelier (Hanging) | Incandescent |  | Mini base | 1 | 40 | Bathroom
Table | Incandescent |  | Standard A Lamp | 1 | 75 | Master Bedroom
Table | Compact Fluorescent |  | Twist | 1 | 13 | Master Bedroom
Table | Incandescent |  | Mini base | 1 | 40 | Master Bedroom
Recessed Can | Compact Fluorescent |  | Twist | 1 | 15 | Closet
Ceiling Fixture | Linear Fluorescent | 48 | T-12 | 1 | 34 | Closet
Ceiling Fixture | Compact Fluorescent |  | Twist | 1 | 13 | Closet
Ceiling Fan | Incandescent |  | Standard A Lamp | 4 | 40 | Dining Room
Table | Incandescent |  | Mini base | 1 | 25 | Dining Room
Ceiling Fixture | Incandescent |  | Standard A Lamp | 1 | 60 | Hall
Ceiling Fixture | Linear Fluorescent | 48 | T-12 | 2 | 40 | Garage
Wall Mount | Incandescent |  | Mini base | 4 | 60 | Bathroom
Ceiling Fixture | Incandescent |  | Standard A Lamp | 1 | 40 | Hall
Table | Compact Fluorescent |  | Twist | 1 | 15 | Hall
Table | Incandescent |  | Standard A Lamp | 1 | 60 | Kitchen
Ceiling Fan | Incandescent |  | Standard A Lamp | 1 | 75 | Kitchen
Chandelier (Hanging) | Compact Fluorescent |  | Twist | 1 | 13 | Kitchen
Table | Compact Fluorescent |  | Twist | 1 | 25 | Living Room
Floor lamp | Incandescent |  | Standard A Lamp | 1 | 100 | Living Room
Table | Compact Fluorescent |  | Twist | 1 | 13 | Living Room
Wall Mount | Compact Fluorescent |  | Twist | 2 | 13 | Bathroom
Table | Incandescent |  | Mini base | 1 | 40 | Bathroom
Ceiling Fixture | Incandescent |  | Standard A Lamp | 2 | 60 | Master Bedroom
Ceiling Fixture | Compact Fluorescent |  | Twist | 2 | 18 | Office
Table | Incandescent |  | Mini base | 1 | 40 | Office
Ceiling Fixture | Compact Fluorescent |  | Mini base | 2 | 15 | Bedroom
Ceiling Fixture | Incandescent |  | Mini base | 1 | 25 | Bedroom
Table | Compact Fluorescent |  | Twist | 1 | 13 | Bedroom
Chandelier (Hanging) | Incandescent |  | Standard A Lamp | 4 | 70 | Dining Room
Wall Mount | Incandescent |  | Standard A Lamp | 1 | 60 | Hall
Recessed - other | Incandescent |  | Standard A Lamp | 1 | 60 | Bathroom
Wall Mount | Incandescent |  | Standard A Lamp | 2 | 60 | Bathroom
Ceiling Fixture | Incandescent |  | Standard A Lamp | 1 | 60 | Hall
Ceiling Fixture | Incandescent |  | Standard A Lamp | 1 | 60 | Hall
Ceiling Fan | Incandescent |  | Standard A Lamp | 1 | 75 | Family Room
Table | Incandescent |  | 3-Way Incandescent | 1 | 100 | Family Room
Recessed Can | Incandescent |  | Reflector | 1 | 65 | Kitchen
Wall Mount | Incandescent |  | Standard A Lamp | 2 | 25 | Kitchen
Wall Mount | Compact Fluorescent |  | Twist | 1 | 20 | Laundry Room
Ceiling Fan | Incandescent |  | Standard A Lamp | 4 | 40 | Living Room
Floor lamp | Incandescent |  | Standard A Lamp | 1 | 60 | Living Room
Table | Incandescent |  | Standard A Lamp | 1 | 60 | Living Room
Floor lamp | Incandescent |  | Standard A Lamp | 1 | 60 | Living Room
Table | Compact Fluorescent |  | Twist | 1 | 13 | Living Room
Ceiling Fixture | Incandescent |  | Standard A Lamp | 1 | 60 | Bathroom
Wall Mount | Incandescent |  | Other | 4 | 23 | Bathroom
Ceiling Fixture | Incandescent |  | Standard A Lamp | 2 | 40 | Bedroom
Table | Incandescent |  | Clear | 1 | 60 | Bedroom
Table | Incandescent |  | Standard A Lamp | 1 | 100 | Bedroom
Ceiling Fixture | Incandescent |  | Standard A Lamp | 1 | 60 | Closet
Chandelier (Hanging) | Incandescent |  | Standard A Lamp | 1 | 75 | Hall
Ceiling Fixture | Incandescent |  | Standard A Lamp | 1 | 60 | Master Bedroom
Table | Incandescent |  | Standard A Lamp | 1 | 60 | Master Bedroom
Table | Compact Fluorescent |  | Twist | 1 | 19 | Master Bedroom
Table | Incandescent |  | 3-Way Incandescent | 1 | 150 | Master Bedroom
Ceiling Fixture | Incandescent |  | Standard A Lamp | 1 | 60 | Office
Table | Halogen |  | Other | 1 | 100 | Office
Ceiling Fixture | Compact Fluorescent |  | Twist | 1 | 19 | Other
Ceiling Fixture | Compact Fluorescent |  | Straight Tube | 1 | 15 | Garage
Garage door opener | Compact Fluorescent |  | Twist | 2 | 13 | Garage
Chandelier (Hanging) | Compact Fluorescent |  | Twist | 1 | 15 | Hall
Wall Mount | Incandescent |  | Standard A Lamp | 1 | 60 | Closet
Chandelier (Hanging) | Incandescent |  | Standard A Lamp | 1 | 100 | Family Room
Table | Incandescent |  | 3-Way Incandescent | 2 | 40 | Family Room
Table | Compact Fluorescent |  | Twist | 1 | 13 | Family Room
Chandelier (Hanging) | Compact Fluorescent |  | Mini base | 10 | 5 | Dining Room
Recessed Can | Halogen |  | MR | 1 | 50 | Hall
Table | Incandescent |  | Decorative | 1 | 25 | Hall
Chandelier (Hanging) | Halogen |  | Other | 1 | 50 | Hall
Chandelier (Hanging) | Incandescent |  | Mini base | 3 | 25 | Bathroom
Wall Mount | Incandescent |  | Standard A Lamp | 2 | 60 | Bathroom
Ceiling Fixture | Compact Fluorescent |  | Twist | 1 | 15 | Kitchen
Ceiling Fixture | Compact Fluorescent |  | Twist | 1 | 15 | Kitchen
Chandelier (Hanging) | Compact Fluorescent |  | Straight Tube | 1 | 15 | Kitchen
Chandelier (Hanging) | Compact Fluorescent |  | Twist | 1 | 26 | Dining Room
Chandelier (Hanging) | Incandescent |  | Other | 1 | 40 | Dining Room
Table | Incandescent |  | Standard A Lamp | 1 | 60 | Living Room
Table | Compact Fluorescent |  | 3-Way CFL | 1 | 19 | Living Room
Table | Incandescent |  | Other | 1 | 50 | Living Room
Chandelier (Hanging) | Compact Fluorescent |  | Twist | 1 | 15 | Office
Ceiling Fixture | Compact Fluorescent |  | Twist | 1 | 15 | Closet
Wall Mount | Incandescent |  | Standard A Lamp | 1 | 100 | Hall
Wall Mount | Compact Fluorescent |  | Twist | 1 | 15 | Hall
Wall Mount | Compact Fluorescent |  | Twist | 1 | 13 | Hall
Wall Mount | Compact Fluorescent |  | Twist | 1 | 19 | Hall
Wall Mount | Compact Fluorescent |  | Twist | 1 | 13 | Laundry Room
Table | Compact Fluorescent |  | Twist | 1 | 10 | Master Bedroom
Table | Incandescent |  | Standard A Lamp | 1 | 40 | Master Bedroom
Ceiling Fixture | Incandescent |  | Standard A Lamp | 1 | 100 | Master Bedroom
Ceiling Fixture | Compact Fluorescent |  | Twist | 1 | 13 | Closet
Table | Compact Fluorescent |  | Twist | 1 | 23 | Other
Ceiling Fixture | Incandescent |  | Standard A Lamp | 1 | 60 | Other
Floor lamp | Compact Fluorescent |  | Twist | 1 | 13 | Other
Recessed Can | Incandescent |  | Standard A Lamp | 1 | 60 | Office
Chandelier (Hanging) | Compact Fluorescent |  | Twist | 1 | 15 | Bedroom
Table | Incandescent |  | Other | 1 | 55 | Bedroom
Chandelier (Hanging) | Halogen |  | MR | 1 | 55 | Bedroom
Floor lamp | Incandescent |  | Standard A Lamp | 1 | 60 | Bedroom
Ceiling Fixture | Compact Fluorescent |  | Twist | 1 | 13 | Bedroom
Ceiling Fixture | Incandescent |  | Globe | 1 | 40 | Bedroom
Wall Mount | Incandescent |  | Standard A Lamp | 1 | 60 | Bedroom
Wall Mount | Compact Fluorescent |  | Straight Tube | 1 | 10 | Closet
Ceiling Fixture | Compact Fluorescent |  | Twist | 1 | 13 | Office
Ceiling Fixture | Compact Fluorescent |  | Twist | 1 | 15 | Office
Wall Mount | Compact Fluorescent |  | Twist | 1 | 15 | Office
Ceiling Fixture | Compact Fluorescent |  | Twist | 1 | 23 | Family Room
Ceiling Fixture | Compact Fluorescent |  | Twist | 1 | 13 | Family Room
Ceiling Fixture | Compact Fluorescent |  | Twist | 1 | 15 | Other
Ceiling Fixture | Compact Fluorescent |  | Twist | 1 | 23 | Other
Table | Incandescent |  | Standard A Lamp | 1 | 75 | Other
Ceiling Fixture | Incandescent |  | Standard A Lamp | 1 | 100 | Other
Wall Mount | Compact Fluorescent |  | Twist | 1 | 13 | Hall
Wall Mount | Incandescent |  | Globe | 4 | 60 | Bathroom
Chandelier (Hanging) | Incandescent |  | Decorative | 5 | 40 | Dining Room
Ceiling Fixture | Incandescent |  | Globe | 1 | 40 | Hall
Ceiling Fixture | Incandescent |  | Standard A Lamp | 2 | 60 | Bedroom
Table | Incandescent |  | Standard A Lamp | 1 | 75 | Bedroom
Chandelier (Hanging) | Incandescent |  | Mini base | 2 | 25 | Hall
Ceiling Fixture | Incandescent |  | Standard A Lamp | 1 | 40 | Hall
Track | Halogen |  | PAR | 1 | 60 | Kitchen
Track | Halogen |  | PAR | 3 | 75 | Kitchen
Track | Halogen |  | PAR | 2 | 75 | Kitchen
Ceiling Fixture | Compact Fluorescent |  | Twist | 1 | 18 | Kitchen
Other | Compact Fluorescent |  | Twist | 1 | 18 | Kitchen
Floor lamp | Compact Fluorescent |  | Twist | 2 | 18 | Living Room
Table | Compact Fluorescent |  | Twist | 1 | 18 | Living Room
Table | Incandescent |  | Decorative | 1 | 60 | Living Room
Floor lamp | Compact Fluorescent |  | Twist | 2 | 13 | Living Room
Floor lamp | Compact Fluorescent |  | Twist | 1 | 18 | Living Room
Ceiling Fixture | Compact Fluorescent |  | Twist | 2 | 13 | Office
Table | Incandescent |  | Standard A Lamp | 1 | 75 | Office
Wall Mount | Incandescent |  | Standard A Lamp | 2 | 40 | Bathroom
Wall Mount | Incandescent |  | Standard A Lamp | 1 | 100 | Bathroom
Ceiling Fixture | Incandescent |  | Standard A Lamp | 1 | 75 | Closet
Wall Mount | Compact Fluorescent |  | Twist | 1 | 13 | Master Bedroom
Wall Mount | Incandescent |  | Decorative | 1 | 40 | Master Bedroom
Table | Incandescent |  | Standard A Lamp | 1 | 25 | Master Bedroom
Table | Incandescent |  | 3-Way Incandescent | 1 | 70 | Master Bedroom
Wall Mount | Incandescent |  | 3-Way Incandescent | 1 | 70 | Bedroom
Table | Compact Fluorescent |  | A shape bulb | 1 | 14 | Bedroom
Ceiling Fixture | Compact Fluorescent |  | Twist | 1 | 18 | Bedroom
Floor lamp | Compact Fluorescent |  | Twist | 1 | 23 | Other
Floor lamp | Compact Fluorescent |  | Twist | 1 | 18 | Other
Wall Mount | Incandescent |  | Standard A Lamp | 1 | 100 | Garage
Ceiling Fixture | Incandescent |  | Standard A Lamp | 1 | 60 | Other
Recessed Can | Compact Fluorescent |  | Twist | 1 | 18 | Hall
Ceiling Fixture | Linear Fluorescent | 48 | T-12 | 2 | 40 | Laundry Room
Ceiling Fixture | Compact Fluorescent |  | Twist | 1 | 23 | Laundry Room
Ceiling Fixture | Linear Fluorescent | 48 | T-12 | 2 | 40 | Other
Ceiling Fixture | Linear Fluorescent | 48 | T-12 | 2 | 40 | Other
Ceiling Fixture | Compact Fluorescent |  | Twist | 1 | 13 | Hall
Ceiling Fixture | Compact Fluorescent |  | Twist | 1 | 13 | Other
Ceiling Fixture | Incandescent |  | Standard A Lamp | 1 | 60 | Other
Wall Mount | Incandescent |  | Globe | 2 | 60 | Bathroom
Wall Mount | Incandescent |  | Clear | 1 | 60 | Bathroom
Recessed Can | Halogen |  | PAR | 1 | 50 | Dining Room
Recessed Can | Halogen |  | PAR | 1 | 75 | Family Room
Ceiling Fan | Incandescent |  | Standard A Lamp | 1 | 60 | Garage
Wall Mount | Incandescent |  | Globe | 3 | 60 | Bathroom
Recessed Can | Halogen |  | PAR | 1 | 50 | Bathroom
Recessed Can | Halogen |  | PAR | 1 | 50 | Hall
Table | Incandescent |  | Standard A Lamp | 1 | 60 | Hall
Ceiling Fixture | Incandescent |  | Clear | 2 | 60 | Kitchen
Other | Incandescent |  | Other | 1 | 25 | Kitchen
Recessed Can | Halogen |  | PAR | 1 | 75 | Kitchen
Recessed Can | Halogen |  | PAR | 1 | 50 | Kitchen
Ceiling Fixture | Compact Fluorescent |  | Twist | 1 | 19 | Laundry Room
Ceiling Fixture | Incandescent |  | Standard A Lamp | 2 | 60 | Master Bedroom
Ceiling Fixture | Incandescent |  | Standard A Lamp | 1 | 60 | Bedroom
Table | Incandescent |  | Standard A Lamp | 1 | 40 | Bedroom
Table | Incandescent |  | Standard A Lamp | 1 | 60 | Office
Table | Compact Fluorescent |  | Twist | 1 | 19 | Office
Ceiling Fixture | Incandescent |  | Standard A Lamp | 2 | 60 | Bedroom
Table | Incandescent |  | Standard A Lamp | 1 | 40 | Bedroom
Wall Mount | Incandescent |  | Globe | 3 | 60 | Bathroom
Wall Mount | Other |  | LED Interior | 1 | 1 | Bathroom
Ceiling Fixture | Incandescent |  | Standard A Lamp | 2 | 60 | Dining Room
Ceiling Fixture | Incandescent |  | Standard A Lamp | 2 | 100 | Dining Room
Ceiling Fixture | Incandescent |  | Standard A Lamp | 1 | 75 | Dining Room
Ceiling Fixture | Incandescent |  | Standard A Lamp | 1 | 60 | Hall
Ceiling Fixture | Incandescent |  | Standard A Lamp | 1 | 60 | Hall
Ceiling Fixture | Incandescent |  | Standard A Lamp | 1 | 100 | Hall
Recessed Can | Compact Fluorescent |  | Reflector | 1 | 15 | Kitchen
Recessed Can | Compact Fluorescent |  | Twist | 1 | 13 | Kitchen
Recessed Can | Incandescent |  | Reflector | 1 | 65 | Kitchen
Other | Incandescent |  | Other | 1 | 38 | Kitchen
Other | Incandescent |  | Other | 1 | 40 | Kitchen
Ceiling Fixture | Incandescent |  | Standard A Lamp | 1 | 60 | Laundry Room
Floor lamp | Incandescent |  | Standard A Lamp | 1 | 60 | Living Room
Table | Incandescent |  | Standard A Lamp | 1 | 100 | Living Room
Table | Incandescent |  | Standard A Lamp | 1 | 60 | Living Room
Other | Incandescent |  | Other | 2 | 39 | Living Room
Ceiling Fan | Incandescent |  | Standard A Lamp | 2 | 60 | Master Bedroom
Table | Incandescent |  | Standard A Lamp | 1 | 60 | Master Bedroom
Ceiling Fan | Incandescent |  | Standard A Lamp | 2 | 90 | Family Room
Torchiere | Linear Fluorescent | 36 | T-8 | 1 | 20 | Family Room
Other | Incandescent |  | Other | 1 | 40 | Family Room
Wall Mount | Incandescent |  | Globe | 3 | 60 | Bathroom
Wall Mount | Incandescent |  | Mini base | 1 | 4 | Bathroom
Wall Mount | Incandescent |  | Globe | 6 | 60 | Bathroom
Recessed - other | Incandescent |  | Heat Lamp | 1 | 250 | Bathroom
Recessed - other | Incandescent |  | Standard A Lamp | 1 | 60 | Bathroom
Ceiling Fan | Incandescent |  | Standard A Lamp | 2 | 60 | Bathroom
Ceiling Fixture | Incandescent |  | Standard A Lamp | 1 | 60 | Hall
Ceiling Fixture | Incandescent |  | Standard A Lamp | 2 | 60 | Closet
Ceiling Fixture | Linear Fluorescent | 96 | T-12 | 2 | 60 | Garage
Ceiling Fixture | Incandescent |  | Standard A Lamp | 1 | 60 | Bathroom
Wall Mount | Incandescent |  | Standard A Lamp | 1 | 60 | Bathroom
Chandelier (Hanging) | Incandescent |  | Decorative | 5 | 31 | Dining Room
Floor lamp | Incandescent |  | Standard A Lamp | 1 | 75 | Dining Room
Ceiling Fixture | Incandescent |  | Standard A Lamp | 1 | 40 | Kitchen
Wall Mount | Incandescent |  | Standard A Lamp | 1 | 75 | Kitchen
Ceiling Fixture | Incandescent |  | Standard A Lamp | 1 | 60 | Office
Wall Mount | Incandescent |  | Standard A Lamp | 1 | 60 | Office
Floor lamp | Incandescent |  | Standard A Lamp | 3 | 65 | Living Room
Floor lamp | Compact Fluorescent |  | Pin base | 1 | 25 | Living Room
Table | Incandescent |  | Standard A Lamp | 2 | 67 | Living Room
Other | Other |  | Other | 3 | 53 | Hall
Table | Incandescent |  | Decorative | 1 | 60 | Hall
Ceiling Fixture | Incandescent |  | Standard A Lamp | 3 | 70 | Kitchen
Chandelier (Hanging) | Incandescent |  | Standard A Lamp | 1 | 60 | Kitchen
Other | Halogen |  | Other | 13 | 20 | Kitchen
Ceiling Fixture | Incandescent |  | Standard A Lamp | 1 | 60 | Bathroom
Wall Mount | Incandescent |  | Standard A Lamp | 2 | 60 | Bathroom
Ceiling Fixture | Incandescent |  | Standard A Lamp | 2 | 50 | Bedroom
Wall Mount | Incandescent |  | 3-Way Incandescent | 1 | 150 | Bedroom
Ceiling Fixture | Incandescent |  | Standard A Lamp | 1 | 60 | Closet
Ceiling Fixture | Incandescent |  | Mini base | 1 | 60 | Master Bedroom
Wall Mount | Incandescent |  | Standard A Lamp | 1 | 60 | Master Bedroom
Ceiling Fixture | Incandescent |  | Standard A Lamp | 1 | 60 | Closet
Ceiling Fixture | Incandescent |  | Standard A Lamp | 1 | 60 | Bedroom
Floor lamp | Incandescent |  | 3-Way Incandescent | 1 | 250 | Bedroom
Table | Incandescent |  | Standard A Lamp | 1 | 40 | Bedroom
Wall Mount | Incandescent |  | Standard A Lamp | 1 | 60 | Bedroom
Ceiling Fixture | Incandescent |  | Standard A Lamp | 1 | 60 | Closet
Ceiling Fixture | Incandescent |  | Decorative | 2 | 40 | Hall
Wall Mount | Incandescent |  | Mini base | 1 | 4 | Hall
Ceiling Fixture | Compact Fluorescent |  | Straight Tube | 1 | 15 | Other
Ceiling Fixture | Compact Fluorescent |  | Twist | 1 | 23 | Other
Ceiling Fixture | Other |  | Other | 1 | 38 | Other
Ceiling Fixture | Incandescent |  | Standard A Lamp | 1 | 75 | Other
Ceiling Fixture | Linear Fluorescent | 24 | T-12 | 2 | 20 | Hall
Wall Mount | Incandescent |  | Globe | 3 | 60 | Bathroom
Chandelier (Hanging) | Compact Fluorescent |  | Twist | 5 | 13 | Dining Room
Floor lamp | Incandescent |  | Mini base | 2 | 40 | Dining Room
Other | Incandescent |  | Other | 1 | 25 | Dining Room
Ceiling Fixture | Compact Fluorescent |  | Twist | 2 | 13 | Closet
Ceiling Fixture | Compact Fluorescent |  | Twist | 2 | 13 | Hall
Table | Compact Fluorescent |  | Twist | 2 | 7 | Family Room
Ceiling Fixture | Compact Fluorescent |  | Twist | 2 | 23 | Family Room
Ceiling Fixture | Compact Fluorescent |  | Twist | 2 | 13 | Kitchen
Chandelier (Hanging) | Compact Fluorescent |  | Twist | 1 | 13 | Kitchen
Other | Incandescent |  | Mini base | 2 | 20 | Kitchen
Ceiling Fixture | Compact Fluorescent |  | Twist | 2 | 13 | Living Room
Recessed Can | Incandescent |  | Reflector | 1 | 65 | Living Room
Ceiling Fixture | Compact Fluorescent |  | Twist | 2 | 13 | Closet
Ceiling Fixture | Compact Fluorescent |  | Twist | 2 | 13 | Bedroom
Ceiling Fixture | Incandescent |  | Standard A Lamp | 2 | 60 | Closet
Ceiling Fixture | Compact Fluorescent |  | Twist | 2 | 13 | Hall
Wall Mount | Compact Fluorescent |  | Twist | 3 | 13 | Bathroom
Ceiling Fixture | Compact Fluorescent |  | Twist | 2 | 13 | Laundry Room
Wall Mount | Compact Fluorescent |  | Twist | 3 | 13 | Bathroom
Ceiling Fixture | Compact Fluorescent |  | Twist | 1 | 13 | Closet
Ceiling Fixture | Compact Fluorescent |  | Twist | 3 | 13 | Master Bedroom
Ceiling Fixture | Compact Fluorescent |  | Twist | 2 | 13 | Bedroom
Other | Linear Fluorescent | 24 | T-8 | 1 | 17 | Bedroom
Ceiling Fixture | Incandescent |  | Clear | 1 | 60 | Closet
Ceiling Fixture | Compact Fluorescent |  | Twist | 2 | 13 | Office
Recessed Can | Incandescent |  | Reflector | 1 | 65 | Hall
Ceiling Fixture | Incandescent |  | Standard A Lamp | 1 | 100 | Other
Ceiling Fixture | Compact Fluorescent |  | Twist | 1 | 13 | Garage
Garage door opener | Incandescent |  | Standard A Lamp | 1 | 60 | Garage
Recessed Can | Compact Fluorescent |  | Reflector | 1 | 14 | Dining Room
Recessed Can | Other |  | LED Interior | 1 | 11 | Hall
Recessed Can | Compact Fluorescent |  | Reflector | 1 | 23 | Kitchen
Recessed Can | Compact Fluorescent |  | Reflector | 1 | 23 | Kitchen
Wall Mount | Other |  | LED Interior | 1 | 1 | Kitchen
Recessed Can | Compact Fluorescent |  | Reflector | 1 | 14 | Kitchen
Other | Incandescent |  | Mini base | 1 | 40 | Kitchen
Ceiling Fixture | Incandescent |  | Standard A Lamp | 2 | 40 | Laundry Room
Recessed Can | Compact Fluorescent |  | Reflector | 1 | 14 | Living Room
Ceiling Fixture | Incandescent |  | Standard A Lamp | 1 | 60 | Closet
Recessed Can | Compact Fluorescent |  | Twist | 1 | 14 | Hall
Wall Mount | Compact Fluorescent |  | Twist | 2 | 13 | Bathroom
Recessed Can | Compact Fluorescent |  | Twist | 1 | 14 | Office
Table | Incandescent |  | 3-Way Incandescent | 1 | 30 | Office
Torchiere | Incandescent |  | 3-Way Incandescent | 1 | 100 | Office
Ceiling Fixture | Compact Fluorescent |  | Twist | 2 | 18 | Other
Recessed Can | Incandescent |  | Standard A Lamp | 1 | 60 | Bathroom
Wall Mount | Other |  | LED Interior | 1 | 1 | Bathroom
Wall Mount | Compact Fluorescent |  | Twist | 3 | 9 | Bathroom
Recessed Can | Compact Fluorescent |  | Reflector | 1 | 14 | Master Bedroom
Table | Compact Fluorescent |  | Twist | 1 | 18 | Master Bedroom
Table | Compact Fluorescent |  | Twist | 1 | 13 | Master Bedroom
Ceiling Fixture | Compact Fluorescent |  | Twist | 2 | 18 | Bedroom
Table | Compact Fluorescent |  | Twist | 1 | 18 | Bedroom
Table | Compact Fluorescent |  | Twist | 1 | 18 | Bedroom
Ceiling Fixture | Compact Fluorescent |  | Twist | 2 | 18 | Other
Table | Incandescent |  | Other | 2 | 20 | Other
Recessed Can | Compact Fluorescent |  | Reflector | 1 | 14 | Hall
Wall Mount | Compact Fluorescent |  | Globe | 4 | 9 | Bathroom
Recessed Can | Compact Fluorescent |  | Reflector | 1 | 14 | Bathroom
Ceiling Fixture | Compact Fluorescent |  | Twist | 2 | 18 | Closet
Ceiling Fixture | Compact Fluorescent |  | Twist | 2 | 18 | Bedroom
Ceiling Fixture | Compact Fluorescent |  | Twist | 1 | 28 | Garage
Recessed Can | Compact Fluorescent |  | Reflector | 1 | 14 | Hall
Ceiling Fixture | Incandescent |  | Standard A Lamp | 1 | 60 | Bathroom
Ceiling Fixture | Incandescent |  | Standard A Lamp | 1 | 60 | Bedroom
Table | Incandescent |  | Standard A Lamp | 1 | 60 | Bedroom
Table | Incandescent |  | Standard A Lamp | 1 | 60 | Bedroom
Ceiling Fixture | Incandescent |  | Standard A Lamp | 1 | 60 | Bedroom
Ceiling Fixture | Linear Fluorescent | 48 | T-8 | 2 | 40 | Garage
Garage door opener | Incandescent |  | Standard A Lamp | 2 | 60 | Garage
Ceiling Fixture | Incandescent |  | Standard A Lamp | 1 | 60 | Bathroom
Ceiling Fixture | Compact Fluorescent |  | Twist | 1 | 15 | Hall
Ceiling Fixture | Compact Fluorescent |  | Pin base | 2 | 22 | Kitchen
Ceiling Fan | Incandescent |  | Decorative | 5 | 25 | Kitchen
Ceiling Fixture | Linear Fluorescent | 48 | T-8 | 2 | 32 | Laundry Room
Table | Incandescent |  | Standard A Lamp | 1 | 100 | Living Room
Table | Compact Fluorescent |  | Twist | 1 | 22 | Living Room
Floor lamp | Compact Fluorescent |  | Twist | 2 | 15 | Living Room
Ceiling Fixture | Compact Fluorescent |  | Twist | 1 | 15 | Master Bedroom
Track | Incandescent |  | Standard A Lamp | 1 | 60 | Master Bedroom
Table | Linear Fluorescent | 48 | T-12 | 2 | 32 | Other
Chandelier (Hanging) | Incandescent |  | Mini base | 5 | 40 | Dining Room
Wall Mount | Incandescent |  | Mini base | 1 | 50 | Dining Room
Floor lamp | Compact Fluorescent |  | Twist | 1 | 18 | Family Room
Table | Compact Fluorescent |  | Twist | 1 | 18 | Family Room
Wall Mount | Halogen |  | MR | 3 | 35 | Family Room
Wall Mount | Incandescent |  | Globe | 4 | 40 | Bathroom
Track | Other |  | Other | 3 | 49 | Hall
Track | Other |  | Other | 4 | 41 | Bedroom
Table | Incandescent |  | Standard A Lamp | 1 | 60 | Bedroom
Table | Incandescent |  | Mini base | 1 | 4 | Bedroom
Ceiling Fixture | Compact Fluorescent |  | Twist | 3 | 18 | Kitchen
Ceiling Fixture | Linear Fluorescent | 48 | T-12 | 2 | 40 | Kitchen
Recessed Can | Compact Fluorescent |  | Reflector | 1 | 18 | Kitchen
Wall Mount | Incandescent |  | Globe | 1 | 40 | Bathroom
Recessed Can | Halogen |  | PAR | 1 | 75 | Bedroom
Wall Mount | Other |  | LED Interior | 1 | 1 | Bedroom
Recessed Can | Halogen |  | PAR | 1 | 75 | Master Bedroom
Table | Halogen |  | Other | 1 | 50 | Master Bedroom
Table | Compact Fluorescent |  | Twist | 1 | 13 | Master Bedroom
Ceiling Fixture | Linear Fluorescent | 48 | T-12 | 1 | 40 | Closet
Ceiling Fixture | Linear Fluorescent | 48 | T-12 | 1 | 40 | Closet
Recessed Can | Other |  | Other |  | 56 | Hall
Recessed Can | Other |  | Other | 1 | 73 | Laundry Room
Ceiling Fixture | Other |  | Other | 2 | 68 | Garage
Garage door opener | Compact Fluorescent |  | Twist | 1 | 15 | Garage
Ceiling Fixture | Linear Fluorescent | 96 | T-12 | 2 | 96 | Garage
Ceiling Fixture | Linear Fluorescent | 48 | T-12 | 4 | 40 | Other
Ceiling Fixture | Linear Fluorescent | 48 | T-12 | 2 | 40 | Kitchen
Ceiling Fixture | Incandescent |  | Standard A Lamp | 1 | 60 | Kitchen
Ceiling Fixture | Incandescent |  | Standard A Lamp | 1 | 60 | Bedroom
Ceiling Fixture | Incandescent |  | Standard A Lamp | 1 | 60 | Closet
Ceiling Fixture | Incandescent |  | Standard A Lamp | 1 | 40 | Laundry Room
Chandelier (Hanging) | Incandescent |  | Decorative | 5 | 60 | Dining Room
Ceiling Fan | Compact Fluorescent |  | Twist | 4 | 15 | Bedroom
Ceiling Fixture | Incandescent |  | Standard A Lamp | 1 | 60 | Bathroom
Wall Mount | Compact Fluorescent |  | Twist | 5 | 15 | Bathroom
Ceiling Fixture | Incandescent |  | Standard A Lamp | 1 | 60 | Closet
Table | Compact Fluorescent |  | Twist | 1 | 15 | Living Room
Floor lamp | Incandescent |  | Clear | 1 | 40 | Living Room
Wall Mount | Incandescent |  | Globe | 7 | 40 | Bathroom
Ceiling Fixture | Incandescent |  | Standard A Lamp | 1 | 40 | Hall
Ceiling Fixture | Incandescent |  | Standard A Lamp | 2 | 60 | Bedroom
Wall Mount | Incandescent |  | Standard A Lamp | 1 | 50 | Bathroom
Ceiling Fixture | Incandescent |  | Heat Lamp | 1 | 250 | Bathroom
Ceiling Fixture | Incandescent |  | Standard A Lamp | 1 | 60 | Bedroom
Table | Compact Fluorescent |  | Straight Tube | 1 | 15 | Bedroom
Ceiling Fixture | Incandescent |  | Standard A Lamp | 2 | 60 | Dining Room
Recessed Can | Incandescent |  | Reflector | 1 | 65 | Dining Room
Floor lamp | Compact Fluorescent |  | Twist | 1 | 15 | Dining Room
Ceiling Fixture | Incandescent |  | Standard A Lamp | 1 | 75 | Hall
Ceiling Fixture | Compact Fluorescent |  | Circline (Screw Base) | 1 | 28 | Kitchen
Recessed Can | Incandescent |  | Reflector | 1 | 65 | Kitchen
Wall Mount | Linear Fluorescent | 24 | T-5 | 1 | 16 | Kitchen
Ceiling Fixture | Compact Fluorescent |  | Circline (Screw Base) | 1 | 28 | Laundry Room
Ceiling Fixture | Incandescent |  | Standard A Lamp | 5 | 40 | Living Room
Recessed Can | Incandescent |  | Reflector | 1 | 65 | Living Room
Table | Compact Fluorescent |  | Twist | 1 | 15 | Living Room
Floor lamp | Compact Fluorescent |  | Twist | 1 | 15 | Living Room
Ceiling Fixture | Incandescent |  | Standard A Lamp | 1 | 60 | Bathroom
Ceiling Fixture | Incandescent |  | Standard A Lamp | 1 | 40 | Bathroom
Ceiling Fixture | Incandescent |  | Clear | 2 | 40 | Master Bedroom
Table | Compact Fluorescent |  | Twist | 1 | 15 | Master Bedroom
Ceiling Fixture | Compact Fluorescent |  | Circline (Screw Base) | 1 | 28 | Hall
Table | Incandescent |  | Standard A Lamp | 1 | 75 | Bedroom
Table | Incandescent |  | Other | 1 | 45 | Bedroom
Table | Compact Fluorescent |  | Twist | 1 | 15 | Bedroom
Ceiling Fixture | Incandescent |  | Standard A Lamp | 1 | 60 | Bathroom
Wall Mount | Linear Fluorescent | 24 | T-8 | 1 | 16 | Closet
Ceiling Fixture | Incandescent |  | Standard A Lamp | 1 | 75 | Hall
Wall Mount | Linear Fluorescent | 24 | T-8 | 1 | 16 | Closet
Chandelier (Hanging) | Incandescent |  | Standard A Lamp | 1 | 60 | Other
Wall Mount | Incandescent |  | Globe | 6 | 40 | Bathroom
Ceiling Fixture | Incandescent |  | Heat Lamp | 1 | 150 | Bathroom
Wall Mount | Incandescent |  | Globe | 6 | 40 | Bathroom
Ceiling Fixture | Incandescent |  | Heat Lamp | 1 | 150 | Bathroom
Ceiling Fixture | Incandescent |  | Standard A Lamp | 2 | 60 | Bedroom
Table | Incandescent |  | Standard A Lamp | 1 | 60 | Bedroom
Ceiling Fixture | Incandescent |  | Standard A Lamp | 2 | 60 | Bedroom
Ceiling Fixture | Incandescent |  | Standard A Lamp | 2 | 60 | Bedroom
Ceiling Fixture | Compact Fluorescent |  | Twist | 1 | 15 | Garage
Ceiling Fixture | Incandescent |  | Mini base | 4 | 25 | Hall
Ceiling Fixture | Incandescent |  | Mini base | 4 | 25 | Hall
Chandelier (Hanging) | Incandescent |  | Mini base | 6 | 25 | Kitchen
Chandelier (Hanging) | Compact Fluorescent |  | Twist | 1 | 15 | Kitchen
Ceiling Fixture | Incandescent |  | Mini base | 4 | 25 | Kitchen
Ceiling Fixture | Compact Fluorescent |  | Twist | 2 | 15 | Kitchen
Ceiling Fixture | Compact Fluorescent |  | Twist | 1 | 15 | Kitchen
Ceiling Fixture | Halogen |  | MR | 4 | 30 | Family Room
Table | Compact Fluorescent |  | Twist | 1 | 15 | Family Room
Ceiling Fan | Compact Fluorescent |  | Twist | 4 | 15 | Master Bedroom
Table | Compact Fluorescent |  | Twist | 1 | 15 | Master Bedroom
Ceiling Fixture | Compact Fluorescent |  | Twist | 2 | 15 | Office
Table | Incandescent |  | Standard A Lamp | 1 | 40 | Bedroom
Chandelier (Hanging) | Incandescent |  | Standard A Lamp | 2 | 60 | Bedroom
Wall Mount | Compact Fluorescent |  | Twist | 1 | 15 | Hall
Ceiling Fixture | Compact Fluorescent |  | Twist | 2 | 15 | Office
Table | Incandescent |  | Standard A Lamp | 1 | 60 | Office
Chandelier (Hanging) | Incandescent |  | Other | 1 | 20 | Hall
Wall Mount | Compact Fluorescent |  | Twist | 3 | 14 | Bathroom
Track | Other |  | LED Interior | 1 | 1 | Kitchen
Track | Halogen |  | MR | 1 | 50 | Kitchen
Track | Other |  | LED Interior | 1 | 3 | Kitchen
Track | Compact Fluorescent |  | Pin base | 1 | 5 | Kitchen
Other | Compact Fluorescent |  | Twist | 1 | 9 | Kitchen
Other | Compact Fluorescent |  | Twist | 3 | 14 | Kitchen
Other | Compact Fluorescent |  | Twist | 3 | 14 | Kitchen
Other | Compact Fluorescent |  | Twist | 3 | 23 | Kitchen
Other | Compact Fluorescent |  | Twist | 1 | 23 | Kitchen
Track | Halogen |  | MR | 2 | 35 | Kitchen
Floor lamp | Compact Fluorescent |  | Twist | 2 | 14 | Dining Room
Floor lamp | Compact Fluorescent |  | Reflector | 1 | 26 | Dining Room
Track | Other |  | LED Interior | 8 | 5 | Dining Room
Track | Halogen |  | MR | 1 | 50 | Dining Room
Wall Mount | Compact Fluorescent |  | Twist | 5 | 14 | Bathroom
Other | Linear Fluorescent | 48 | T-12 | 1 | 40 | Bathroom
Ceiling Fixture | Compact Fluorescent |  | Twist | 1 | 23 | Closet
Track | Halogen |  | MR | 4 | 50 | Master Bedroom
Table | Compact Fluorescent |  | Twist | 1 | 23 | Master Bedroom
Table | Other |  | LED Interior | 1 | 5 | Master Bedroom
Track | Halogen |  | MR | 5 | 50 | Office
Ceiling Fixture | Incandescent |  | Standard A Lamp | 1 | 60 | Closet
Chandelier (Hanging) | Incandescent |  | Standard A Lamp | 1 | 40 | Dining Room
Chandelier (Hanging) | Compact Fluorescent |  | Twist | 5 | 14 | Dining Room
Ceiling Fixture | Incandescent |  | Standard A Lamp | 1 | 60 | Closet
Wall Mount | Compact Fluorescent |  | Twist | 3 | 14 | Bathroom
Wall Mount | Compact Fluorescent |  | A shape bulb | 1 | 7 | Bathroom
Recessed Can | Halogen |  | MR | 1 | 50 | Bathroom
Ceiling Fixture | Compact Fluorescent |  | Reflector | 2 | 26 | Bedroom
Ceiling Fixture | Compact Fluorescent |  | Twist | 1 | 14 | Bedroom
Chandelier (Hanging) | Incandescent |  | Other | 1 | 20 | Bedroom
Wall Mount | Incandescent |  | Mini base | 1 | 20 | Bedroom
Wall Mount | Incandescent |  | Mini base | 1 | 15 | Bedroom
Track | Halogen |  | MR | 4 | 50 | Family Room
Track | Incandescent |  | Other | 2 | 20 | Family Room
Ceiling Fixture | Compact Fluorescent |  | Twist | 1 | 23 | Family Room
Torchiere | Halogen |  | Quartz Tube | 1 | 300 | Family Room
Ceiling Fixture | Incandescent |  | Standard A Lamp | 1 | 60 | Other
Ceiling Fixture | Halogen |  | MR | 3 | 50 | Bedroom
Recessed Can | Compact Fluorescent |  | Reflector | 1 | 26 | Hall
Recessed Can | Compact Fluorescent |  | Twist | 1 | 14 | Hall
Track | Compact Fluorescent |  | Twist | 3 | 14 | Office
Recessed Can | Compact Fluorescent |  | Twist | 1 | 26 | Office
Ceiling Fan | Incandescent |  | Mini base | 1 | 25 | Laundry Room
Ceiling Fan | Incandescent |  | Mini base | 1 | 60 | Laundry Room
Ceiling Fixture | Incandescent |  | Standard A Lamp | 1 | 60 | Closet
Ceiling Fixture | Compact Fluorescent |  | Twist | 1 | 23 | Garage
Ceiling Fixture | Compact Fluorescent |  | Twist | 1 | 13 | Garage
Ceiling Fixture | Linear Fluorescent | 48 | T-12 | 2 | 40 | Garage
Chandelier (Hanging) | Incandescent |  | Other | 3 | 20 | Hall
Ceiling Fixture | Halogen |  | MR | 3 | 50 | Hall
Wall Mount | Incandescent |  | Standard A Lamp | 3 | 40 | Bathroom
Ceiling Fixture | Compact Fluorescent |  | Twist | 2 | 13 | Bedroom
Table | Halogen |  | Quartz Tube | 1 | 20 | Bedroom
Wall Mount | Incandescent |  | Standard A Lamp | 1 | 60 | Bedroom
Floor lamp | Compact Fluorescent |  | Twist | 1 | 15 | Bedroom
Wall Mount | Incandescent |  | Standard A Lamp | 1 | 40 | Closet
Chandelier (Hanging) | Incandescent |  | Decorative | 3 | 40 | Dining Room
Table | Incandescent |  | Standard A Lamp | 1 | 75 | Dining Room
Ceiling Fixture | Incandescent |  | Standard A Lamp | 1 | 40 | Dining Room
Table | Incandescent |  | Standard A Lamp | 2 | 25 | Dining Room
Chandelier (Hanging) | Incandescent |  | Standard A Lamp | 3 | 40 | Other
Table | Incandescent |  | Standard A Lamp | 1 | 40 | Other
Chandelier (Hanging) | Compact Fluorescent |  | Twist | 2 | 13 | Family Room
Torchiere | Incandescent |  | 3-Way Incandescent | 1 | 70 | Family Room
Wall Mount | Compact Fluorescent |  | Twist | 1 | 13 | Family Room
Ceiling Fixture | Compact Fluorescent |  | Twist | 1 | 13 | Hall
Ceiling Fixture | Compact Fluorescent |  | Twist | 1 | 28 | Kitchen
Ceiling Fixture | Compact Fluorescent |  | Twist | 1 | 13 | Laundry Room
Ceiling Fixture | Incandescent |  | Standard A Lamp | 3 | 40 | Living Room
Floor lamp | Incandescent |  | Standard A Lamp | 3 | 25 | Living Room
Table | Incandescent |  | Standard A Lamp | 2 | 40 | Living Room
Table | Incandescent |  | Standard A Lamp | 1 | 60 | Living Room
Ceiling Fixture | Compact Fluorescent |  | Twist | 2 | 13 | Master Bedroom
Table | Halogen |  | Quartz Tube | 1 | 100 | Master Bedroom
Ceiling Fixture | Incandescent |  | Standard A Lamp | 1 | 40 | Closet
Ceiling Fixture | Incandescent |  | Standard A Lamp | 1 | 75 | Bedroom
Ceiling Fixture | Incandescent |  | Standard A Lamp | 1 | 40 | Closet
Ceiling Fixture | Compact Fluorescent |  | Twist | 1 | 15 | Bedroom
Table | Incandescent |  | Standard A Lamp | 1 | 60 | Bedroom
Ceiling Fixture | Compact Fluorescent |  | Twist | 1 | 28 | Hall
Ceiling Fixture | Incandescent |  | Standard A Lamp | 1 | 60 | Hall
Wall Mount | Incandescent |  | Standard A Lamp | 1 | 60 | Closet
Ceiling Fixture | Compact Fluorescent |  | Twist | 2 | 15 | Other
Table | Incandescent |  | Standard A Lamp | 1 | 40 | Other
Wall Mount | Incandescent |  | Decorative | 1 | 25 | Closet
Ceiling Fixture | Compact Fluorescent |  | Twist | 2 | 13 | Bedroom
Table | Incandescent |  | Decorative | 1 | 25 | Bedroom
Table | Incandescent |  | Decorative | 1 | 25 | Bedroom
Ceiling Fixture | Incandescent |  | Standard A Lamp | 1 | 60 | Bathroom
Recessed Can | Incandescent |  | Reflector | 1 | 65 | Hall
Ceiling Fixture | Incandescent |  | Reflector | 1 | 65 | Laundry Room
Recessed Can | Incandescent |  | Reflector | 1 | 65 | Bathroom
Wall Mount | Incandescent |  | Standard A Lamp | 3 | 87 | Bathroom
Recessed Can | Halogen |  | PAR | 1 | 75 | Other
Table | Incandescent |  | Standard A Lamp | 1 | 60 | Other
Chandelier (Hanging) | Incandescent |  | Mini base | 5 | 25 | Dining Room
Chandelier (Hanging) | Incandescent |  | Mini base | 7 | 40 | Hall
Table | Compact Fluorescent |  | Twist | 1 | 13 | Hall
Chandelier (Hanging) | Incandescent |  | Mini base | 10 | 40 | Dining Room
Other | Halogen |  | Other | 1 | 20 | Dining Room
Recessed Can | Incandescent |  | Reflector | 1 | 65 | Bedroom
Table | Incandescent |  | 3-Way Incandescent | 1 | 150 | Bedroom
Recessed Can | Incandescent |  | Reflector | 1 | 65 | Kitchen
Chandelier (Hanging) | Incandescent |  | Standard A Lamp | 1 | 60 | Kitchen
Other | Linear Fluorescent | 12 | T-5 | 1 | 5 | Kitchen
Other | Linear Fluorescent | 24 | T-5 | 1 | 10 | Kitchen
Recessed Can | Halogen |  | PAR |  | 75 | Living Room
Floor lamp | Incandescent |  | 3-Way Incandescent | 1 | 100 | Living Room
Recessed Can | Incandescent |  | Reflector | 1 | 65 | Bathroom
Wall Mount | Incandescent |  | Standard A Lamp | 3 | 60 | Bathroom
Recessed - other | Incandescent |  | Reflector | 1 | 150 | Bathroom
Table | Incandescent |  | 3-Way Incandescent | 1 | 150 | Master Bedroom
Floor lamp | Incandescent |  | 3-Way Incandescent | 1 | 150 | Master Bedroom
Table | Incandescent |  | 3-Way Incandescent | 1 | 150 | Master Bedroom
Recessed Can | Incandescent |  | Reflector | 1 | 65 | Closet
Recessed Can | Incandescent |  | Reflector | 1 | 65 | Hall
Recessed Can | Incandescent |  | Reflector | 1 | 85 | Hall
Wall Mount | Incandescent |  | Standard A Lamp | 3 | 60 | Bathroom
Recessed Can | Other |  | Other | 1 | 72 | Office
Table | Incandescent |  | Standard A Lamp | 1 | 60 | Office
Ceiling Fixture | Linear Fluorescent | 48 | T-8 | 2 | 32 | Garage
Ceiling Fixture | Linear Fluorescent | 48 | T-8 | 2 | 32 | Garage
Garage door opener | Incandescent |  | Clear | 1 | 60 | Garage
Wall Mount | Compact Fluorescent |  | Twist | 1 | 22 | Bathroom
Ceiling Fixture | Compact Fluorescent |  | Twist | 1 | 15 | Bedroom
Ceiling Fixture | Compact Fluorescent |  | Twist | 1 | 22 | Bedroom
Ceiling Fixture | Compact Fluorescent |  | Twist | 1 | 28 | Kitchen
Wall Mount | Incandescent |  | Standard A Lamp | 1 | 100 | Kitchen
Ceiling Fixture | Incandescent |  | Standard A Lamp | 1 | 75 | Laundry Room
Ceiling Fixture | Compact Fluorescent |  | Twist | 1 | 22 | Living Room
Floor lamp | Compact Fluorescent |  | Twist | 1 | 15 | Living Room
Ceiling Fixture | Incandescent |  | Standard A Lamp | 1 | 60 | Living Room
Wall Mount | Incandescent |  | Globe | 5 | 40 | Bathroom
Ceiling Fixture | Incandescent |  | Standard A Lamp | 2 | 60 | Bathroom
Recessed Can | Incandescent |  | Heat Lamp | 1 | 150 | Bathroom
Ceiling Fixture | Incandescent |  | Standard A Lamp | 2 | 60 | Bathroom
Wall Mount | Compact Fluorescent |  | Twist | 4 | 15 | Bathroom
Ceiling Fixture | Incandescent |  | Standard A Lamp | 2 | 40 | Bedroom
Ceiling Fixture | Incandescent |  | Standard A Lamp | 2 | 40 | Bedroom
Ceiling Fixture | Incandescent |  | Standard A Lamp | 1 | 60 | Bedroom
Table | Compact Fluorescent |  | Twist | 1 | 15 | Bedroom
Table | Incandescent |  | Decorative | 1 | 40 | Bedroom
Ceiling Fan | Incandescent |  | Standard A Lamp | 1 | 60 | Bedroom
Ceiling Fan | Incandescent |  | Globe | 3 | 60 | Dining Room
Ceiling Fixture | Incandescent |  | Standard A Lamp | 1 | 60 | Family Room
Table | Compact Fluorescent |  | Twist | 1 | 15 | Family Room
Ceiling Fixture | Linear Fluorescent | 48 | T-12 | 2 | 40 | Garage
Wall Mount | Halogen |  | PAR | 2 | 75 | Garage
Ceiling Fixture | Incandescent |  | Standard A Lamp | 2 | 60 | Hall
Ceiling Fixture | Incandescent |  | Standard A Lamp | 2 | 60 | Hall
Ceiling Fixture | Incandescent |  | Standard A Lamp | 2 | 60 | Kitchen
Ceiling Fixture | Incandescent |  | Standard A Lamp | 2 | 60 | Laundry Room
Table | Incandescent |  | Decorative | 1 | 25 | Living Room
Floor lamp | Compact Fluorescent |  | Twist | 1 | 15 | Living Room
Ceiling Fixture | Incandescent |  | Standard A Lamp | 1 | 40 | Other
Ceiling Fixture | Incandescent |  | Standard A Lamp | 1 | 60 | Other
Wall Mount | Incandescent |  | Standard A Lamp | 2 | 60 | Bathroom
Ceiling Fixture | Compact Fluorescent |  | Twist | 2 | 22 | Bedroom
Ceiling Fixture | Incandescent |  | Standard A Lamp | 2 | 60 | Bedroom
Table | Compact Fluorescent |  | Twist | 1 | 15 | Bedroom
Ceiling Fixture | Compact Fluorescent |  | Twist | 2 | 15 | Dining Room
Ceiling Fixture | Incandescent |  | Standard A Lamp | 1 | 60 | Garage
Ceiling Fixture | Linear Fluorescent | 45 | T-12 | 2 | 40 | Garage
Ceiling Fixture | Compact Fluorescent |  | Twist | 1 | 22 | Hall
Ceiling Fixture | Incandescent |  | Standard A Lamp | 2 | 60 | Kitchen
Other | Compact Fluorescent |  | Twist | 1 | 15 | Kitchen
Ceiling Fixture | Incandescent |  | Standard A Lamp | 2 | 60 | Laundry Room
Floor lamp | Incandescent |  | Standard A Lamp | 1 | 60 | Living Room
Wall Mount | Incandescent |  | Globe | 3 | 60 | Bathroom
Wall Mount | Incandescent |  | Reflector | 1 | 50 | Hall
Chandelier (Hanging) | Incandescent |  | Mini base | 3 | 60 | Hall
Recessed Can | Compact Fluorescent |  | Reflector | 1 | 14 | Kitchen
Other | Incandescent |  | Reflector | 2 | 50 | Kitchen
Floor lamp | Compact Fluorescent |  | Twist | 3 | 20 | Living Room
Table | Incandescent |  | Standard A Lamp | 1 | 40 | Living Room
Wall Mount | Halogen |  | Other | 1 | 20 | Living Room
Floor lamp | Incandescent |  | Standard A Lamp | 1 | 60 | Living Room
Ceiling Fan | Incandescent |  | Standard A Lamp | 1 | 100 | Office
Ceiling Fan | Incandescent |  | Clear | 1 | 40 | Office
Ceiling Fan | Incandescent |  | Standard A Lamp | 1 | 60 | Office
Wall Mount | Halogen |  | Other | 1 | 20 | Closet
Wall Mount | Incandescent |  | Globe | 6 | 40 | Bathroom
Recessed Can | Incandescent |  | Reflector | 1 | 50 | Hall
Recessed Can | Compact Fluorescent |  | Twist | 1 | 13 | Hall
Recessed Can | Compact Fluorescent |  | Twist | 1 | 20 | Hall
Recessed Can | Incandescent |  | Reflector | 1 | 65 | Laundry Room
Wall Mount | Incandescent |  | Globe | 4 | 40 | Bathroom
Recessed - other | Incandescent |  | Heat Lamp | 1 | 250 | Bathroom
Recessed Can | Incandescent |  | Reflector | 1 | 75 | Master Bedroom
Ceiling Fan | Incandescent |  | Mini base | 4 | 60 | Master Bedroom
Wall Mount | Incandescent |  | Standard A Lamp | 1 | 60 | Master Bedroom
Track | Incandescent |  | Reflector | 3 | 65 | Bedroom
Recessed Can | Halogen |  | PAR | 1 | 75 | Bedroom
Table | Incandescent |  | Standard A Lamp | 1 | 40 | Bedroom
Chandelier (Hanging) | Compact Fluorescent |  | Twist | 1 | 20 | Bathroom
Table | Incandescent |  | Mini base | 1 | 4 | Bathroom
Ceiling Fixture | Incandescent |  | Standard A Lamp | 2 | 60 | Bedroom
Recessed Can | Incandescent |  | Standard A Lamp | 1 | 60 | Bedroom
Ceiling Fixture | Other |  | LED Interior | 1 | 1 | Closet
Ceiling Fixture | Linear Fluorescent | 48 | T-12 | 2 | 40 | Laundry Room
Wall Mount | Incandescent |  | Globe | 2 | 60 | Bathroom
Wall Mount | Incandescent |  | Globe | 2 | 60 | Bathroom
Wall Mount | Linear Fluorescent | 48 | T-12 | 1 | 40 | Kitchen
Track | Incandescent |  | Reflector | 3 | 65 | Kitchen
Wall Mount | Halogen |  | MR | 5 | 50 | Living Room
Torchiere | Incandescent |  | Standard A Lamp | 1 | 100 | Living Room
Ceiling Fixture | Linear Fluorescent | 96 | T-12 | 1 | 100 | Living Room
Table | Incandescent |  | Standard A Lamp | 1 | 60 | Master Bedroom
Track | Incandescent |  | Reflector | 5 | 65 | Master Bedroom
Ceiling Fixture | Linear Fluorescent | 48 | T-8 | 1 | 32 | Office
Wall Mount | Incandescent |  | Globe | 2 | 25 | Office
Wall Mount | Incandescent |  | Reflector | 1 | 50 | Office
Ceiling Fixture | Linear Fluorescent | 48 | T-12 | 2 | 40 | Garage
Ceiling Fixture | Linear Fluorescent | 36 | T-8 | 1 | 20 | Garage
Ceiling Fixture | Linear Fluorescent | 48 | T-12 | 4 | 40 | Garage
Ceiling Fan | Compact Fluorescent |  | Twist | 1 | 15 | Bedroom
Ceiling Fixture | Compact Fluorescent |  | Twist | 2 | 15 | Dining Room
Ceiling Fixture | Compact Fluorescent |  | Twist | 1 | 15 | Garage
Ceiling Fixture | Linear Fluorescent | 48 | T-12 | 1 | 40 | Garage
Wall Mount | Compact Fluorescent |  | Twist | 3 | 13 | Bathroom
Ceiling Fixture | Compact Fluorescent |  | Twist | 1 | 15 | Hall
Other | Compact Fluorescent |  | Twist | 1 | 15 | Kitchen
Ceiling Fixture | Compact Fluorescent |  | Other | 2 | 30 | Kitchen
Recessed - other | Incandescent |  | Standard A Lamp | 1 | 60 | Kitchen
Torchiere | Compact Fluorescent |  | Twist | 1 | 13 | Living Room
Wall Mount | Compact Fluorescent |  | Twist | 3 | 13 | Bathroom
Table | Incandescent |  | 3-Way Incandescent | 1 | 100 | Master Bedroom
Table | Incandescent |  | 3-Way Incandescent | 1 | 150 | Master Bedroom
Ceiling Fan | Incandescent |  | Clear | 3 | 60 | Bedroom
Ceiling Fixture | Incandescent |  | Clear | 1 | 40 | Bedroom
Ceiling Fan | Incandescent |  | Standard A Lamp | 1 | 60 | Dining Room
Ceiling Fixture | Linear Fluorescent | 48 | T-12 | 2 | 40 | Garage
Ceiling Fixture | Incandescent |  | Standard A Lamp | 1 | 100 | Garage
Ceiling Fixture | Incandescent |  | Standard A Lamp | 1 | 60 | Hall
Ceiling Fixture | Linear Fluorescent | 48 | T-12 | 2 | 40 | Kitchen
Ceiling Fixture | Incandescent |  | Standard A Lamp | 1 | 60 | Kitchen
Ceiling Fixture | Incandescent |  | Standard A Lamp | 1 | 100 | Laundry Room
Table | Incandescent |  | Standard A Lamp | 2 | 60 | Living Room
Wall Mount | Incandescent |  | Mini base | 6 | 40 | Bathroom
Track | Incandescent |  | Standard A Lamp | 1 | 60 | Bathroom
Ceiling Fan | Incandescent |  | Clear | 3 | 60 | Master Bedroom
Ceiling Fixture | Incandescent |  | Standard A Lamp | 1 | 60 | Master Bedroom
Table | Incandescent |  | Mini base | 2 | 60 | Master Bedroom
Ceiling Fixture | Incandescent |  | Heat Lamp | 2 | 150 | Bathroom
Wall Mount | Incandescent |  | Standard A Lamp | 3 | 85 | Bathroom
Ceiling Fixture | Compact Fluorescent |  | A shape bulb | 3 | 13 | Bedroom
Ceiling Fan | Incandescent |  | Clear | 2 | 40 | Dining Room
Ceiling Fan | Compact Fluorescent |  | Twist | 1 | 9 | Dining Room
Floor lamp | Compact Fluorescent |  | Twist | 1 | 26 | Dining Room
Wall Mount | Compact Fluorescent |  | Twist | 1 | 22 | Hall
Chandelier (Hanging) | Halogen |  | Quartz Tube | 3 | 50 | Kitchen
Floor lamp | Incandescent |  | Standard A Lamp | 1 | 75 | Laundry Room
Floor lamp | Compact Fluorescent |  | Twist | 1 | 22 | Laundry Room
Floor lamp | Incandescent |  | Standard A Lamp | 1 | 87 | Living Room
Wall Mount | Compact Fluorescent |  | Twist | 3 | 15 | Bathroom
Ceiling Fixture | Incandescent |  | Heat Lamp | 2 | 150 | Bathroom
Ceiling Fan | Incandescent |  | Decorative | 3 | 40 | Master Bedroom
Table | Compact Fluorescent |  | Twist | 1 | 20 | Master Bedroom
Ceiling Fixture | Incandescent |  | Decorative | 1 | 40 | Master Bedroom
Wall Mount | Compact Fluorescent |  | Twist | 5 | 13 | Garage
Ceiling Fixture | Incandescent |  | Standard A Lamp | 1 | 60 | Garage
Wall Mount | Compact Fluorescent |  | Twist | 1 | 22 | Office
Ceiling Fixture | Compact Fluorescent |  | Twist | 3 | 13 | Hall
Ceiling Fixture | Incandescent |  | Standard A Lamp | 1 | 60 | Other
Ceiling Fixture | Compact Fluorescent |  | Twist | 1 | 13 | Other
Ceiling Fixture | Linear Fluorescent | 48 | T-12 | 2 | 40 | Bathroom
Ceiling Fixture | Linear Fluorescent | 48 | T-12 | 2 | 40 | Bathroom
Ceiling Fixture | Incandescent |  | Heat Lamp | 1 | 150 | Bathroom
Table | Incandescent |  | Standard A Lamp | 1 | 100 | Bedroom
Table | Compact Fluorescent |  | Twist | 1 | 13 | Bedroom
Ceiling Fixture | Compact Fluorescent |  | Twist | 2 | 13 | Bedroom
Table | Compact Fluorescent |  | Twist | 1 | 13 | Bedroom
Ceiling Fixture | Compact Fluorescent |  | Twist | 2 | 13 | Bedroom
Table | Incandescent |  | Standard A Lamp | 1 | 60 | Bedroom
Table | Incandescent |  | Standard A Lamp | 1 | 60 | Dining Room
Table | Compact Fluorescent |  | Twist | 1 | 13 | Dining Room
Floor lamp | Incandescent |  | Standard A Lamp | 3 | 60 | Dining Room
Ceiling Fixture | Compact Fluorescent |  | Twist | 1 | 13 | Family Room
Floor lamp | Compact Fluorescent |  | Twist | 1 | 13 | Family Room
Table | Compact Fluorescent |  | Circline (Screw Base) | 1 | 22 | Family Room
Ceiling Fixture | Incandescent |  | Standard A Lamp | 1 | 60 | Garage
Ceiling Fixture | Linear Fluorescent | 48 | T-12 | 2 | 40 | Garage
Ceiling Fixture | Compact Fluorescent |  | Twist | 1 | 13 | Hall
Ceiling Fixture | Incandescent |  | Standard A Lamp | 1 | 60 | Hall
Ceiling Fixture | Compact Fluorescent |  | Twist | 1 | 13 | Hall
Ceiling Fixture | Linear Fluorescent | 48 | T-12 | 4 | 40 | Kitchen
Ceiling Fixture | Compact Fluorescent |  | Twist | 1 | 13 | Kitchen
Ceiling Fixture | Compact Fluorescent |  | Twist | 1 | 13 | Laundry Room
Ceiling Fixture | Compact Fluorescent |  | Twist | 1 | 13 | Other
Wall Mount | Incandescent |  | Standard A Lamp | 1 | 60 | Other
Ceiling Fixture | Incandescent |  | Standard A Lamp | 1 | 60 | Office
Wall Mount | Incandescent |  | Globe | 1 | 60 | Bathroom
Ceiling Fixture | Incandescent |  | Mini base | 1 | 60 | Bathroom
Chandelier (Hanging) | Incandescent |  | Standard A Lamp | 1 | 40 | Bathroom
Ceiling Fixture | Linear Fluorescent | 48 | T-12 | 2 | 40 | Bedroom
Ceiling Fixture | Incandescent |  | Standard A Lamp | 1 | 75 | Bedroom
Chandelier (Hanging) | Incandescent |  | Mini base | 5 | 60 | Dining Room
Ceiling Fixture | Incandescent |  | Standard A Lamp | 1 | 60 | Hall
Chandelier (Hanging) | Incandescent |  | Mini base | 3 | 60 | Hall
Torchiere | Halogen |  | Quartz Tube | 1 | 300 | Bedroom
Ceiling Fixture | Incandescent |  | Standard A Lamp | 1 | 60 | Bedroom
Wall Mount | Compact Fluorescent |  | Twist | 1 | 13 | Bedroom
Ceiling Fixture | Incandescent |  | Standard A Lamp | 1 | 50 | Kitchen
Ceiling Fixture | Incandescent |  | Standard A Lamp | 1 | 60 | Laundry Room
Floor lamp | Incandescent |  | Standard A Lamp | 1 | 40 | Bathroom
Floor lamp | Incandescent |  | Mini base | 3 | 60 | Bathroom
Torchiere | Halogen |  | Quartz Tube | 1 | 300 | Bathroom
Floor lamp | Incandescent |  | 3-Way Incandescent | 1 | 200 | Bathroom
Table | Compact Fluorescent |  | Twist | 1 | 13 | Bathroom
Recessed Can | Incandescent |  | Reflector | 1 | 90 | Bathroom
Ceiling Fan | Incandescent |  | Standard A Lamp | 4 | 60 | Master Bedroom
Table | Incandescent |  | Standard A Lamp | 1 | 60 | Master Bedroom
Ceiling Fixture | Incandescent |  | Standard A Lamp | 1 | 60 | Office
Ceiling Fixture | Compact Fluorescent |  | Twist | 2 | 23 | Bathroom
Ceiling Fixture | Compact Fluorescent |  | Twist | 1 | 13 | Hall
Ceiling Fixture | Incandescent |  | Standard A Lamp | 2 | 60 | Bedroom
Ceiling Fixture | Compact Fluorescent |  | Twist | 1 | 23 | Kitchen
Ceiling Fixture | Incandescent |  | Standard A Lamp | 1 | 60 | Dining Room
Torchiere | Incandescent |  | 3-Way Incandescent | 1 | 100 | Living Room
Ceiling Fixture | Incandescent |  | Standard A Lamp | 4 | 60 | Living Room
Table | Incandescent |  | Clear | 2 | 60 | Living Room
Ceiling Fixture | Incandescent |  | Standard A Lamp | 2 | 60 | Master Bedroom
Table | Incandescent |  | Standard A Lamp | 2 | 60 | Master Bedroom
Table | Incandescent |  | Standard A Lamp | 1 | 40 | Master Bedroom
Ceiling Fixture | Incandescent |  | Standard A Lamp | 1 | 75 | Other
Torchiere | Incandescent |  | Standard A Lamp | 1 | 60 | Other
Wall Mount | Compact Fluorescent |  | Twist | 1 | 23 | Garage
Ceiling Fixture | Compact Fluorescent |  | Twist | 1 | 26 | Hall
Ceiling Fixture | Compact Fluorescent |  | Twist | 1 | 13 | Hall
Ceiling Fixture | Linear Fluorescent | 48 | T-12 | 2 | 25 | Hall
Ceiling Fixture | Compact Fluorescent |  | Twist | 1 | 23 | Laundry Room
Ceiling Fixture | Compact Fluorescent |  | Twist | 1 | 23 | Office
Ceiling Fan | Compact Fluorescent |  | Twist | 4 | 15 | Living Room
Wall Mount | Incandescent |  | Standard A Lamp | 1 | 60 | Living Room
Ceiling Fixture | Compact Fluorescent |  | Twist | 11 | 15 | Hall
Ceiling Fixture | Incandescent |  | Standard A Lamp | 2 | 40 | Bedroom
Floor lamp | Linear Fluorescent | 18 | T-4 | 1 | 20 | Bedroom
Chandelier (Hanging) | Incandescent |  | Decorative | 3 | 40 | Dining Room
Ceiling Fixture | Compact Fluorescent |  | Twist | 2 | 15 | Kitchen
Recessed Can | Incandescent |  | Reflector | 1 | 40 | Kitchen
Wall Mount | Incandescent |  | Standard A Lamp | 2 | 60 | Bathroom
Ceiling Fan | Compact Fluorescent |  | Twist | 1 | 15 | Office
Ceiling Fixture | Compact Fluorescent |  | Twist | 1 | 15 | Family Room
Ceiling Fixture | Incandescent |  | Standard A Lamp | 1 | 60 | Laundry Room
Ceiling Fixture | Incandescent |  | Standard A Lamp | 3 | 40 | Master Bedroom
Table | Halogen |  | MR | 1 | 50 | Master Bedroom
Wall Mount | Compact Fluorescent |  | Twist | 1 | 15 | Closet
Chandelier (Hanging) | Incandescent |  | Mini base | 4 | 25 | Other
Chandelier (Hanging) | Compact Fluorescent |  | Mini base | 1 | 7 | Other
Ceiling Fixture | Incandescent |  | Standard A Lamp | 1 | 60 | Closet
Ceiling Fixture | Incandescent |  | Standard A Lamp | 2 | 60 | Bedroom
Table | Compact Fluorescent |  | Straight Tube | 1 | 11 | Bedroom
Table | Incandescent |  | Standard A Lamp | 1 | 40 | Bedroom
Ceiling Fixture | Incandescent |  | Standard A Lamp | 1 | 75 | Closet
Ceiling Fixture | Incandescent |  | Standard A Lamp | 2 | 40 | Hall
Wall Mount | Incandescent |  | Other | 2 | 25 | Bathroom
Ceiling Fixture | Incandescent |  | Standard A Lamp | 1 | 100 | Closet
Wall Mount | Incandescent |  | Standard A Lamp | 1 | 60 | Closet
Ceiling Fixture | Incandescent |  | Standard A Lamp | 1 | 100 | Kitchen
Ceiling Fixture | Compact Fluorescent |  | Twist | 1 | 13 | Kitchen
Recessed - other | Incandescent |  | Standard A Lamp | 1 | 40 | Kitchen
Recessed - other | Incandescent |  | Standard A Lamp | 1 | 60 | Kitchen
Recessed - other | Compact Fluorescent |  | Twist | 1 | 13 | Kitchen
Floor lamp | Compact Fluorescent |  | Pin base | 1 | 36 | Living Room
Torchiere | Incandescent |  | Standard A Lamp | 1 | 40 | Living Room
Wall Mount | Halogen |  | Other | 3 | 20 | Living Room
Chandelier (Hanging) | Incandescent |  | Mini base | 6 | 25 | Dining Room
Ceiling Fixture | Incandescent |  | Standard A Lamp | 1 | 40 | Closet
Ceiling Fan | Incandescent |  | Standard A Lamp | 1 | 75 | Master Bedroom
Table | Incandescent |  | Standard A Lamp | 1 | 60 | Master Bedroom
Ceiling Fixture | Incandescent |  | Standard A Lamp | 1 | 60 | Closet
Ceiling Fixture | Incandescent |  | Standard A Lamp | 1 | 75 | Closet
Ceiling Fixture | Incandescent |  | Standard A Lamp | 2 | 60 | Office
Ceiling Fixture | Incandescent |  | Standard A Lamp | 1 | 60 | Closet
Ceiling Fixture | Incandescent |  | Standard A Lamp | 1 | 60 | Hall
Wall Mount | Incandescent |  | Standard A Lamp | 1 | 60 | Hall
Recessed - other | Incandescent |  | Standard A Lamp | 1 | 60 | Hall
Ceiling Fixture | Incandescent |  | Standard A Lamp | 1 | 60 | Hall
Ceiling Fixture | Incandescent |  | Standard A Lamp | 1 | 60 | Laundry Room
Ceiling Fixture | Incandescent |  | Standard A Lamp | 1 | 40 | Closet
Ceiling Fixture | Linear Fluorescent | 48 | T-12 | 2 | 40 | Office
Wall Mount | Incandescent |  | Standard A Lamp | 1 | 60 | Office
Table | Incandescent |  | Standard A Lamp | 1 | 40 | Office
Ceiling Fixture | Linear Fluorescent | 48 | T-12 | 1 | 40 | Office
Ceiling Fixture | Incandescent |  | Standard A Lamp | 1 | 60 | Other
Ceiling Fixture | Linear Fluorescent | 48 | T-12 | 2 | 40 | Other
Ceiling Fixture | Linear Fluorescent | 48 | T-12 | 2 | 40 | Other
Wall Mount | Incandescent |  | Standard A Lamp | 1 | 60 | Closet
Ceiling Fixture | Linear Fluorescent | 48 | T-12 | 2 | 40 | Garage
Wall Mount | Compact Fluorescent |  | Twist | 1 | 23 | Bathroom
Wall Mount | Compact Fluorescent |  | Twist | 1 | 26 | Bathroom
Ceiling Fixture | Compact Fluorescent |  | Twist | 1 | 23 | Hall
Ceiling Fixture | Compact Fluorescent |  | Twist | 1 | 26 | Hall
Wall Mount | Incandescent |  | 3-Way Incandescent | 1 | 150 | Bathroom
Ceiling Fixture | Incandescent |  | Standard A Lamp | 1 | 100 | Hall
Ceiling Fixture | Incandescent |  | Standard A Lamp | 1 | 100 | Family Room
Ceiling Fixture | Compact Fluorescent |  | Twist | 1 | 27 | Family Room
Ceiling Fixture | Compact Fluorescent |  | Twist | 1 | 23 | Other
Ceiling Fixture | Incandescent |  | Standard A Lamp | 1 | 60 | Bedroom
Ceiling Fixture | Compact Fluorescent |  | Twist | 1 | 23 | Bedroom
Ceiling Fan | Compact Fluorescent |  | Twist | 4 | 13 | Family Room
Torchiere | Incandescent |  | 3-Way Incandescent | 1 | 150 | Family Room
Ceiling Fixture | Incandescent |  | Standard A Lamp | 1 | 100 | Dining Room
Ceiling Fixture | Incandescent |  | Standard A Lamp | 1 | 100 | Hall
Ceiling Fixture | Incandescent |  | Standard A Lamp | 1 | 75 | Other
Ceiling Fixture | Incandescent |  | Standard A Lamp | 1 | 68 | Garage
Garage door opener | Incandescent |  | Standard A Lamp | 1 | 65 | Garage
Garage door opener | Incandescent |  | Standard A Lamp | 1 | 75 | Garage
Recessed Can | Compact Fluorescent |  | Flood | 1 | 14 | Kitchen
Ceiling Fixture | Incandescent |  | Standard A Lamp | 1 | 100 | Laundry Room
Table | Incandescent |  | Standard A Lamp | 1 | 60 | Living Room
Ceiling Fixture | Compact Fluorescent |  | Twist | 2 | 23 | Master Bedroom
Table | Incandescent |  | Standard A Lamp | 2 | 40 | Master Bedroom
Table | Linear Fluorescent | 18 | T-8 | 2 | 15 | Master Bedroom
Ceiling Fixture | Incandescent |  | Standard A Lamp | 1 | 75 | Closet
Ceiling Fixture | Incandescent |  | 3-Way Incandescent | 1 | 150 | Office
Ceiling Fixture | Compact Fluorescent |  | Twist | 1 | 23 | Office
Table | Compact Fluorescent |  | Straight Tube | 1 | 13 | Office
Wall Mount | Compact Fluorescent |  | Twist | 1 | 27 | Hall
Wall Mount | Incandescent |  | Globe | 5 | 60 | Bathroom
Chandelier (Hanging) | Incandescent |  | Mini base | 5 | 60 | Dining Room
Chandelier (Hanging) | Incandescent |  | Mini base | 3 | 60 | Hall
Ceiling Fixture | Compact Fluorescent |  | Twist | 1 | 13 | Hall
Ceiling Fixture | Compact Fluorescent |  | Twist | 1 | 26 | Hall
Track | Incandescent |  | Reflector | 1 | 75 | Kitchen
Track | Incandescent |  | Reflector | 1 | 65 | Kitchen
Track | Incandescent |  | Reflector | 1 | 50 | Kitchen
Ceiling Fixture | Incandescent |  | Standard A Lamp | 4 | 60 | Kitchen
Other | Halogen |  | Other | 2 | 30 | Kitchen
Table | Incandescent |  | 3-Way Incandescent | 1 | 75 | Living Room
Table | Incandescent |  | 3-Way Incandescent | 1 | 150 | Living Room
Wall Mount | Incandescent |  | Globe | 4 | 60 | Bathroom
Ceiling Fixture | Incandescent |  | Standard A Lamp | 1 | 60 | Master Bedroom
Ceiling Fixture | Incandescent |  | Standard A Lamp | 1 | 75 | Master Bedroom
Ceiling Fixture | Incandescent |  | Standard A Lamp | 2 | 60 | Office
Table | Incandescent |  | Other | 1 | 20 | Office
Ceiling Fixture | Incandescent |  | Standard A Lamp | 2 | 60 | Bedroom
Table | Incandescent |  | Standard A Lamp | 1 | 60 | Bedroom
Wall Mount | Incandescent |  | Standard A Lamp | 1 | 60 | Closet
Table | Linear Fluorescent | 18 | T-8 | 2 | 15 | Family Room
Track | Incandescent |  | Reflector | 3 | 50 | Family Room
Track | Compact Fluorescent |  | Reflector | 1 | 5 | Family Room
Track | Incandescent |  | Reflector | 1 | 65 | Family Room
Ceiling Fixture | Compact Fluorescent |  | Twist | 1 | 26 | Hall
Ceiling Fixture | Linear Fluorescent | 48 | T-12 | 4 | 40 | Laundry Room
Wall Mount | Incandescent |  | Globe | 3 | 60 | Laundry Room
Chandelier (Hanging) | Compact Fluorescent |  | Twist | 1 | 26 | Other
Chandelier (Hanging) | Incandescent |  | Reflector | 1 | 75 | Other
Chandelier (Hanging) | Incandescent |  | Standard A Lamp | 1 | 60 | Other
Wall Mount | Incandescent |  | Reflector | 1 | 50 | Other
Wall Mount | Compact Fluorescent |  | Twist | 1 | 13 | Other
Ceiling Fixture | Linear Fluorescent | 48 | T-12 | 2 | 40 | Garage
Ceiling Fixture | Compact Fluorescent |  | Straight Tube | 1 | 23 | Garage
Wall Mount | Incandescent |  | Standard A Lamp | 1 | 60 | Garage
Wall Mount | Incandescent |  | Standard A Lamp | 1 | 75 | Garage
Garage door opener | Incandescent |  | Standard A Lamp | 1 | 40 | Garage
Wall Mount | Compact Fluorescent |  | Twist | 2 | 14 | Bathroom
Recessed - other | Incandescent |  | Heat Lamp | 1 | 250 | Bathroom
Ceiling Fixture | Linear Fluorescent | 48 | T-12 | 4 | 40 | Closet
Ceiling Fixture | Compact Fluorescent |  | Twist | 2 | 13 | Bedroom
Table | Compact Fluorescent |  | Straight Tube | 1 | 11 | Bedroom
Recessed Can | Compact Fluorescent |  | Reflector | 1 | 11 | Hall
Ceiling Fixture | Compact Fluorescent |  | Twist | 1 | 23 | Hall
Ceiling Fixture | Incandescent |  | Standard A Lamp | 1 | 60 | Garage
Garage door opener | Incandescent |  | Decorative | 1 | 60 | Garage
Chandelier (Hanging) | Compact Fluorescent |  | Twist | 1 | 23 | Dining Room
Torchiere | Compact Fluorescent |  | Straight Tube | 1 | 11 | Family Room
Track | Incandescent |  | Reflector | 3 | 30 | Kitchen
Track | Incandescent |  | Reflector | 3 | 45 | Kitchen
Other | Incandescent |  | Reflector | 1 | 40 | Kitchen
Recessed Can | Incandescent |  | Reflector | 1 | 45 | Living Room
Table | Incandescent |  | Mini base | 1 | 40 | Living Room
Torchiere | Compact Fluorescent |  | Twist | 1 | 14 | Living Room
Recessed Can | Incandescent |  | Reflector | 2 | 50 | Hall
Recessed Can | Compact Fluorescent |  | Reflector | 1 | 23 | Office
Table | Incandescent |  | Other | 1 | 20 | Office
Recessed Can | Compact Fluorescent |  | Reflector | 1 | 23 | Bedroom
Ceiling Fixture | Compact Fluorescent |  | Reflector | 1 | 23 | Hall
Wall Mount | Compact Fluorescent |  | Twist | 1 | 14 | Bathroom
Recessed Can | Incandescent |  | Heat Lamp | 1 | 250 | Bathroom
Wall Mount | Incandescent |  | Mini base | 4 | 60 | Bathroom
Recessed - other | Incandescent |  | Heat Lamp | 1 | 250 | Bathroom
Ceiling Fixture | Incandescent |  | Standard A Lamp | 1 | 60 | Closet
Floor lamp | Compact Fluorescent |  | Twist | 1 | 14 | Master Bedroom
Ceiling Fan | Incandescent |  | Standard A Lamp | 1 | 15 | Master Bedroom
Wall Mount | Incandescent |  | Globe | 2 | 40 | Bathroom
Wall Mount | Incandescent |  | Globe | 1 | 60 | Bathroom
Wall Mount | Incandescent |  | Mini base | 1 | 4 | Bathroom
Wall Mount | Incandescent |  | Standard A Lamp | 1 | 60 | Closet
Track | Incandescent |  | Standard A Lamp | 3 | 40 | Dining Room
Recessed Can | Incandescent |  | Standard A Lamp | 1 | 75 | Kitchen
Recessed Can | Incandescent |  | Reflector | 1 | 65 | Kitchen
Recessed Can | Compact Fluorescent |  | Reflector | 1 | 15 | Kitchen
Wall Mount | Incandescent |  | Standard A Lamp | 1 | 75 | Laundry Room
Recessed Can | Compact Fluorescent |  | Reflector | 1 | 15 | Living Room
Track | Incandescent |  | Standard A Lamp | 1 | 60 | Office
Table | Incandescent |  | Standard A Lamp | 1 | 60 | Office
Track | Incandescent |  | Standard A Lamp | 1 | 40 | Office
Table | Compact Fluorescent |  | Twist | 1 | 15 | Office
Track | Incandescent |  | Clear | 1 | 60 | Office
Ceiling Fixture | Incandescent |  | Standard A Lamp | 1 | 100 | Other
Ceiling Fixture | Incandescent |  | Standard A Lamp | 1 | 60 | Other
Recessed Can | Compact Fluorescent |  | Twist | 1 | 15 | Other
Wall Mount | Incandescent |  | Globe | 3 | 40 | Bathroom
Ceiling Fixture | Incandescent |  | Standard A Lamp | 1 | 100 | Bathroom
Ceiling Fixture | Incandescent |  | Standard A Lamp | 1 | 40 | Bathroom
Wall Mount | Incandescent |  | Standard A Lamp | 1 | 75 | Hall
Recessed Can | Incandescent |  | Reflector | 1 | 65 | Hall
Wall Mount | Incandescent |  | Globe | 6 | 60 | Bathroom
Recessed Can | Incandescent |  | Reflector | 1 | 50 | Master Bedroom
Recessed Can | Compact Fluorescent |  | Twist | 1 | 13 | Master Bedroom
Recessed Can | Incandescent |  | Reflector | 1 | 65 | Master Bedroom
Table | Incandescent |  | Mini base | 1 | 15 | Master Bedroom
Table | Compact Fluorescent |  | A shape bulb | 1 | 15 | Master Bedroom
Table | Compact Fluorescent |  | A shape bulb | 1 | 15 | Master Bedroom
Ceiling Fixture | Compact Fluorescent |  | A shape bulb | 1 | 15 | Closet
Ceiling Fixture | Compact Fluorescent |  | A shape bulb | 2 | 15 | Bathroom
Ceiling Fixture | Linear Fluorescent | 48 | T-12 | 2 | 40 | Garage
Wall Mount | Compact Fluorescent |  | Twist | 1 | 14 | Bathroom
Recessed - other | Compact Fluorescent |  | Twist | 1 | 23 | Bathroom
Ceiling Fixture | Compact Fluorescent |  | Twist | 1 | 14 | Hall
Ceiling Fixture | Compact Fluorescent |  | Straight Tube | 1 | 15 | Closet
Ceiling Fan | Incandescent |  | Decorative | 3 | 40 | Family Room
Other | Linear Fluorescent | 18 | T-8 | 1 | 15 | Family Room
Floor lamp | Other |  | LED Interior | 1 | 3 | Family Room
Chandelier (Hanging) | Incandescent |  | Mini base | 6 | 40 | Dining Room
Ceiling Fixture | Incandescent |  | Decorative | 1 | 40 | Hall
Ceiling Fixture | Incandescent |  | Clear | 1 | 25 | Hall
Ceiling Fixture | Compact Fluorescent |  | Twist | 2 | 14 | Kitchen
Wall Mount | Incandescent |  | Mini base | 2 | 40 | Living Room
Floor lamp | Incandescent |  | Standard A Lamp | 1 | 100 | Living Room
Chandelier (Hanging) | Incandescent |  | Mini base | 6 | 40 | Dining Room
Low bay | Incandescent |  | Standard A Lamp | 1 | 60 | Bathroom
Wall Mount | Incandescent |  | Decorative | 1 | 60 | Bathroom
Recessed - other | Incandescent |  | Standard A Lamp | 1 | 40 | Bathroom
Chandelier (Hanging) | Incandescent |  | Globe | 1 | 150 | Master Bedroom
Table | Compact Fluorescent |  | Twist | 1 | 9 | Master Bedroom
Table | Compact Fluorescent |  | Twist | 1 | 13 | Master Bedroom
Table | Compact Fluorescent |  | Twist | 1 | 14 | Master Bedroom
Recessed - other | Incandescent |  | Clear | 1 | 25 | Closet
Ceiling Fixture | Incandescent |  | Standard A Lamp | 1 | 60 | Bedroom
Ceiling Fixture | Incandescent |  | Decorative | 1 | 40 | Bedroom
Table | Compact Fluorescent |  | Twist | 1 | 14 | Bedroom
Ceiling Fixture | Incandescent |  | Decorative | 5 | 25 | Bedroom
Table | Incandescent |  | Mini base | 1 | 4 | Bedroom
Chandelier (Hanging) | Halogen |  | Quartz Tube | 1 | 60 | Bedroom
Ceiling Fixture | Incandescent |  | Decorative | 5 | 25 | Other
Table | Compact Fluorescent |  | Twist | 1 | 14 | Other
Wall Mount | Compact Fluorescent |  | Twist | 1 | 13 | Closet
Ceiling Fixture | Incandescent |  | Clear | 2 | 25 | Hall
Table | Compact Fluorescent |  | Straight Tube | 1 | 15 | Other
Ceiling Fixture | Linear Fluorescent | 48 | T-8 | 2 | 32 | Other
Table | Compact Fluorescent |  | Reflector | 1 | 9 | Other
Ceiling Fixture | Compact Fluorescent |  | Twist | 1 | 27 | Other
Wall Mount | Incandescent |  | Other | 1 | 60 | Other
Wall Mount | Compact Fluorescent |  | Twist | 4 | 23 | Laundry Room
Ceiling Fixture | Linear Fluorescent | 48 | T-8 | 2 | 32 | Family Room
Ceiling Fixture | Linear Fluorescent | 48 | T-12 | 4 | 40 | Garage
Ceiling Fixture | Incandescent |  | Standard A Lamp | 3 | 60 | Hall
Ceiling Fixture | Incandescent |  | Standard A Lamp | 1 | 60 | Bathroom
Wall Mount | Incandescent |  | Standard A Lamp | 1 | 60 | Bathroom
Torchiere | Incandescent |  | Standard A Lamp | 2 | 100 | Dining Room
Table | Incandescent |  | Standard A Lamp | 1 | 60 | Dining Room
Ceiling Fixture | Incandescent |  | Standard A Lamp | 3 | 60 | Dining Room
Wall Mount | Incandescent |  | Other | 10 | 1 | Dining Room
Ceiling Fixture | Compact Fluorescent |  | Straight Tube | 1 | 20 | Hall
Ceiling Fixture | Incandescent |  | Standard A Lamp | 1 | 75 | Hall
Ceiling Fixture | Compact Fluorescent |  | Twist | 1 | 23 | Kitchen
Ceiling Fixture | Incandescent |  | Standard A Lamp | 1 | 75 | Kitchen
Ceiling Fixture | Incandescent |  | Standard A Lamp | 3 | 40 | Living Room
Table | Incandescent |  | Standard A Lamp | 1 | 60 | Living Room
Floor lamp | Incandescent |  | Standard A Lamp | 1 | 100 | Living Room
Table | Incandescent |  | Standard A Lamp | 1 | 100 | Living Room
Ceiling Fixture | Incandescent |  | Standard A Lamp | 1 | 100 | Office
Table | Compact Fluorescent |  | Other | 1 | 20 | Office
Table | Incandescent |  | Standard A Lamp | 1 | 75 | Office
Floor lamp | Compact Fluorescent |  | Twist | 1 | 23 | Office
Table | Other |  | LED Interior | 1 | 5 | Office
Ceiling Fixture | Incandescent |  | Standard A Lamp | 1 | 75 | Closet
Ceiling Fixture | Incandescent |  | Standard A Lamp | 1 | 75 | Office
Table | Incandescent |  | Other | 1 | 50 | Office
Ceiling Fixture | Incandescent |  | Standard A Lamp | 1 | 60 | Closet
Ceiling Fixture | Incandescent |  | Standard A Lamp | 1 | 75 | Master Bedroom
Ceiling Fixture | Incandescent |  | Standard A Lamp | 1 | 100 | Master Bedroom
Table | Incandescent |  | Other | 1 | 40 | Master Bedroom
Floor lamp | Incandescent |  | Other | 1 | 60 | Master Bedroom
Table | Incandescent |  | Standard A Lamp | 1 | 40 | Master Bedroom
Table | Incandescent |  | Standard A Lamp | 1 | 100 | Master Bedroom
Ceiling Fixture | Incandescent |  | Standard A Lamp | 1 | 75 | Other
Ceiling Fixture | Incandescent |  | Standard A Lamp | 1 | 60 | Hall
Wall Mount | Incandescent |  | Standard A Lamp | 1 | 60 | Hall
Ceiling Fixture | Linear Fluorescent | 48 | T-12 | 2 | 40 | Laundry Room
Ceiling Fixture | Incandescent |  | Standard A Lamp | 1 | 75 | Other
Ceiling Fixture | Halogen |  | Other | 1 | 60 | Other
Ceiling Fixture | Incandescent |  | Standard A Lamp | 1 | 75 | Other
Ceiling Fixture | Incandescent |  | Standard A Lamp | 1 | 75 | Other
Ceiling Fixture | Linear Fluorescent | 48 | T-12 | 2 | 40 | Other
Ceiling Fixture | Incandescent |  | Standard A Lamp | 1 | 60 | Bathroom
Recessed - other | Incandescent |  | Standard A Lamp | 1 | 40 | Bathroom
Recessed - other | Incandescent |  | Standard A Lamp | 1 | 60 | Bathroom
Chandelier (Hanging) | Incandescent |  | Standard A Lamp | 2 | 40 | Dining Room
Other | Incandescent |  | Other | 1 | 60 | Dining Room
Ceiling Fixture | Incandescent |  | Standard A Lamp | 1 | 40 | Hall
Ceiling Fixture | Incandescent |  | Standard A Lamp | 1 | 75 | Family Room
Ceiling Fixture | Incandescent |  | Standard A Lamp | 1 | 60 | Family Room
Table | Incandescent |  | Standard A Lamp | 1 | 60 | Family Room
Table | Incandescent |  | Standard A Lamp | 1 | 60 | Family Room
Garage door opener | Incandescent |  | Standard A Lamp | 1 | 60 | Garage
Ceiling Fixture | Linear Fluorescent | 48 | T-12 | 1 | 40 | Kitchen
Ceiling Fixture | Linear Fluorescent | 48 | T-12 | 2 | 40 | Kitchen
Other | Incandescent |  | Standard A Lamp | 1 | 40 | Kitchen
Ceiling Fixture | Incandescent |  | Standard A Lamp | 1 | 40 | Laundry Room
Chandelier (Hanging) | Incandescent |  | Mini base | 1 | 15 | Living Room
Chandelier (Hanging) | Incandescent |  | Mini base | 2 | 40 | Living Room
Table | Incandescent |  | Standard A Lamp | 1 | 60 | Living Room
Table | Incandescent |  | Standard A Lamp | 1 | 40 | Living Room
Floor lamp | Compact Fluorescent |  | Pin base | 1 | 18 | Living Room
Chandelier (Hanging) | Incandescent |  | Mini base | 3 | 40 | Living Room
Ceiling Fixture | Incandescent |  | Standard A Lamp | 1 | 75 | Hall
Recessed - other | Incandescent |  | Standard A Lamp | 1 | 40 | Bathroom
Ceiling Fixture | Incandescent |  | Standard A Lamp | 2 | 60 | Master Bedroom
Table | Incandescent |  | Standard A Lamp | 1 | 25 | Master Bedroom
Table | Incandescent |  | Standard A Lamp | 1 | 38 | Master Bedroom
Ceiling Fixture | Incandescent |  | Standard A Lamp | 2 | 60 | Office
Wall Mount | Incandescent |  | Standard A Lamp | 1 | 60 | Bathroom
Wall Mount | Incandescent |  | Standard A Lamp | 1 | 40 | Bathroom
Ceiling Fixture | Compact Fluorescent |  | Twist | 1 | 13 | Bedroom
Table | Incandescent |  | Standard A Lamp | 2 | 52 | Bedroom
Chandelier (Hanging) | Incandescent |  | Decorative | 5 | 60 | Dining Room
Ceiling Fixture | Incandescent |  | Standard A Lamp | 1 | 60 | Hall
Ceiling Fan | Compact Fluorescent |  | Twist | 3 | 13 | Family Room
Table | Compact Fluorescent |  | Twist | 1 | 13 | Family Room
Ceiling Fixture | Incandescent |  | Standard A Lamp | 1 | 40 | Hall
Ceiling Fixture | Linear Fluorescent | 48 | T-12 | 2 | 40 | Kitchen
Ceiling Fixture | Compact Fluorescent |  | Twist | 1 | 22 | Kitchen
Recessed Can | Compact Fluorescent |  | Twist | 1 | 13 | Kitchen
Ceiling Fixture | Linear Fluorescent | 48 | T-12 | 2 | 40 | Laundry Room
Table | Incandescent |  | 3-Way Incandescent | 1 | 100 | Living Room
Floor lamp | Incandescent |  | Standard A Lamp | 2 | 75 | Living Room
Floor lamp | Compact Fluorescent |  | Twist | 1 | 15 | Living Room
Wall Mount | Incandescent |  | Standard A Lamp | 2 | 60 | Bathroom
Ceiling Fixture | Compact Fluorescent |  | Twist | 1 | 13 | Bathroom
Floor lamp | Compact Fluorescent |  | Twist | 2 | 22 | Master Bedroom
Ceiling Fixture | Incandescent |  | Standard A Lamp | 4 | 60 | Master Bedroom
Ceiling Fixture | Compact Fluorescent |  | Twist | 1 | 22 | Closet
Ceiling Fixture | Incandescent |  | Standard A Lamp | 2 | 60 | Office
Ceiling Fixture | Compact Fluorescent |  | Twist | 1 | 13 | Office
Wall Mount | Incandescent |  | Globe | 6 | 40 | Bathroom
Table | Incandescent |  | Standard A Lamp | 1 | 25 | Bathroom
Ceiling Fixture | Incandescent |  | Standard A Lamp | 3 | 55 | Bedroom
Chandelier (Hanging) | Incandescent |  | Globe | 1 | 100 | Dining Room
Ceiling Fixture | Incandescent |  | Standard A Lamp | 3 | 40 | Family Room
Table | Incandescent |  | 3-Way Incandescent | 1 | 100 | Family Room
Table | Incandescent |  | Standard A Lamp | 1 | 75 | Family Room
Exterior | Incandescent |  | Standard A Lamp | 1 | 100 | Garage
Low bay | Linear Fluorescent | 48 | T-8 | 2 | 32 | Garage
Ceiling Fixture | Incandescent |  | Standard A Lamp | 1 | 40 | Hall
Ceiling Fixture | Linear Fluorescent | 48 | T-12 | 2 | 40 | Kitchen
Ceiling Fixture | Linear Fluorescent | 24 | T-8 | 1 | 17 | Laundry Room
Ceiling Fixture | Incandescent |  | Standard A Lamp | 1 | 100 | Laundry Room
Ceiling Fixture | Compact Fluorescent |  | Twist | 1 | 13 | Laundry Room
Wall Mount | Incandescent |  | Globe | 6 | 40 | Bathroom
Ceiling Fixture | Incandescent |  | Standard A Lamp | 1 | 60 | Master Bedroom
Wall Mount | Incandescent |  | Standard A Lamp | 1 | 60 | Master Bedroom
Ceiling Fixture | Incandescent |  | Standard A Lamp | 1 | 60 | Bedroom
Table | Incandescent |  | Standard A Lamp | 1 | 75 | Bedroom
Wall Mount | Incandescent |  | Decorative | 2 | 40 | Bathroom
Chandelier (Hanging) | Incandescent |  | Decorative | 5 | 40 | Dining Room
Wall Mount | Incandescent |  | Decorative | 1 | 40 | Hall
Ceiling Fixture | Incandescent |  | Standard A Lamp | 2 | 60 | Kitchen
Other | Incandescent |  | Other | 1 | 40 | Kitchen
Ceiling Fixture | Linear Fluorescent | 48 | T-12 | 4 | 40 | Kitchen
Torchiere | Incandescent |  | Standard A Lamp | 1 | 60 | Laundry Room
Wall Mount | Incandescent |  | Decorative | 1 | 40 | Laundry Room
Ceiling Fixture | Incandescent |  | Standard A Lamp | 2 | 60 | Family Room
Ceiling Fixture | Incandescent |  | Standard A Lamp | 1 | 60 | Hall
Wall Mount | Incandescent |  | Decorative | 2 | 40 | Bathroom
Wall Mount | Compact Fluorescent |  | Twist | 2 | 14 | Bathroom
Wall Mount | Incandescent |  | Decorative | 1 | 40 | Master Bedroom
Table | Incandescent |  | Other | 1 | 25 | Master Bedroom
Wall Mount | Incandescent |  | Decorative | 1 | 60 | Closet
Ceiling Fixture | Incandescent |  | Standard A Lamp | 2 | 60 | Bedroom
Wall Mount | Incandescent |  | Decorative | 2 | 40 | Hall
Ceiling Fixture | Incandescent |  | Standard A Lamp | 1 | 60 | Garage
Garage door opener | Incandescent |  | Standard A Lamp | 1 | 60 | Garage
Wall Mount | Incandescent |  | Globe | 4 | 40 | Bathroom
Ceiling Fixture | Incandescent |  | Standard A Lamp | 2 | 25 | Bathroom
Ceiling Fixture | Incandescent |  | Standard A Lamp | 2 | 40 | Bedroom
Table | Incandescent |  | Standard A Lamp | 1 | 40 | Bedroom
Chandelier (Hanging) | Incandescent |  | Decorative | 4 | 25 | Bedroom
Table | Incandescent |  | Standard A Lamp | 1 | 60 | Bedroom
Table | Incandescent |  | Standard A Lamp | 1 | 25 | Bedroom
Ceiling Fixture | Incandescent |  | Globe | 1 | 75 | Dining Room
Table | Incandescent |  | Standard A Lamp | 1 | 60 | Dining Room
Ceiling Fixture | Compact Fluorescent |  | Twist | 2 | 22 | Family Room
Ceiling Fan | Incandescent |  | Standard A Lamp | 4 | 40 | Family Room
Table | Incandescent |  | Standard A Lamp | 1 | 40 | Family Room
Floor lamp | Compact Fluorescent |  | Twist | 1 | 22 | Family Room
Floor lamp | Incandescent |  | Decorative | 3 | 25 | Family Room
Table | Halogen |  | Quartz Tube | 1 | 100 | Family Room
Ceiling Fixture | Incandescent |  | Standard A Lamp | 1 | 75 | Bathroom
Ceiling Fixture | Compact Fluorescent |  | Twist | 2 | 22 | Hall
Ceiling Fixture | Linear Fluorescent | 48 | T-8 | 4 | 32 | Kitchen
Ceiling Fixture | Incandescent |  | Decorative | 3 | 25 | Kitchen
Architectural | Incandescent |  | Standard A Lamp | 2 | 40 | Kitchen
Ceiling Fixture | Compact Fluorescent |  | Circline (Screw Base) | 1 | 22 | Laundry Room
Ceiling Fixture | Compact Fluorescent |  | Twist | 2 | 15 | Living Room
Floor lamp | Incandescent |  | Standard A Lamp | 1 | 75 | Living Room
Torchiere | Incandescent |  | 3-Way Incandescent | 1 | 200 | Living Room
Ceiling Fixture | Incandescent |  | Standard A Lamp | 2 | 60 | Bedroom
Ceiling Fixture | Compact Fluorescent |  | Twist | 1 | 23 | Hall
Chandelier (Hanging) | Incandescent |  | Globe | 5 | 40 | Dining Room
Chandelier (Hanging) | Incandescent |  | Reflector | 1 | 45 | Dining Room
Ceiling Fixture | Compact Fluorescent |  | Twist | 1 | 13 | Hall
Wall Mount | Incandescent |  | Decorative | 1 | 40 | Bathroom
Ceiling Fixture | Compact Fluorescent |  | Pin base | 1 | 22 | Kitchen
Recessed Can | Compact Fluorescent |  | Reflector | 1 | 15 | Kitchen
Recessed Can | Halogen |  | PAR | 1 | 50 | Kitchen
Other | Linear Fluorescent | 12 | T-5 | 1 | 7 | Kitchen
Other | Linear Fluorescent | 24 | T-5 | 2 | 13 | Kitchen
Other | Linear Fluorescent | 24 | T-5 | 1 | 13 | Kitchen
Ceiling Fixture | Incandescent |  | Clear | 1 | 75 | Laundry Room
Track | Incandescent |  | Reflector | 4 | 45 | Laundry Room
Table | Compact Fluorescent |  | Twist | 1 | 25 | Laundry Room
Table | Compact Fluorescent |  | Twist | 1 | 23 | Laundry Room
Table | Incandescent |  | Mini base | 1 | 8 | Laundry Room
Wall Mount | Incandescent |  | Clear | 2 | 60 | Bathroom
Ceiling Fixture | Halogen |  | PAR | 3 | 50 | Family Room
Table | Incandescent |  | 3-Way Incandescent | 1 | 250 | Family Room
Ceiling Fixture | Linear Fluorescent | 48 | T-12 | 6 | 34 | Office
Ceiling Fixture | Incandescent |  | Clear | 1 | 60 | Office
Table | Incandescent |  | Other | 1 | 40 | Office
Ceiling Fixture | Incandescent |  | Clear | 1 | 60 | Closet
Ceiling Fixture | Incandescent |  | Globe | 3 | 40 | Bedroom
Table | Incandescent |  | Standard A Lamp | 1 | 60 | Bedroom
Ceiling Fixture | Compact Fluorescent |  | Twist | 1 | 23 | Hall
Wall Mount | Incandescent |  | Mini base | 1 | 5 | Hall
Recessed - other | Incandescent |  | Heat Lamp | 1 | 250 | Bathroom
Wall Mount | Halogen |  | Other | 2 | 100 | Bathroom
Recessed Can | Halogen |  | PAR | 1 | 50 | Bathroom
Recessed - other | Incandescent |  | Heat Lamp | 1 | 250 | Bathroom
Ceiling Fixture | Halogen |  | PAR | 1 | 50 | Bathroom
Recessed Can | Halogen |  | PAR | 1 | 50 | Bathroom
Wall Mount | Halogen |  | Other | 2 | 150 | Bathroom
Wall Mount | Halogen |  | Other | 2 | 100 | Bathroom
Wall Mount | Incandescent |  | Mini base | 1 | 40 | Bathroom
Ceiling Fixture | Compact Fluorescent |  | Twist | 1 | 23 | Master Bedroom
Table | Incandescent |  | Standard A Lamp | 1 | 60 | Master Bedroom
Table | Incandescent |  | Mini base | 1 | 75 | Master Bedroom
Table | Incandescent |  | Standard A Lamp | 1 | 25 | Master Bedroom
Wall Mount | Incandescent |  | Clear | 3 | 60 | Bathroom
Wall Mount | Incandescent |  | Clear | 1 | 75 | Bathroom
Wall Mount | Incandescent |  | Mini base | 1 | 40 | Bathroom
Ceiling Fixture | Compact Fluorescent |  | Twist | 1 | 18 | Bathroom
Ceiling Fixture | Incandescent |  | Clear | 1 | 60 | Bathroom
Table | Incandescent |  | 3-Way Incandescent | 1 | 200 | Bathroom
Recessed Can | Incandescent |  | Reflector | 1 | 65 | Bedroom
Ceiling Fixture | Incandescent |  | Clear | 2 | 60 | Bedroom
Wall Mount | Incandescent |  | Clear | 1 | 60 | Hall
Track | Incandescent |  | Globe | 4 | 100 | Garage
Ceiling Fixture | Linear Fluorescent | 96 | T-12 | 2 | 96 | Garage
Garage door opener | Incandescent |  | Standard A Lamp | 2 | 60 | Garage
Chandelier (Hanging) | Incandescent |  | Standard A Lamp | 1 | 75 | Hall
Wall Mount | Compact Fluorescent |  | Twist | 1 | 13 | Hall
Ceiling Fixture | Compact Fluorescent |  | Twist | 1 | 23 | Other
Ceiling Fixture | Compact Fluorescent |  | Twist | 1 | 15 | Other
Ceiling Fixture | Incandescent |  | Standard A Lamp | 1 | 75 | Other
Wall Mount | Incandescent |  | Standard A Lamp | 4 | 60 | Bathroom
Wall Mount | Incandescent |  | Standard A Lamp | 1 | 40 | Bathroom
Wall Mount | Compact Fluorescent |  | Twist | 2 | 14 | Bathroom
Ceiling Fixture | Incandescent |  | Standard A Lamp | 3 | 60 | Bedroom
Ceiling Fixture | Incandescent |  | Standard A Lamp | 1 | 60 | Bedroom
Ceiling Fixture | Incandescent |  | Standard A Lamp | 2 | 60 | Bedroom
Ceiling Fixture | Incandescent |  | Standard A Lamp | 10 | 60 | Dining Room
Ceiling Fixture | Incandescent |  | Standard A Lamp | 1 | 75 | Hall
Recessed Can | Incandescent |  | Reflector | 1 | 90 | Hall
Recessed Can | Compact Fluorescent |  | Twist | 1 | 13 | Hall
Recessed Can | Compact Fluorescent |  | Twist | 1 | 13 | Family Room
Chandelier (Hanging) | Incandescent |  | Mini base | 8 | 60 | Family Room
Ceiling Fan | Incandescent |  | Standard A Lamp | 2 | 60 | Family Room
Ceiling Fixture | Incandescent |  | Standard A Lamp | 1 | 85 | Family Room
Ceiling Fixture | Incandescent |  | Globe | 1 | 60 | Garage
Chandelier (Hanging) | Incandescent |  | Standard A Lamp | 16 | 60 | Hall
Chandelier (Hanging) | Incandescent |  | Standard A Lamp | 3 | 60 | Kitchen
Ceiling Fixture | Compact Fluorescent |  | Twist | 1 | 13 | Laundry Room
Table | Incandescent |  | Standard A Lamp | 1 | 40 | Living Room
Table | Incandescent |  | Mini base | 4 | 60 | Living Room
Wall Mount | Incandescent |  | Standard A Lamp | 3 | 55 | Bathroom
Chandelier (Hanging) | Incandescent |  | Globe | 1 | 75 | Master Bedroom
Ceiling Fixture | Linear Fluorescent | 48 | T-12 | 2 | 40 | Closet
Ceiling Fixture | Compact Fluorescent |  | Twist | 3 | 13 | Office
Chandelier (Hanging) | Incandescent |  | Mini base | 5 | 60 | Closet
Ceiling Fixture | Compact Fluorescent |  | Twist | 1 | 13 | Closet
Ceiling Fixture | Linear Fluorescent | 48 | T-12 | 2 | 40 | Closet
Wall Mount | Incandescent |  | Standard A Lamp | 2 | 75 | Bathroom
Ceiling Fixture | Incandescent |  | Standard A Lamp | 1 | 75 | Bathroom
Table | Compact Fluorescent |  | Twist | 1 | 22 | Bedroom
Ceiling Fixture | Incandescent |  | Standard A Lamp | 1 | 60 | Bedroom
Floor lamp | Incandescent |  | Standard A Lamp | 4 | 75 | Bedroom
Ceiling Fixture | Compact Fluorescent |  | Twist | 1 | 15 | Bedroom
Ceiling Fan | Compact Fluorescent |  | Twist | 4 | 15 | Dining Room
Ceiling Fixture | Incandescent |  | Standard A Lamp | 1 | 60 | Hall
Ceiling Fixture | Incandescent |  | Standard A Lamp | 2 | 75 | Kitchen
Ceiling Fixture | Incandescent |  | Standard A Lamp | 1 | 60 | Laundry Room
Table | Compact Fluorescent |  | Twist | 1 | 15 | Living Room
Ceiling Fixture | Incandescent |  | Standard A Lamp | 1 | 60 | Living Room
Ceiling Fixture | Compact Fluorescent |  | Twist | 1 | 22 | Living Room
Ceiling Fixture | Incandescent |  | Standard A Lamp | 1 | 60 | Master Bedroom
Table | Incandescent |  | Standard A Lamp | 1 | 75 | Master Bedroom
Wall Mount | Compact Fluorescent |  | Twist | 2 | 14 | Bathroom
Wall Mount | Incandescent |  | Standard A Lamp | 5 | 100 | Bathroom
Ceiling Fixture | Compact Fluorescent |  | Twist | 2 | 14 | Bedroom
Ceiling Fixture | Compact Fluorescent |  | Twist | 2 | 14 | Bedroom
Chandelier (Hanging) | Incandescent |  | Standard A Lamp | 6 | 100 | Dining Room
Chandelier (Hanging) | Incandescent |  | Clear | 3 | 60 | Dining Room
Ceiling Fixture | Compact Fluorescent |  | Twist | 2 | 14 | Hall
Ceiling Fixture | Incandescent |  | Clear | 3 | 60 | Hall
Ceiling Fixture | Compact Fluorescent |  | Twist | 2 | 14 | Family Room
Recessed Can | Compact Fluorescent |  | Flood | 1 | 14 | Hall
Recessed Can | Compact Fluorescent |  | Flood | 1 | 14 | Kitchen
Ceiling Fixture | Compact Fluorescent |  | Twist | 2 | 14 | Laundry Room
Recessed Can | Compact Fluorescent |  | Reflector |  | 14 | Living Room
Wall Mount | Incandescent |  | Standard A Lamp | 5 | 100 | Bathroom
Ceiling Fixture | Compact Fluorescent |  | Twist | 2 | 14 | Bathroom
Table | Compact Fluorescent |  | Twist | 2 | 14 | Master Bedroom
Floor lamp | Incandescent |  | 3-Way Incandescent | 1 | 100 | Master Bedroom
Ceiling Fixture | Compact Fluorescent |  | Twist | 2 | 14 | Closet
Recessed Can | Compact Fluorescent |  | Flood | 1 | 14 | Office
Ceiling Fixture | Incandescent |  | Standard A Lamp | 2 | 60 | Closet
Ceiling Fixture | Incandescent |  | Standard A Lamp | 1 | 100 | Other
Ceiling Fixture | Compact Fluorescent |  | Twist | 1 | 13 | Other
Low bay | Linear Fluorescent | 48 | T-8 | 2 | 32 | Other
Ceiling Fixture | Incandescent |  | Decorative | 2 | 40 | Bathroom
Ceiling Fixture | Compact Fluorescent |  | Twist | 4 | 15 | Bedroom
Ceiling Fixture | Incandescent |  | Standard A Lamp | 2 | 60 | Bedroom
Ceiling Fixture | Compact Fluorescent |  | Twist | 3 | 15 | Bedroom
Table | Incandescent |  | Standard A Lamp | 2 | 40 | Bedroom
Ceiling Fixture | Incandescent |  | Mini base | 6 | 40 | Dining Room
Low bay | Linear Fluorescent | 48 | T-12 | 2 | 40 | Garage
Ceiling Fixture | Incandescent |  | Standard A Lamp | 1 | 60 | Garage
Ceiling Fixture | Compact Fluorescent |  | Twist | 1 | 15 | Hall
Ceiling Fixture | Linear Fluorescent | 48 | T-8 | 2 | 32 | Kitchen
Ceiling Fixture | Compact Fluorescent |  | Twist | 1 | 14 | Kitchen
Table | Incandescent |  | 3-Way Incandescent | 1 | 100 | Living Room
Table | Compact Fluorescent |  | 3-Way CFL | 1 | 23 | Living Room
Wall Mount | Incandescent |  | Standard A Lamp | 1 | 40 | Bathroom
Ceiling Fixture | Incandescent |  | Other | 2 | 55 | Bathroom
Ceiling Fixture | Compact Fluorescent |  | Twist | 2 | 15 | Master Bedroom
Table | Incandescent |  | 3-Way Incandescent | 1 | 100 | Master Bedroom
Ceiling Fixture | Compact Fluorescent |  | Twist | 1 | 15 | Hall
Wall Mount | Compact Fluorescent |  | Globe | 3 | 22 | Bathroom
Ceiling Fixture | Compact Fluorescent |  | Twist | 1 | 15 | Bedroom
Table | Compact Fluorescent |  | Twist | 1 | 22 | Bedroom
Ceiling Fixture | Compact Fluorescent |  | Twist | 1 | 15 | Hall
Ceiling Fixture | Compact Fluorescent |  | Circline (Screw Base) | 1 | 28 | Kitchen
Wall Mount | Linear Fluorescent | 20 | T-5 | 2 | 16 | Kitchen
Ceiling Fixture | Incandescent |  | Standard A Lamp | 2 | 60 | Laundry Room
Wall Mount | Incandescent |  | Standard A Lamp | 3 | 60 | Laundry Room
Ceiling Fan | Incandescent |  | Decorative | 3 | 40 | Living Room
Recessed Can | Compact Fluorescent |  | Globe | 1 | 22 | Living Room
Recessed Can | Incandescent |  | Standard A Lamp | 1 | 60 | Living Room
Ceiling Fixture | Compact Fluorescent |  | Twist | 2 | 22 | Master Bedroom
Table | Incandescent |  | Decorative | 2 | 60 | Master Bedroom
Wall Mount | Incandescent |  | Globe | 8 | 60 | Bathroom
Chandelier (Hanging) | Incandescent |  | Clear | 3 | 100 | Dining Room
Ceiling Fixture | Incandescent |  | Standard A Lamp | 1 | 75 | Hall
Ceiling Fixture | Incandescent |  | Mini base | 3 | 60 | Hall
Ceiling Fixture | Incandescent |  | Standard A Lamp | 2 | 60 | Family Room
Exterior | Linear Fluorescent | 48 | T-12 | 2 | 40 | Other
Ceiling Fixture | Linear Fluorescent | 48 | T-12 | 6 | 40 | Kitchen
Ceiling Fixture | Linear Fluorescent | 36 | T-12 | 1 | 30 | Kitchen
Ceiling Fixture | Linear Fluorescent | 24 | T-5 | 1 | 13 | Kitchen
Recessed Can | Incandescent |  | Reflector | 1 | 65 | Kitchen
Ceiling Fixture | Incandescent |  | Standard A Lamp | 2 | 60 | Laundry Room
Table | Incandescent |  | 3-Way Incandescent | 1 | 100 | Living Room
Table | Incandescent |  | Standard A Lamp | 1 | 60 | Living Room
Torchiere | Halogen |  | Quartz Tube | 1 | 300 | Living Room
Wall Mount | Incandescent |  | Globe | 4 | 60 | Bathroom
Table | Incandescent |  | Standard A Lamp | 1 | 60 | Bedroom
Table | Incandescent |  | 3-Way Incandescent | 1 | 100 | Bedroom
Table | Incandescent |  | 3-Way Incandescent | 1 | 70 | Bedroom
Table | Incandescent |  | Mini base | 1 | 40 | Bedroom
Ceiling Fixture | Compact Fluorescent |  | Twist | 1 | 22 | Bathroom
Ceiling Fixture | Incandescent |  | Standard A Lamp | 2 | 60 | Bedroom
Ceiling Fixture | Incandescent |  | Standard A Lamp | 2 | 60 | Bedroom
Ceiling Fixture | Compact Fluorescent |  | Twist | 2 | 22 | Bedroom
Ceiling Fixture | Incandescent |  | Standard A Lamp | 3 | 60 | Bedroom
Ceiling Fixture | Compact Fluorescent |  | Twist | 1 | 22 | Bedroom
Ceiling Fixture | Incandescent |  | Decorative | 2 | 25 | Dining Room
Chandelier (Hanging) | Incandescent |  | Decorative | 8 | 25 | Dining Room
Wall Mount | Incandescent |  | Standard A Lamp | 2 | 60 | Other
Ceiling Fixture | Incandescent |  | Standard A Lamp | 1 | 60 | Living Room
Ceiling Fixture | Compact Fluorescent |  | Twist | 1 | 22 | Living Room
Floor lamp | Incandescent |  | Standard A Lamp | 1 | 60 | Living Room
Ceiling Fixture | Incandescent |  | Standard A Lamp | 1 | 60 | Bathroom
Wall Mount | Incandescent |  | Globe | 2 | 40 | Bathroom
Ceiling Fixture | Incandescent |  | Standard A Lamp | 1 | 60 | Master Bedroom
Ceiling Fixture | Compact Fluorescent |  | Twist | 2 | 22 | Master Bedroom
Ceiling Fixture | Incandescent |  | Standard A Lamp | 1 | 100 | Other
Ceiling Fixture | Linear Fluorescent | 36 | T-12 | 4 | 40 | Kitchen
Ceiling Fixture | Compact Fluorescent |  | Twist | 1 | 22 | Hall
Ceiling Fixture | Compact Fluorescent |  | Twist | 1 | 22 | Laundry Room
Wall Mount | Linear Fluorescent | 48 | T-12 | 2 | 40 | Bathroom
Ceiling Fixture | Compact Fluorescent |  | Twist | 1 | 15 | Bathroom
Ceiling Fixture | Compact Fluorescent |  | Twist | 1 | 22 | Bedroom
Table | Incandescent |  | Standard A Lamp | 1 | 60 | Bedroom
Ceiling Fixture | Compact Fluorescent |  | Twist | 2 | 22 | Bedroom
Ceiling Fixture | Incandescent |  | Standard A Lamp | 1 | 75 | Other
Ceiling Fixture | Compact Fluorescent |  | Twist | 1 | 22 | Other
Ceiling Fixture | Compact Fluorescent |  | Twist | 1 | 15 | Hall
Ceiling Fixture | Linear Fluorescent | 48 | T-8 | 2 | 32 | Kitchen
Floor lamp | Compact Fluorescent |  | Straight Tube | 1 | 28 | Living Room
Table | Incandescent |  | 3-Way Incandescent | 1 | 100 | Living Room
Table | Incandescent |  | Mini base | 2 | 25 | Living Room
Wall Mount | Incandescent |  | Mini base | 3 | 60 | Living Room
Wall Mount | Incandescent |  | Standard A Lamp | 2 | 60 | Bathroom
Wall Mount | Compact Fluorescent |  | Twist | 3 | 13 | Bathroom
Recessed Can | Incandescent |  | Heat Lamp | 1 | 250 | Bathroom
Floor lamp | Incandescent |  | Standard A Lamp | 1 | 100 | Bedroom
Table | Incandescent |  | Decorative | 1 | 60 | Bedroom
Floor lamp | Compact Fluorescent |  | Twist | 3 | 13 | Bedroom
Table | Incandescent |  | Standard A Lamp | 1 | 60 | Bedroom
Chandelier (Hanging) | Incandescent |  | Globe | 5 | 40 | Dining Room
Ceiling Fixture | Compact Fluorescent |  | Twist | 1 | 13 | Hall
Ceiling Fan | Incandescent |  | Standard A Lamp | 1 | 100 | Family Room
Wall Mount | Incandescent |  | Mini base | 1 | 5 | Family Room
Ceiling Fixture | Compact Fluorescent |  | Twist | 1 | 22 | Garage
Ceiling Fixture | Incandescent |  | Standard A Lamp | 1 | 100 | Garage
Recessed - other | Compact Fluorescent |  | Twist | 1 | 13 | Kitchen
Chandelier (Hanging) | Incandescent |  | Mini base | 3 | 40 | Kitchen
Architectural | Compact Fluorescent |  | Twist | 1 | 13 | Kitchen
Recessed Can | Compact Fluorescent |  | Flood | 1 | 15 | Kitchen
Ceiling Fixture | Compact Fluorescent |  | Twist | 1 | 22 | Laundry Room
Table | Compact Fluorescent |  | Twist | 1 | 13 | Living Room
Floor lamp | Incandescent |  | 3-Way Incandescent | 1 | 100 | Living Room
Floor lamp | Incandescent |  | Decorative | 1 | 40 | Living Room
Wall Mount | Incandescent |  | Standard A Lamp | 2 | 60 | Bathroom
Recessed Can | Incandescent |  | Heat Lamp | 1 | 250 | Bathroom
Ceiling Fixture | Incandescent |  | Reflector | 1 | 65 | Bathroom
Ceiling Fixture | Incandescent |  | Standard A Lamp | 1 | 40 | Bathroom
Floor lamp | Compact Fluorescent |  | Twist | 1 | 13 | Master Bedroom
Table | Incandescent |  | Standard A Lamp | 1 | 25 | Master Bedroom
Floor lamp | Incandescent |  | Mini base | 3 | 40 | Office
Table | Incandescent |  | Standard A Lamp | 1 | 25 | Office
Table | Incandescent |  | Decorative | 1 | 60 | Office
Wall Mount | Incandescent |  | Standard A Lamp | 3 | 60 | Bathroom
Wall Mount | Incandescent |  | Standard A Lamp | 3 | 60 | Bathroom
Wall Mount | Incandescent |  | Standard A Lamp | 3 | 60 | Bathroom
Chandelier (Hanging) | Incandescent |  | Standard A Lamp | 3 | 60 | Bedroom
Ceiling Fixture | Incandescent |  | Standard A Lamp | 2 | 40 | Bedroom
Ceiling Fixture | Incandescent |  | Standard A Lamp | 2 | 60 | Bedroom
Table | Incandescent |  | Standard A Lamp | 1 | 60 | Bedroom
Ceiling Fixture | Incandescent |  | Standard A Lamp | 1 | 60 | Garage
Garage door opener | Incandescent |  | Standard A Lamp | 2 | 60 | Garage
Chandelier (Hanging) | Incandescent |  | Standard A Lamp | 3 | 60 | Other
Table | Compact Fluorescent |  | Twist | 1 | 7 | Other
Table | Linear Fluorescent | 24 | T-8 | 1 | 20 | Other
Ceiling Fixture | Incandescent |  | Standard A Lamp | 2 | 60 | Hall
Wall Mount | Incandescent |  | Decorative | 1 | 40 | Hall
Chandelier (Hanging) | Incandescent |  | Globe | 5 | 40 | Kitchen
Recessed Can | Compact Fluorescent |  | Twist | 1 | 15 | Kitchen
Ceiling Fixture | Incandescent |  | Standard A Lamp | 1 | 60 | Laundry Room
Table | Incandescent |  | Standard A Lamp | 1 | 60 | Living Room
Ceiling Fixture | Incandescent |  | Standard A Lamp | 1 | 60 | Living Room
Ceiling Fixture | Compact Fluorescent |  | Twist | 1 | 22 | Other
Ceiling Fixture | Linear Fluorescent | 48 | T-12 | 2 | 32 | Other
Ceiling Fixture | Compact Fluorescent |  | Twist | 2 | 22 | Bathroom
Ceiling Fixture | Compact Fluorescent |  | Twist | 1 | 22 | Bedroom
Ceiling Fixture | Compact Fluorescent |  | Twist | 2 | 15 | Bedroom
Table | Compact Fluorescent |  | Twist | 1 | 15 | Bedroom
Floor lamp | Compact Fluorescent |  | Circline (Screw Base) | 1 | 15 | Bedroom
Ceiling Fixture | Linear Fluorescent | 48 | T-12 | 2 | 32 | Kitchen
Ceiling Fixture | Compact Fluorescent |  | Twist | 1 | 22 | Kitchen
Floor lamp | Compact Fluorescent |  | Twist | 1 | 22 | Living Room
Table | Compact Fluorescent |  | Twist | 1 | 22 | Living Room
Ceiling Fixture | Compact Fluorescent |  | Twist | 2 | 15 | Office
Floor lamp | Compact Fluorescent |  | Twist | 2 | 15 | Office
Floor lamp | Compact Fluorescent |  | Twist | 3 | 15 | Office
Torchiere | Compact Fluorescent |  | Twist | 1 | 22 | Office
Table | Compact Fluorescent |  | Twist | 1 | 22 | Office
Table | Incandescent |  | Standard A Lamp | 1 | 40 | Office
Table | Compact Fluorescent |  | Twist | 1 | 15 | Office
Floor lamp | Halogen |  | Quartz Tube | 3 | 150 | Office
Ceiling Fixture | Linear Fluorescent | 48 | T-12 | 2 | 32 | Other
Ceiling Fixture | Incandescent |  | Standard A Lamp | 1 | 75 | Other
Wall Mount | Incandescent |  | Standard A Lamp | 3 | 60 | Bathroom
Ceiling Fixture | Incandescent |  | Standard A Lamp | 2 | 60 | Bathroom
Ceiling Fixture | Incandescent |  | Standard A Lamp | 1 | 75 | Bedroom
Table | Incandescent |  | Standard A Lamp | 1 | 75 | Bedroom
Ceiling Fixture | Incandescent |  | Globe | 2 | 75 | Family Room
Wall Mount | Incandescent |  | Standard A Lamp | 1 | 75 | Family Room
Ceiling Fixture | Incandescent |  | Standard A Lamp | 1 | 60 | Hall
Ceiling Fixture | Incandescent |  | Standard A Lamp | 1 | 60 | Hall
Ceiling Fixture | Compact Fluorescent |  | Twist | 2 | 15 | Kitchen
Ceiling Fan | Incandescent |  | Standard A Lamp | 5 | 75 | Kitchen
Ceiling Fixture | Incandescent |  | Standard A Lamp | 2 | 75 | Laundry Room
Ceiling Fan | Compact Fluorescent |  | Twist | 1 | 15 | Living Room
Ceiling Fixture | Incandescent |  | Standard A Lamp | 1 | 75 | Bathroom
Wall Mount | Incandescent |  | Standard A Lamp | 3 | 60 | Bathroom
Ceiling Fixture | Incandescent |  | Standard A Lamp | 2 | 60 | Master Bedroom
Table | Incandescent |  | Standard A Lamp | 1 | 75 | Master Bedroom
Ceiling Fixture | Linear Fluorescent | 48 | T-5 | 2 | 40 | Other
Ceiling Fixture | Compact Fluorescent |  | Twist | 2 | 15 | Office
Floor lamp | Compact Fluorescent |  | Twist | 1 | 15 | Office
Ceiling Fixture | Halogen |  | PAR | 1 | 150 | Other
Ceiling Fixture | Incandescent |  | Standard A Lamp | 1 | 75 | Other
Wall Mount | Incandescent |  | Globe | 3 | 60 | Bathroom
Ceiling Fixture | Compact Fluorescent |  | Twist | 3 | 15 | Bathroom
Ceiling Fixture | Compact Fluorescent |  | Twist | 4 | 22 | Bathroom
Ceiling Fixture | Incandescent |  | Standard A Lamp | 2 | 60 | Bathroom
Ceiling Fan | Compact Fluorescent |  | Twist | 1 | 22 | Bedroom
Table | Incandescent |  | Standard A Lamp | 1 | 60 | Bedroom
Ceiling Fixture | Linear Fluorescent | 48 | T-12 | 2 | 60 | Bedroom
Table | Incandescent |  | Standard A Lamp | 1 | 60 | Bedroom
Ceiling Fixture | Compact Fluorescent |  | Twist | 2 | 22 | Bedroom
Ceiling Fixture | Incandescent |  | Standard A Lamp | 1 | 65 | Bedroom
Chandelier (Hanging) | Incandescent |  | Standard A Lamp | 5 | 60 | Kitchen
Ceiling Fan | Incandescent |  | Mini base | 3 | 40 | Kitchen
Ceiling Fixture | Incandescent |  | Standard A Lamp | 1 | 60 | Garage
Garage door opener | Incandescent |  | Standard A Lamp | 1 | 65 | Garage
Ceiling Fixture | Incandescent |  | Standard A Lamp | 1 | 60 | Hall
Ceiling Fixture | Incandescent |  | Standard A Lamp | 2 | 60 | Kitchen
Ceiling Fan | Incandescent |  | Mini base | 3 | 40 | Kitchen
Ceiling Fixture | Compact Fluorescent |  | Twist | 2 | 15 | Laundry Room
Ceiling Fixture | Incandescent |  | Standard A Lamp | 1 | 40 | Living Room
Torchiere | Incandescent |  | 3-Way Incandescent | 1 | 100 | Living Room
Table | Incandescent |  | 3-Way Incandescent | 1 | 100 | Living Room
Floor lamp | Incandescent |  | Standard A Lamp | 1 | 60 | Living Room
Ceiling Fixture | Linear Fluorescent | 36 | T-12 | 2 | 60 | Closet
Ceiling Fixture | Incandescent |  | Standard A Lamp | 1 | 40 | Closet
Ceiling Fixture | Incandescent |  | Standard A Lamp | 1 | 60 | Closet
Ceiling Fan | Compact Fluorescent |  | Twist | 3 | 15 | Office
Table | Incandescent |  | Standard A Lamp | 1 | 25 | Office
Ceiling Fixture | Compact Fluorescent |  | Twist | 2 | 15 | Family Room
Chandelier (Hanging) | Incandescent |  | Standard A Lamp | 3 | 40 | Family Room
Ceiling Fixture | Incandescent |  | Standard A Lamp | 1 | 75 | Family Room
Torchiere | Incandescent |  | 3-Way Incandescent | 1 | 90 | Family Room
Floor lamp | Incandescent |  | Standard A Lamp | 1 | 60 | Family Room
Ceiling Fixture | Linear Fluorescent | 48 | T-12 | 2 | 60 | Family Room
Ceiling Fixture | Incandescent |  | Standard A Lamp | 2 | 60 | Closet
Ceiling Fixture | Incandescent |  | Standard A Lamp | 1 | 60 | Living Room
Ceiling Fan | Incandescent |  | Standard A Lamp | 1 | 60 | Hall
Ceiling Fixture | Incandescent |  | Standard A Lamp | 2 | 60 | Kitchen
Ceiling Fixture | Incandescent |  | Standard A Lamp | 2 | 75 | Bathroom
Ceiling Fixture | Incandescent |  | Standard A Lamp | 1 | 60 | Bedroom
Table | Incandescent |  | Standard A Lamp | 1 | 75 | Bedroom
Ceiling Fixture | Compact Fluorescent |  | Twist | 1 | 15 | Office
Ceiling Fixture | Incandescent |  | Standard A Lamp | 1 | 75 | Laundry Room
Ceiling Fixture | Linear Fluorescent | 48 | T-12 | 2 | 40 | Other
Ceiling Fan | Compact Fluorescent |  | Twist | 1 | 15 | Bathroom
Wall Mount | Incandescent |  | Standard A Lamp | 6 | 60 | Bathroom
Garage door opener | Incandescent |  | Standard A Lamp | 1 | 60 | Garage
Ceiling Fixture | Incandescent |  | Standard A Lamp | 1 | 60 | Garage
Ceiling Fan | Compact Fluorescent |  | Twist | 3 | 15 | Hall
Ceiling Fixture | Compact Fluorescent |  | Twist | 2 | 15 | Hall
Ceiling Fixture | Linear Fluorescent | 48 | T-8 | 3 | 40 | Kitchen
Recessed Can | Incandescent |  | Standard A Lamp | 1 | 65 | Kitchen
Ceiling Fan | Compact Fluorescent |  | Twist | 3 | 15 | Living Room
Table | Compact Fluorescent |  | Twist | 1 | 15 | Living Room
Ceiling Fan | Compact Fluorescent |  | Twist | 3 | 15 | Master Bedroom
Table | Compact Fluorescent |  | Twist | 1 | 15 | Master Bedroom
Ceiling Fan | Compact Fluorescent |  | Twist | 3 | 15 | Office
Ceiling Fixture | Incandescent |  | Standard A Lamp | 5 | 40 | Garage
Ceiling Fixture | Incandescent |  | Standard A Lamp | 1 | 60 | Garage
Wall Mount | Incandescent |  | Standard A Lamp | 3 | 40 | Bathroom
Table | Incandescent |  | Standard A Lamp | 1 | 60 | Bedroom
Ceiling Fixture | Incandescent |  | Standard A Lamp | 1 | 100 | Bedroom
Ceiling Fixture | Incandescent |  | Standard A Lamp | 2 | 60 | Hall
Recessed - other | Linear Fluorescent | 48 | T-12 | 4 | 40 | Kitchen
Recessed Can | Incandescent |  | Standard A Lamp | 1 | 65 | Kitchen
Ceiling Fixture | Incandescent |  | Standard A Lamp | 1 | 60 | Laundry Room
Torchiere | Incandescent |  | Standard A Lamp | 1 | 100 | Living Room
Ceiling Fixture | Incandescent |  | Standard A Lamp | 2 | 60 | Living Room
Wall Mount | Incandescent |  | Standard A Lamp | 2 | 40 | Bathroom
Ceiling Fixture | Incandescent |  | Standard A Lamp | 2 | 75 | Master Bedroom
Ceiling Fixture | Compact Fluorescent |  | Twist | 1 | 22 | Laundry Room
Wall Mount | Compact Fluorescent |  | Twist | 3 | 22 | Bathroom
Ceiling Fixture | Incandescent |  | Standard A Lamp | 1 | 60 | Bedroom
Ceiling Fixture | Compact Fluorescent |  | Twist | 1 | 15 | Bedroom
Ceiling Fixture | Compact Fluorescent |  | Twist | 1 | 15 | Family Room
Chandelier (Hanging) | Compact Fluorescent |  | Twist | 1 | 15 | Family Room
Ceiling Fixture | Incandescent |  | Standard A Lamp | 1 | 100 | Garage
Ceiling Fixture | Compact Fluorescent |  | Twist | 2 | 15 | Kitchen
Ceiling Fan | Compact Fluorescent |  | Twist | 3 | 15 | Living Room
Other | Linear Fluorescent | 24 | T-5 | 4 | 24 | Living Room
Ceiling Fixture | Compact Fluorescent |  | Twist | 2 | 15 | Master Bedroom
Table | Incandescent |  | Standard A Lamp | 1 | 100 | Master Bedroom
Ceiling Fixture | Compact Fluorescent |  | Reflector | 3 | 15 | Dining Room
Floor lamp | Compact Fluorescent |  | Circline (Screw Base) | 1 | 15 | Dining Room
Table | Incandescent |  | Standard A Lamp | 1 | 40 | Dining Room
Table | Incandescent |  | Standard A Lamp | 1 | 100 | Dining Room
Ceiling Fixture | Linear Fluorescent | 18 | T-12 | 1 | 16 | Closet
Table | Incandescent |  | Standard A Lamp | 1 | 100 | Bedroom
Floor lamp | Incandescent |  | 3-Way Incandescent | 1 | 125 | Bedroom
Table | Incandescent |  | Standard A Lamp | 1 | 60 | Bedroom
Ceiling Fixture | Compact Fluorescent |  | Twist | 3 | 22 | Bedroom
Ceiling Fixture | Compact Fluorescent |  | Reflector | 3 | 15 | Living Room
Ceiling Fixture | Linear Fluorescent | 18 | T-12 | 1 | 16 | Closet
Floor lamp | Compact Fluorescent |  | Twist | 1 | 15 | Closet
Ceiling Fixture | Linear Fluorescent | 18 | T-12 | 1 | 16 | Closet
Ceiling Fixture | Compact Fluorescent |  | Reflector | 3 | 15 | Kitchen
Ceiling Fixture | Compact Fluorescent |  | Reflector | 3 | 15 | Closet
Ceiling Fixture | Compact Fluorescent |  | Reflector | 1 | 15 | Other
Ceiling Fan | Linear Fluorescent | 48 | T-8 | 2 | 32 | Office
Ceiling Fixture | Incandescent |  | Standard A Lamp | 1 | 100 | Office
Garage door opener | Incandescent |  | Standard A Lamp | 2 | 60 | Office
Exterior | Halogen |  | PAR | 2 | 50 | Office
Ceiling Fixture | Incandescent |  | Standard A Lamp | 1 | 60 | Garage
Garage door opener | Incandescent |  | Standard A Lamp | 1 | 40 | Garage
Ceiling Fixture | Compact Fluorescent |  | Reflector | 3 | 15 | Hall
Ceiling Fixture | Compact Fluorescent |  | Reflector | 3 | 15 | Master Bedroom
Table | Incandescent |  | Decorative | 1 | 60 | Master Bedroom
Ceiling Fixture | Compact Fluorescent |  | Twist | 1 | 15 | Bathroom
Ceiling Fixture | Compact Fluorescent |  | Reflector | 3 | 15 | Office
Ceiling Fixture | Linear Fluorescent | 18 | T-12 | 1 | 16 | Closet
Ceiling Fixture | Compact Fluorescent |  | Twist | 1 | 15 | Bathroom
Ceiling Fixture | Compact Fluorescent |  | Twist | 1 | 18 | Bathroom
Wall Mount | Compact Fluorescent |  | Twist | 1 | 18 | Bathroom
Ceiling Fixture | Compact Fluorescent |  | Twist | 2 | 7 | Closet
Recessed Can | Compact Fluorescent |  | Twist | 1 | 15 | Other
Ceiling Fan | Compact Fluorescent |  | Twist | 3 | 18 | Family Room
Ceiling Fixture | Compact Fluorescent |  | Twist | 3 | 15 | Bedroom
Recessed - other | Compact Fluorescent |  | Twist | 1 | 18 | Other
Ceiling Fixture | Compact Fluorescent |  | Twist | 2 | 18 | Bedroom
Ceiling Fixture | Compact Fluorescent |  | Twist | 2 | 15 | Bathroom
Ceiling Fan | Compact Fluorescent |  | Twist | 4 | 18 | Living Room
Recessed Can | Compact Fluorescent |  | Twist | 1 | 18 | Kitchen
Ceiling Fixture | Compact Fluorescent |  | Twist | 2 | 18 | Other
Ceiling Fixture | Compact Fluorescent |  | Twist | 2 | 18 | Hall
Ceiling Fixture | Compact Fluorescent |  | Twist | 1 | 18 | Bathroom
Wall Mount | Compact Fluorescent |  | Twist | 2 | 18 | Bathroom
Ceiling Fixture | Compact Fluorescent |  | Twist | 1 | 18 | Laundry Room
Ceiling Fan | Incandescent |  | Decorative | 2 | 60 | Master Bedroom
Ceiling Fixture | Compact Fluorescent |  | Twist | 2 | 15 | Closet
Ceiling Fixture | Incandescent |  | Standard A Lamp | 1 | 60 | Other
Ceiling Fixture | Linear Fluorescent | 96 | T-12 | 2 | 60 | Other
Ceiling Fixture | Linear Fluorescent | 48 | T-8 | 2 | 40 | Other
Wall Mount | Incandescent |  | Globe | 4 | 40 | Bathroom
Ceiling Fan | Compact Fluorescent |  | Twist | 3 | 22 | Bedroom
Ceiling Fixture | Incandescent |  | Standard A Lamp | 2 | 60 | Dining Room
Garage door opener | Incandescent |  | Standard A Lamp | 1 | 60 | Garage
Ceiling Fixture | Incandescent |  | Standard A Lamp | 1 | 60 | Garage
Ceiling Fixture | Compact Fluorescent |  | Twist | 1 | 15 | Hall
Ceiling Fixture | Compact Fluorescent |  | Twist | 1 | 15 | Kitchen
Ceiling Fixture | Compact Fluorescent |  | Twist | 2 | 22 | Living Room
Floor lamp | Incandescent |  | Standard A Lamp | 2 | 60 | Living Room
Ceiling Fixture | Incandescent |  | Standard A Lamp | 1 | 60 | Master Bedroom
Table | Incandescent |  | Standard A Lamp | 1 | 60 | Master Bedroom
Ceiling Fixture | Incandescent |  | Standard A Lamp | 4 | 60 | Office
Ceiling Fixture | Incandescent |  | Standard A Lamp | 1 | 60 | Other
Ceiling Fixture | Incandescent |  | Standard A Lamp | 2 | 60 | Other
Wall Mount | Incandescent |  | Mini base | 4 | 60 | Bathroom
Ceiling Fixture | Compact Fluorescent |  | Twist | 1 | 22 | Bathroom
Ceiling Fixture | Incandescent |  | Standard A Lamp | 1 | 60 | Bedroom
Ceiling Fixture | Compact Fluorescent |  | Twist | 1 | 15 | Bedroom
Ceiling Fixture | Compact Fluorescent |  | Twist | 2 | 22 | Bedroom
Table | Compact Fluorescent |  | Twist | 1 | 15 | Bedroom
Chandelier (Hanging) | Incandescent |  | Mini base | 6 | 60 | Dining Room
Chandelier (Hanging) | Compact Fluorescent |  | Twist | 3 | 15 | Dining Room
Ceiling Fixture | Compact Fluorescent |  | Twist | 1 | 15 | Hall
Chandelier (Hanging) | Incandescent |  | Mini base | 3 | 60 | Hall
Recessed Can | Incandescent |  | Reflector | 1 | 65 | Kitchen
Ceiling Fixture | Compact Fluorescent |  | Twist | 2 | 22 | Kitchen
Chandelier (Hanging) | Compact Fluorescent |  | Twist | 3 | 15 | Kitchen
Ceiling Fixture | Incandescent |  | Standard A Lamp | 1 | 60 | Laundry Room
Table | Compact Fluorescent |  | Twist | 2 | 28 | Living Room
Floor lamp | Compact Fluorescent |  | Twist | 1 | 15 | Living Room
Table | Incandescent |  | Mini base | 1 | 60 | Living Room
Table | Compact Fluorescent |  | Twist | 1 | 28 | Living Room
Other | Incandescent |  | Other | 1 | 25 | Living Room
Ceiling Fixture | Compact Fluorescent |  | Twist | 2 | 15 | Master Bedroom
Table | Incandescent |  | Standard A Lamp | 1 | 60 | Master Bedroom
Table | Compact Fluorescent |  | Twist | 1 | 15 | Master Bedroom
Wall Mount | Incandescent |  | Mini base | 2 | 40 | Bathroom
Ceiling Fixture | Compact Fluorescent |  | Twist | 1 | 15 | Bathroom
Ceiling Fixture | Linear Fluorescent | 48 | T-8 | 4 | 32 | Other
Ceiling Fixture | Linear Fluorescent | 48 | T-8 | 4 | 32 | Office
Ceiling Fixture | Linear Fluorescent | 48 | T-8 | 2 | 32 | Family Room
Recessed Can | Incandescent |  | Reflector | 1 | 75 | Hall
Wall Mount | Incandescent |  | Globe | 3 | 40 | Bathroom
Ceiling Fixture | Incandescent |  | Reflector | 1 | 60 | Bathroom
Ceiling Fixture | Incandescent |  | Standard A Lamp | 1 | 60 | Closet
Wall Mount | Incandescent |  | Clear | 5 | 40 | Bathroom
Recessed Can | Incandescent |  | Reflector | 1 | 65 | Bedroom
Ceiling Fixture | Incandescent |  | Standard A Lamp | 1 | 75 | Bedroom
Recessed Can | Incandescent |  | Reflector | 1 | 65 | Living Room
Wall Mount | Incandescent |  | Standard A Lamp | 1 | 75 | Living Room
Chandelier (Hanging) | Incandescent |  | Standard A Lamp | 1 | 75 | Living Room
Table | Incandescent |  | 3-Way Incandescent | 1 | 125 | Living Room
Table | Incandescent |  | 3-Way Incandescent | 1 | 100 | Living Room
Recessed Can | Incandescent |  | Clear | 1 | 75 | Other
Ceiling Fixture | Linear Fluorescent | 48 | T-12 | 2 | 25 | Other
Ceiling Fixture | Incandescent |  | Globe | 1 | 65 | Other
Recessed Can | Incandescent |  | Standard A Lamp | 1 | 65 | Other
Table | Incandescent |  | Standard A Lamp | 1 | 40 | Other
Ceiling Fixture | Incandescent |  | Standard A Lamp | 1 | 75 | Garage
Ceiling Fixture | Incandescent |  | Standard A Lamp | 2 | 60 | Hall
Ceiling Fan | Incandescent |  | Standard A Lamp | 2 | 60 | Hall
Table | Incandescent |  | Decorative | 1 | 60 | Hall
Recessed Can | Incandescent |  | Reflector | 1 | 65 | Kitchen
Table | Incandescent |  | Standard A Lamp | 1 | 40 | Kitchen
Ceiling Fixture | Incandescent |  | Globe | 1 | 75 | Kitchen
Wall Mount | Incandescent |  | Mini base | 2 | 25 | Kitchen
Recessed Can | Incandescent |  | Reflector | 1 | 65 | Laundry Room
Recessed Can | Incandescent |  | Reflector | 1 | 65 | Living Room
Table | Incandescent |  | 3-Way Incandescent | 1 | 100 | Living Room
Table | Incandescent |  | Decorative | 2 | 45 | Living Room
Chandelier (Hanging) | Incandescent |  | Decorative | 5 | 65 | Bathroom
Wall Mount | Incandescent |  | Clear | 3 | 60 | Bathroom
Recessed Can | Incandescent |  | Standard A Lamp | 1 | 60 | Closet
Chandelier (Hanging) | Incandescent |  | Standard A Lamp | 1 | 100 | Master Bedroom
Table | Incandescent |  | Standard A Lamp | 1 | 100 | Master Bedroom
Table | Incandescent |  | Decorative | 1 | 45 | Master Bedroom
Chandelier (Hanging) | Incandescent |  | Decorative | 3 | 60 | Master Bedroom
Table | Incandescent |  | Decorative | 2 | 65 | Office
Recessed Can | Incandescent |  | Reflector | 1 | 65 | Office
Table | Incandescent |  | Standard A Lamp | 1 | 100 | Office
Floor lamp | Incandescent |  | Clear | 1 | 100 | Family Room
Wall Mount | Incandescent |  | Decorative | 1 | 60 | Family Room
Table | Incandescent |  | 3-Way Incandescent | 1 | 100 | Family Room
Chandelier (Hanging) | Incandescent |  | Clear | 5 | 65 | Family Room
Ceiling Fixture | Compact Fluorescent |  | Twist | 2 | 15 | Kitchen
Ceiling Fixture | Compact Fluorescent |  | Twist | 2 | 15 | Bedroom
Table | Compact Fluorescent |  | Twist | 1 | 22 | Bedroom
Ceiling Fixture | Compact Fluorescent |  | Twist | 1 | 22 | Bedroom
Ceiling Fixture | Compact Fluorescent |  | Twist | 2 | 22 | Laundry Room
Ceiling Fan | Compact Fluorescent |  | Twist | 3 | 15 | Dining Room
Ceiling Fixture | Compact Fluorescent |  | Twist | 4 | 15 | Living Room
Chandelier (Hanging) | Compact Fluorescent |  | Straight Tube | 1 | 22 | Living Room
Ceiling Fixture | Compact Fluorescent |  | Twist | 1 | 15 | Closet
Ceiling Fixture | Compact Fluorescent |  | Twist | 2 | 15 | Bathroom
Wall Mount | Compact Fluorescent |  | A shape bulb | 2 | 15 | Bathroom
Ceiling Fixture | Compact Fluorescent |  | Twist | 2 | 15 | Bedroom
Floor lamp | Compact Fluorescent |  | Twist | 1 | 22 | Family Room
Table | Compact Fluorescent |  | 3-Way CFL | 1 | 22 | Family Room
Wall Mount | Compact Fluorescent |  | Twist | 1 | 15 | Bedroom
Track | Compact Fluorescent |  | Twist | 4 | 15 | Bedroom
Chandelier (Hanging) | Incandescent |  | Standard A Lamp | 2 | 40 | Bathroom
Ceiling Fixture | Compact Fluorescent |  | Twist | 2 | 22 | Bedroom
Torchiere | Incandescent |  | Standard A Lamp | 1 | 60 | Bedroom
Table | Incandescent |  | 3-Way Incandescent | 1 | 100 | Bedroom
Ceiling Fixture | Compact Fluorescent |  | Straight Tube | 1 | 13 | Bedroom
Table | Compact Fluorescent |  | Twist | 1 | 13 | Bedroom
Ceiling Fixture | Incandescent |  | Standard A Lamp | 2 | 65 | Living Room
Torchiere | Incandescent |  | Standard A Lamp | 1 | 60 | Living Room
Torchiere | Halogen |  | Quartz Tube | 1 | 300 | Living Room
Table | Incandescent |  | 3-Way Incandescent | 1 | 100 | Living Room
Wall Mount | Incandescent |  | Standard A Lamp | 4 | 60 | Bathroom
Ceiling Fixture | Incandescent |  | Standard A Lamp | 2 | 40 | Bedroom
Torchiere | Halogen |  | Quartz Tube | 1 | 300 | Bedroom
Table | Incandescent |  | Standard A Lamp | 1 | 60 | Bedroom
Table | Halogen |  | MR | 1 | 20 | Bedroom
Ceiling Fixture | Compact Fluorescent |  | Twist | 2 | 22 | Bedroom
Torchiere | Halogen |  | Quartz Tube | 1 | 300 | Bedroom
Table | Incandescent |  | Standard A Lamp | 1 | 60 | Bedroom
Ceiling Fixture | Compact Fluorescent |  | Twist | 1 | 22 | Hall
Chandelier (Hanging) | Incandescent |  | Decorative | 3 | 60 | Dining Room
Garage door opener | Compact Fluorescent |  | Twist | 1 | 15 | Garage
Ceiling Fixture | Compact Fluorescent |  | Straight Tube | 1 | 15 | Garage
Ceiling Fixture | Incandescent |  | Standard A Lamp | 1 | 40 | Hall
Ceiling Fixture | Linear Fluorescent | 48 | T-12 | 5 | 40 | Kitchen
Table | Incandescent |  | 3-Way Incandescent | 1 | 70 | Living Room
Floor lamp | Incandescent |  | 3-Way Incandescent | 1 | 100 | Living Room
Table | Incandescent |  | 3-Way Incandescent | 1 | 100 | Living Room
Torchiere | Halogen |  | Quartz Tube | 1 | 300 | Living Room
Chandelier (Hanging) | Incandescent |  | Standard A Lamp | 1 | 40 | Garage
Torchiere | Incandescent |  | Standard A Lamp | 4 | 125 | Laundry Room
Ceiling Fixture | Incandescent |  | Standard A Lamp | 2 | 40 | Laundry Room
Table | Compact Fluorescent |  | Straight Tube | 1 | 15 | Laundry Room
Wall Mount | Incandescent |  | Standard A Lamp | 2 | 60 | Bathroom
Wall Mount | Incandescent |  | Standard A Lamp | 3 | 40 | Bathroom
Ceiling Fixture | Incandescent |  | Standard A Lamp | 2 | 65 | Bedroom
Table | Incandescent |  | Standard A Lamp | 1 | 60 | Bedroom
Ceiling Fixture | Incandescent |  | Standard A Lamp | 2 | 60 | Bedroom
Ceiling Fixture | Compact Fluorescent |  | Twist | 2 | 22 | Bedroom
Ceiling Fan | Incandescent |  | Standard A Lamp | 4 | 60 | Bedroom
Wall Mount | Incandescent |  | Standard A Lamp | 4 | 60 | Bedroom
Chandelier (Hanging) | Compact Fluorescent |  | Twist | 5 | 28 | Hall
Ceiling Fixture | Compact Fluorescent |  | Twist | 2 | 22 | Hall
Table | Compact Fluorescent |  | Twist | 1 | 22 | Family Room
Ceiling Fixture | Incandescent |  | Standard A Lamp | 1 | 60 | Garage
Ceiling Fixture | Incandescent |  | Standard A Lamp | 2 | 60 | Hall
Recessed Can | Incandescent |  | Reflector | 1 | 40 | Dining Room
Ceiling Fixture | Compact Fluorescent |  | Twist | 2 | 22 | Dining Room
Table | Compact Fluorescent |  | Twist | 1 | 22 | Dining Room
Ceiling Fixture | Linear Fluorescent | 48 | T-8 | 4 | 40 | Laundry Room
Ceiling Fixture | Compact Fluorescent |  | Twist | 2 | 22 | Office
Ceiling Fixture | Incandescent |  | Standard A Lamp | 2 | 60 | Office
Table | Incandescent |  | Standard A Lamp | 1 | 60 | Office
Ceiling Fixture | Compact Fluorescent |  | Pin base | 1 | 22 | Other
Ceiling Fixture | Compact Fluorescent |  | Pin base | 1 | 22 | Other
Ceiling Fixture | Compact Fluorescent |  | Twist | 2 | 15 | Bedroom
Recessed Can | Incandescent |  | Reflector | 1 | 65 | Bedroom
Table | Incandescent |  | Mini base | 1 | 40 | Bedroom
Ceiling Fixture | Incandescent |  | Standard A Lamp | 1 | 60 | Master Bedroom
Recessed Can | Incandescent |  | Reflector | 1 | 65 | Hall
Recessed Can | Compact Fluorescent |  | Twist | 1 | 20 | Hall
Ceiling Fixture | Compact Fluorescent |  | Pin base | 1 | 22 | Bedroom
Ceiling Fixture | Compact Fluorescent |  | Pin base | 1 | 15 | Closet
Ceiling Fixture | Compact Fluorescent |  | Twist | 1 | 15 | Bathroom
Wall Mount | Incandescent |  | Standard A Lamp | 4 | 60 | Bathroom
Ceiling Fixture | Compact Fluorescent |  | Pin base | 1 | 22 | Bedroom
Ceiling Fixture | Compact Fluorescent |  | Pin base | 1 | 22 | Bedroom
Recessed Can | Incandescent |  | Reflector | 1 | 65 | Hall
Recessed Can | Compact Fluorescent |  | Flood | 1 | 15 | Hall
Ceiling Fixture | Incandescent |  | Standard A Lamp | 2 | 60 | Family Room
Ceiling Fixture | Compact Fluorescent |  | Twist | 2 | 15 | Family Room
Wall Mount | Incandescent |  | Globe | 5 | 40 | Bathroom
Ceiling Fixture | Incandescent |  | Standard A Lamp | 2 | 60 | Bathroom
Recessed Can | Incandescent |  | Reflector | 1 | 65 | Kitchen
Recessed Can | Compact Fluorescent |  | Flood | 1 | 15 | Kitchen
Chandelier (Hanging) | Incandescent |  | Standard A Lamp | 1 | 60 | Kitchen
Chandelier (Hanging) | Incandescent |  | Globe | 1 | 60 | Living Room
Chandelier (Hanging) | Incandescent |  | Standard A Lamp | 1 | 60 | Living Room
Table | Incandescent |  | Standard A Lamp | 1 | 100 | Living Room
Floor lamp | Compact Fluorescent |  | Twist | 1 | 22 | Living Room
Chandelier (Hanging) | Compact Fluorescent |  | Globe | 5 | 15 | Living Room
Ceiling Fixture | Incandescent |  | Standard A Lamp | 1 | 60 | Closet
Ceiling Fixture | Incandescent |  | Standard A Lamp | 1 | 60 | Hall
Ceiling Fixture | Compact Fluorescent |  | Pin base | 1 | 22 | Laundry Room
Ceiling Fixture | Compact Fluorescent |  | Twist | 1 | 15 | Bathroom
Ceiling Fixture | Compact Fluorescent |  | Twist | 2 | 15 | Bedroom
Ceiling Fixture | Compact Fluorescent |  | Twist | 2 | 15 | Bedroom
Ceiling Fixture | Compact Fluorescent |  | Twist | 2 | 15 | Bedroom
Ceiling Fixture | Compact Fluorescent |  | Twist | 1 | 15 | Other
Ceiling Fan | Incandescent |  | Decorative | 4 | 40 | Family Room
Floor lamp | Compact Fluorescent |  | Twist | 1 | 15 | Family Room
Table | Compact Fluorescent |  | Twist | 1 | 15 | Family Room
Ceiling Fixture | Incandescent |  | Standard A Lamp | 1 | 60 | Garage
Ceiling Fixture | Compact Fluorescent |  | Twist | 1 | 15 | Hall
Ceiling Fixture | Compact Fluorescent |  | Twist | 2 | 15 | Kitchen
Ceiling Fixture | Compact Fluorescent |  | Twist | 1 | 15 | Laundry Room
Wall Mount | Incandescent |  | Clear | 4 | 40 | Bathroom
Ceiling Fixture | Incandescent |  | Colored | 2 | 60 | Bathroom
Ceiling Fan | Compact Fluorescent |  | Circline (Screw Base) | 1 | 22 | Dining Room
Ceiling Fixture | Incandescent |  | Standard A Lamp | 2 | 60 | Hall
Track | Halogen |  | MR | 4 | 50 | Kitchen
Torchiere | Compact Fluorescent |  | Twist | 1 | 22 | Master Bedroom
Chandelier (Hanging) | Compact Fluorescent |  | Twist | 1 | 15 | Master Bedroom
Ceiling Fixture | Incandescent |  | Standard A Lamp | 1 | 60 | Master Bedroom
Ceiling Fixture | Compact Fluorescent |  | Twist | 1 | 15 | Master Bedroom
Ceiling Fixture | Incandescent |  | Standard A Lamp | 1 | 100 | Other
Ceiling Fixture | Incandescent |  | Standard A Lamp | 1 | 100 | Bedroom
Wall Mount | Incandescent |  | Standard A Lamp | 3 | 60 | Bathroom
Ceiling Fan | Incandescent |  | Reflector | 2 | 250 | Bathroom
Ceiling Fixture | Incandescent |  | Standard A Lamp | 2 | 60 | Bedroom
Ceiling Fixture | Incandescent |  | Standard A Lamp | 1 | 60 | Bedroom
Ceiling Fixture | Incandescent |  | Standard A Lamp | 2 | 60 | Bedroom
Ceiling Fixture | Compact Fluorescent |  | Twist | 2 | 22 | Bedroom
Ceiling Fixture | Incandescent |  | Standard A Lamp | 1 | 60 | Hall
Ceiling Fixture | Compact Fluorescent |  | Twist | 1 | 15 | Garage
Garage door opener | Incandescent |  | Standard A Lamp | 1 | 60 | Garage
Ceiling Fixture | Incandescent |  | Standard A Lamp | 1 | 60 | Hall
Ceiling Fixture | Incandescent |  | Standard A Lamp | 1 | 60 | Hall
Ceiling Fan | Incandescent |  | Mini base | 3 | 40 | Hall
Ceiling Fixture | Incandescent |  | Standard A Lamp | 1 | 60 | Hall
Ceiling Fixture | Linear Fluorescent | 48 | T-12 | 2 | 40 | Hall
Recessed Can | Incandescent |  | Reflector | 1 | 65 | Hall
Ceiling Fixture | Linear Fluorescent | 48 | T-12 | 2 | 40 | Laundry Room
Ceiling Fan | Compact Fluorescent |  | Twist | 4 | 22 | Living Room
Wall Mount | Incandescent |  | Standard A Lamp | 3 | 60 | Bathroom
Ceiling Fan | Incandescent |  | Standard A Lamp | 1 | 60 | Bathroom
Ceiling Fan | Incandescent |  | Reflector | 2 | 250 | Bathroom
Ceiling Fixture | Incandescent |  | Standard A Lamp | 1 | 60 | Bathroom
Recessed Can | Incandescent |  | Reflector | 2 | 65 | Bathroom
Ceiling Fan | Compact Fluorescent |  | Twist | 4 | 22 | Master Bedroom
Ceiling Fixture | Compact Fluorescent |  | Twist | 1 | 15 | Bathroom
Ceiling Fixture | Compact Fluorescent |  | Twist | 1 | 15 | Bedroom
Ceiling Fixture | Compact Fluorescent |  | Twist | 1 | 15 | Bedroom
Table | Linear Fluorescent | 15 | T-8 | 1 | 12 | Bedroom
Ceiling Fixture | Incandescent |  | Standard A Lamp | 1 | 60 | Garage
Ceiling Fixture | Incandescent |  | Standard A Lamp | 1 | 25 | Kitchen
Ceiling Fixture | Incandescent |  | Standard A Lamp | 2 | 40 | Kitchen
Ceiling Fixture | Incandescent |  | Standard A Lamp | 1 | 60 | Laundry Room
Ceiling Fan | Incandescent |  | Standard A Lamp | 2 | 25 | Living Room
Ceiling Fan | Compact Fluorescent |  | Twist | 2 | 15 | Living Room
Ceiling Fixture | Incandescent |  | Standard A Lamp | 1 | 60 | Other
Ceiling Fixture | Compact Fluorescent |  | Pin base | 3 | 15 | Bathroom
Ceiling Fixture | Incandescent |  | Standard A Lamp | 2 | 60 | Bedroom
Ceiling Fixture | Halogen |  | MR | 3 | 20 | Kitchen
Ceiling Fixture | Incandescent |  | Standard A Lamp | 1 | 60 | Kitchen
Torchiere | Halogen |  | Quartz Tube | 1 | 50 | Living Room
Ceiling Fixture | Incandescent |  | Standard A Lamp | 1 | 60 | Office
Floor lamp | Compact Fluorescent |  | Twist | 3 | 22 | Office
Ceiling Fixture | Linear Fluorescent | 48 | T-5 | 3 | 20 | Office
Wall Mount | Linear Fluorescent | 24 | T-8 | 1 | 32 | Bathroom
Ceiling Fixture | Incandescent |  | Standard A Lamp | 2 | 60 | Bedroom
Ceiling Fixture | Compact Fluorescent |  | Twist | 2 | 15 | Bedroom
Ceiling Fixture | Linear Fluorescent | 48 | T-8 | 2 | 40 | Kitchen
Ceiling Fixture | Compact Fluorescent |  | Twist | 1 | 15 | Kitchen
Ceiling Fixture | Incandescent |  | Standard A Lamp | 2 | 60 | Laundry Room
Ceiling Fixture | Linear Fluorescent | 48 | T-8 | 2 | 40 | Living Room
Table | Incandescent |  | Standard A Lamp | 1 | 60 | Living Room
Ceiling Fixture | Incandescent |  | Standard A Lamp | 2 | 60 | Hall
Ceiling Fixture | Compact Fluorescent |  | Twist | 2 | 15 | Bedroom
Table | Incandescent |  | Standard A Lamp | 1 | 60 | Bedroom
Ceiling Fan | Compact Fluorescent |  | Twist | 1 | 22 | Master Bedroom
Wall Mount | Incandescent |  | Globe | 3 | 60 | Bathroom
Ceiling Fixture | Linear Fluorescent | 48 | T-12 | 2 | 40 | Garage
Ceiling Fixture | Incandescent |  | Reflector | 3 | 65 | Garage
Ceiling Fixture | Linear Fluorescent | 24 | T-12 | 1 | 40 | Hall
Ceiling Fixture | Incandescent |  | Reflector | 3 | 40 | Hall
Ceiling Fixture | Incandescent |  | Globe | 2 | 100 | Hall
Ceiling Fixture | Linear Fluorescent | 48 | T-12 | 2 | 40 | Kitchen
Other | Incandescent |  | Standard A Lamp | 1 | 40 | Kitchen
Table | Compact Fluorescent |  | Twist | 2 | 15 | Living Room
Floor lamp | Compact Fluorescent |  | Twist | 2 | 15 | Living Room
Table | Incandescent |  | Standard A Lamp | 1 | 100 | Living Room
Ceiling Fixture | Linear Fluorescent | 48 | T-12 | 2 | 40 | Master Bedroom
Table | Compact Fluorescent |  | Twist | 1 | 15 | Master Bedroom
Wall Mount | Linear Fluorescent | 24 | T-12 | 2 | 20 | Bathroom
Chandelier (Hanging) | Incandescent |  | Mini base | 5 | 40 | Dining Room
Wall Mount | Incandescent |  | Globe | 8 | 40 | Bathroom
Ceiling Fixture | Incandescent |  | Standard A Lamp | 1 | 60 | Bathroom
Ceiling Fixture | Incandescent |  | Standard A Lamp | 1 | 100 | Hall
Ceiling Fixture | Incandescent |  | Standard A Lamp | 1 | 100 | Bedroom
Table | Incandescent |  | Standard A Lamp | 1 | 150 | Bedroom
Ceiling Fixture | Linear Fluorescent | 48 | T-12 | 2 | 40 | Family Room
Ceiling Fixture | Linear Fluorescent | 48 | T-12 | 2 | 40 | Other
Recessed Can | Incandescent |  | Heat Lamp | 1 | 150 | Bathroom
Wall Mount | Incandescent |  | Globe | 4 | 40 | Bathroom
Ceiling Fixture | Incandescent |  | Standard A Lamp | 1 | 100 | Bedroom
Ceiling Fixture | Incandescent |  | Standard A Lamp | 1 | 100 | Bedroom
Table | Compact Fluorescent |  | Pin base | 1 | 7 | Bedroom
Ceiling Fixture | Incandescent |  | Standard A Lamp | 1 | 60 | Bedroom
Ceiling Fixture | Incandescent |  | Standard A Lamp | 1 | 100 | Bedroom
Ceiling Fixture | Incandescent |  | Standard A Lamp | 1 | 60 | Other
Ceiling Fixture | Compact Fluorescent |  | Twist | 1 | 22 | Other
Ceiling Fixture | Linear Fluorescent | 96 | T-12 | 2 | 60 | Garage
Garage door opener | Incandescent |  | Standard A Lamp | 1 | 60 | Garage
Table | Incandescent |  | Standard A Lamp | 1 | 60 | Garage
Ceiling Fixture | Linear Fluorescent | 48 | T-12 | 2 | 40 | Garage
Ceiling Fixture | Incandescent |  | Standard A Lamp | 1 | 100 | Hall
Ceiling Fixture | Linear Fluorescent | 48 | T-12 | 2 | 40 | Kitchen
Ceiling Fixture | Incandescent |  | Standard A Lamp | 1 | 60 | Kitchen
Chandelier (Hanging) | Incandescent |  | Standard A Lamp | 4 | 60 | Kitchen
Ceiling Fixture | Compact Fluorescent |  | Pin base | 1 | 22 | Laundry Room
Ceiling Fixture | Incandescent |  | Standard A Lamp | 1 | 100 | Living Room
Ceiling Fixture | Incandescent |  | Standard A Lamp | 3 | 60 | Living Room
Wall Mount | Incandescent |  | Globe | 3 | 40 | Bathroom
Ceiling Fixture | Incandescent |  | Standard A Lamp | 1 | 100 | Master Bedroom
Table | Incandescent |  | Decorative | 1 | 60 | Master Bedroom
Ceiling Fixture | Incandescent |  | Standard A Lamp | 1 | 60 | Laundry Room
Wall Mount | Incandescent |  | Standard A Lamp | 1 | 60 | Bathroom
Chandelier (Hanging) | Incandescent |  | Mini base | 5 | 40 | Dining Room
Chandelier (Hanging) | Incandescent |  | Mini base | 5 | 40 | Hall
Recessed Can | Incandescent |  | Reflector | 1 | 65 | Family Room
Ceiling Fan | Incandescent |  | Standard A Lamp | 4 | 60 | Living Room
Ceiling Fixture | Linear Fluorescent | 48 | T-12 | 4 | 40 | Garage
Garage door opener | Incandescent |  | Standard A Lamp | 2 | 40 | Garage
Recessed Can | Incandescent |  | Reflector | 1 | 65 | Kitchen
Ceiling Fan | Incandescent |  | Standard A Lamp | 2 | 60 | Master Bedroom
Wall Mount | Incandescent |  | Standard A Lamp | 4 | 60 | Bathroom
Ceiling Fixture | Incandescent |  | Standard A Lamp | 2 | 60 | Closet
Recessed Can | Incandescent |  | Standard A Lamp | 1 | 60 | Bathroom
Ceiling Fixture | Incandescent |  | Standard A Lamp | 3 | 60 | Bedroom
Ceiling Fixture | Incandescent |  | Standard A Lamp | 2 | 60 | Bedroom
Table | Incandescent |  | Mini base | 1 | 5 | Bedroom
Ceiling Fixture | Incandescent |  | Standard A Lamp | 2 | 60 | Bedroom
Ceiling Fixture | Compact Fluorescent |  | Twist | 2 | 22 | Hall
Ceiling Fixture | Incandescent |  | Standard A Lamp | 2 | 60 | Hall
Wall Mount | Incandescent |  | Standard A Lamp | 3 | 40 | Bathroom
Ceiling Fixture | Incandescent |  | Standard A Lamp | 3 | 100 | Bedroom
Floor lamp | Incandescent |  | Standard A Lamp | 1 | 100 | Bedroom
Ceiling Fixture | Incandescent |  | Standard A Lamp | 3 | 60 | Bedroom
Table | Incandescent |  | Standard A Lamp | 1 | 75 | Bedroom
Torchiere | Incandescent |  | Standard A Lamp | 2 | 60 | Bedroom
Wall Mount | Incandescent |  | Standard A Lamp | 4 | 60 | Bathroom
Ceiling Fan | Incandescent |  | Reflector | 2 | 125 | Bathroom
Wall Mount | Incandescent |  | Standard A Lamp | 4 | 75 | Bathroom
Ceiling Fan | Incandescent |  | Reflector | 2 | 125 | Bathroom
Recessed Can | Incandescent |  | Reflector | 1 | 125 | Dining Room
Recessed Can | Incandescent |  | Reflector | 1 | 65 | Family Room
Track | Incandescent |  | Reflector | 4 | 65 | Family Room
Torchiere | Incandescent |  | Standard A Lamp | 1 | 75 | Family Room
Ceiling Fixture | Compact Fluorescent |  | Pin base | 2 | 15 | Hall
Ceiling Fixture | Compact Fluorescent |  | Twist | 2 | 15 | Hall
Recessed Can | Compact Fluorescent |  | Reflector | 1 | 22 | Kitchen
Ceiling Fixture | Linear Fluorescent | 44 | T-12 | 2 | 20 | Kitchen
Other | Incandescent |  | Clear | 1 | 25 | Kitchen
Ceiling Fixture | Incandescent |  | Standard A Lamp | 1 | 100 | Laundry Room
Recessed Can | Incandescent |  | Reflector | 1 | 65 | Laundry Room
Table | Incandescent |  | Standard A Lamp | 1 | 40 | Living Room
Torchiere | Incandescent |  | Standard A Lamp | 1 | 75 | Living Room
Ceiling Fixture | Incandescent |  | Standard A Lamp | 3 | 60 | Master Bedroom
Table | Incandescent |  | Standard A Lamp | 1 | 40 | Master Bedroom
Other | Linear Fluorescent | 23 | T-12 | 1 | 16 | Master Bedroom
Table | Incandescent |  | Mini base | 1 | 25 | Master Bedroom
Ceiling Fixture | Linear Fluorescent | 96 | T-12 | 2 | 100 | Garage
Ceiling Fixture | Linear Fluorescent | 96 | T-12 | 2 | 100 | Other
Ceiling Fixture | Incandescent |  | Heat Lamp | 2 | 125 | Bathroom
Wall Mount | Incandescent |  | Globe | 4 | 60 | Bathroom
Wall Mount | Incandescent |  | Globe | 4 | 60 | Bathroom
Chandelier (Hanging) | Incandescent |  | Standard A Lamp | 1 | 75 | Bedroom
Table | Incandescent |  | Standard A Lamp | 1 | 65 | Bedroom
Ceiling Fixture | Incandescent |  | Standard A Lamp | 2 | 65 | Dining Room
Ceiling Fixture | Incandescent |  | Standard A Lamp | 1 | 65 | Hall
Chandelier (Hanging) | Compact Fluorescent |  | Twist | 1 | 22 | Family Room
Table | Incandescent |  | Standard A Lamp | 1 | 75 | Family Room
Ceiling Fixture | Incandescent |  | Decorative | 1 | 65 | Bedroom
Ceiling Fixture | Incandescent |  | Standard A Lamp | 2 | 75 | Hall
Ceiling Fixture | Incandescent |  | Standard A Lamp | 2 | 65 | Kitchen
Ceiling Fixture | Incandescent |  | Standard A Lamp | 1 | 65 | Office
Ceiling Fixture | Incandescent |  | Standard A Lamp | 2 | 65 | Bedroom
Ceiling Fixture | Incandescent |  | Standard A Lamp | 2 | 65 | Laundry Room
Table | Incandescent |  | Standard A Lamp | 1 | 60 | Other
Wall Mount | Incandescent |  | Standard A Lamp | 3 | 60 | Closet
Wall Mount | Compact Fluorescent |  | A shape bulb | 1 | 15 | Bathroom
Ceiling Fixture | Incandescent |  | Standard A Lamp | 1 | 60 | Bathroom
Floor lamp | Incandescent |  | Standard A Lamp | 1 | 60 | Closet
Ceiling Fixture | Incandescent |  | Standard A Lamp | 5 | 60 | Dining Room
Table | Compact Fluorescent |  | Straight Tube | 1 | 27 | Dining Room
Table | Incandescent |  | Standard A Lamp | 1 | 60 | Dining Room
Ceiling Fixture | Incandescent |  | Standard A Lamp | 2 | 60 | Garage
Garage door opener | Incandescent |  | Standard A Lamp | 2 | 60 | Garage
Garage door opener | Incandescent |  | Standard A Lamp | 1 | 60 | Garage
Ceiling Fixture | Linear Fluorescent | 48 | T-12 | 2 | 40 | Kitchen
Ceiling Fixture | Incandescent |  | Standard A Lamp | 1 | 60 | Laundry Room
Floor lamp | Incandescent |  | 3-Way Incandescent | 1 | 300 | Living Room
Wall Mount | Incandescent |  | 3-Way Incandescent | 1 | 250 | Living Room
Wall Mount | Incandescent |  | 3-Way Incandescent | 1 | 150 | Living Room
Table | Incandescent |  | 3-Way Incandescent | 1 | 150 | Living Room
Floor lamp | Compact Fluorescent |  | Straight Tube | 1 | 27 | Living Room
Wall Mount | Incandescent |  | Standard A Lamp | 2 | 60 | Master Bedroom
Table | Incandescent |  | Standard A Lamp | 1 | 60 | Master Bedroom
Wall Mount | Incandescent |  | Standard A Lamp | 1 | 60 | Other
Wall Mount | Incandescent |  | Standard A Lamp | 1 | 100 | Office
Ceiling Fixture | Incandescent |  | Standard A Lamp | 1 | 60 | Office
Table | Incandescent |  | Standard A Lamp | 1 | 60 | Office
Ceiling Fixture | Linear Fluorescent | 48 | T-12 | 2 | 40 | Other
Ceiling Fixture | Incandescent |  | Reflector | 1 | 75 | Family Room
Recessed Can | Incandescent |  | Reflector | 1 | 65 | Master Bedroom
Ceiling Fixture | Incandescent |  | Reflector | 3 | 75 | Closet
Wall Mount | Incandescent |  | Globe | 8 | 25 | Bathroom
Ceiling Fixture | Incandescent |  | Reflector | 2 | 150 | Bathroom
Ceiling Fixture | Linear Fluorescent | 48 | T-4 | 2 | 40 | Garage
Garage door opener | Incandescent |  | Standard A Lamp | 1 | 100 | Garage
Other | Halogen |  | MR | 2 | 150 | Garage
Ceiling Fixture | Incandescent |  | Standard A Lamp | 2 | 60 | Laundry Room
Ceiling Fixture | Incandescent |  | Standard A Lamp | 2 | 60 | Bedroom
Table | Incandescent |  | Standard A Lamp | 1 | 100 | Bedroom
Recessed Can | Incandescent |  | Reflector | 1 | 65 | Dining Room
Recessed Can | Incandescent |  | Reflector | 1 | 75 | Kitchen
Table | Compact Fluorescent |  | Twist | 1 | 15 | Kitchen
Floor lamp | Halogen |  | Quartz Tube | 1 | 300 | Kitchen
Table | Incandescent |  | Standard A Lamp | 1 | 100 | Living Room
Recessed Can | Incandescent |  | Reflector | 1 | 75 | Living Room
Ceiling Fixture | Incandescent |  | Mini base | 4 | 25 | Hall
Recessed Can | Incandescent |  | Reflector | 1 | 65 | Hall
Ceiling Fixture | Incandescent |  | Standard A Lamp | 1 | 60 | Office
Floor lamp | Incandescent |  | Standard A Lamp | 1 | 60 | Office
Wall Mount | Incandescent |  | Globe | 6 | 25 | Bathroom
Wall Mount | Incandescent |  | Standard A Lamp | 2 | 60 | Bathroom
Ceiling Fixture | Incandescent |  | Heat Lamp | 1 | 75 | Bathroom
Ceiling Fixture | Compact Fluorescent |  | Twist | 1 | 15 | Bathroom
Wall Mount | Compact Fluorescent |  | Twist | 1 | 15 | Bathroom
Chandelier (Hanging) | Compact Fluorescent |  | Twist | 4 | 15 | Dining Room
Table | Compact Fluorescent |  | Twist | 1 | 15 | Family Room
Ceiling Fan | Incandescent |  | Decorative | 4 | 40 | Family Room
Ceiling Fixture | Incandescent |  | Standard A Lamp | 2 | 60 | Family Room
Ceiling Fixture | Compact Fluorescent |  | Twist | 1 | 22 | Garage
Garage door opener | Compact Fluorescent |  | Twist | 2 | 15 | Garage
Ceiling Fixture | Compact Fluorescent |  | Twist | 3 | 15 | Bedroom
Floor lamp | Incandescent |  | Decorative | 3 | 40 | Bedroom
Recessed Can | Incandescent |  | Reflector | 1 | 60 | Hall
Recessed Can | Incandescent |  | Reflector | 1 | 60 | Hall
Torchiere | Compact Fluorescent |  | Twist | 2 | 15 | Kitchen
Ceiling Fixture | Linear Fluorescent | 48 | T-12 | 2 | 40 | Kitchen
Recessed Can | Incandescent |  | Reflector | 1 | 60 | Kitchen
Ceiling Fixture | Linear Fluorescent | 48 | T-8 | 4 | 32 | Laundry Room
Recessed Can | Compact Fluorescent |  | Twist | 1 | 15 | Bathroom
Wall Mount | Compact Fluorescent |  | A shape bulb | 3 | 15 | Bathroom
Ceiling Fixture | Incandescent |  | Standard A Lamp | 2 | 60 | Master Bedroom
Table | Incandescent |  | Decorative | 1 | 60 | Master Bedroom
Recessed Can | Compact Fluorescent |  | Twist | 1 | 15 | Closet
Ceiling Fixture | Compact Fluorescent |  | Twist | 3 | 15 | Office
Floor lamp | Compact Fluorescent |  | Twist | 1 | 15 | Office
Ceiling Fixture | Linear Fluorescent | 96 | T-12 | 2 | 110 | Other
Wall Mount | Compact Fluorescent |  | Globe | 6 | 14 | Bathroom
Ceiling Fan | Compact Fluorescent |  | Twist | 1 | 15 | Bedroom
Table | Incandescent |  | Standard A Lamp | 1 | 60 | Bedroom
Ceiling Fan | Compact Fluorescent |  | Twist | 1 | 15 | Bedroom
Ceiling Fixture | Compact Fluorescent |  | Twist | 2 | 15 | Bedroom
Table | Incandescent |  | Standard A Lamp | 1 | 60 | Bedroom
Ceiling Fixture | Compact Fluorescent |  | Twist | 1 | 15 | Other
Wall Mount | Compact Fluorescent |  | Globe | 8 | 14 | Bathroom
Ceiling Fixture | Compact Fluorescent |  | Twist | 1 | 15 | Bathroom
Wall Mount | Compact Fluorescent |  | Twist | 1 | 15 | Other
Ceiling Fan | Compact Fluorescent |  | Twist | 4 | 22 | Other
Table | Compact Fluorescent |  | Twist | 1 | 15 | Other
Chandelier (Hanging) | Compact Fluorescent |  | Twist | 1 | 15 | Hall
Recessed Can | Compact Fluorescent |  | Reflector | 1 | 15 | Hall
Chandelier (Hanging) | Incandescent |  | Decorative | 3 | 40 | Kitchen
Ceiling Fixture | Linear Fluorescent | 48 | T-12 | 4 | 40 | Kitchen
Chandelier (Hanging) | Incandescent |  | Reflector | 1 | 60 | Kitchen
Recessed - other | Halogen |  | PAR | 1 | 20 | Kitchen
Ceiling Fixture | Compact Fluorescent |  | Twist | 2 | 15 | Laundry Room
Floor lamp | Compact Fluorescent |  | 3-Way CFL | 2 | 15 | Living Room
Track | Halogen |  | PAR | 2 | 20 | Living Room
Ceiling Fixture | Compact Fluorescent |  | Twist | 2 | 15 | Living Room
Table | Incandescent |  | Standard A Lamp | 1 | 60 | Living Room
Recessed Can | Compact Fluorescent |  | Reflector | 1 | 15 | Living Room
Wall Mount | Compact Fluorescent |  | 3-Way CFL | 3 | 11 | Bathroom
Ceiling Fixture | Compact Fluorescent |  | Twist | 1 | 15 | Bathroom
Recessed Can | Compact Fluorescent |  | Reflector | 1 | 15 | Master Bedroom
Ceiling Fixture | Compact Fluorescent |  | Twist | 1 | 15 | Master Bedroom
Ceiling Fixture | Compact Fluorescent |  | Twist | 1 | 15 | Master Bedroom
Ceiling Fixture | Compact Fluorescent |  | Twist | 1 | 15 | Office
Recessed Can | Compact Fluorescent |  | Twist | 1 | 15 | Office
Ceiling Fixture | Incandescent |  | Reflector | 1 | 40 | Office
Ceiling Fixture | Compact Fluorescent |  | Circline (Screw Base) | 1 | 28 | Closet
Ceiling Fixture | Linear Fluorescent | 48 | T-12 | 1 | 40 | Other
Ceiling Fixture | Linear Fluorescent | 48 | T-12 | 2 | 40 | Other
Recessed Can | Incandescent |  | Reflector | 1 | 75 | Bathroom
Ceiling Fan | Incandescent |  | Standard A Lamp | 1 | 60 | Bathroom
Ceiling Fixture | Incandescent |  | Standard A Lamp | 1 | 60 | Bedroom
Ceiling Fixture | Incandescent |  | Standard A Lamp | 1 | 60 | Hall
Recessed Can | Incandescent |  | Reflector | 1 | 75 | Kitchen
Ceiling Fixture | Linear Fluorescent | 44 | T-12 | 2 | 40 | Kitchen
Ceiling Fixture | Linear Fluorescent | 44 | T-12 | 2 | 40 | Laundry Room
Table | Incandescent |  | Standard A Lamp | 1 | 125 | Living Room
Table | Incandescent |  | Standard A Lamp | 1 | 60 | Living Room
Table | Compact Fluorescent |  | Twist | 1 | 15 | Living Room
Ceiling Fixture | Incandescent |  | Standard A Lamp | 3 | 60 | Living Room
Recessed Can | Incandescent |  | Reflector | 1 | 75 | Bathroom
Recessed Can | Incandescent |  | Standard A Lamp | 1 | 60 | Bathroom
Ceiling Fan | Incandescent |  | Standard A Lamp | 1 | 60 | Bathroom
Ceiling Fixture | Linear Fluorescent | 20 | Fluorescent Unknown | 2 | 20 | Bathroom
Ceiling Fixture | Linear Fluorescent | 96 | T-12 | 2 | 100 | Garage
Garage door opener | Incandescent |  | Standard A Lamp | 2 | 60 | Garage
Ceiling Fan | Incandescent |  | Standard A Lamp | 1 | 60 | Bedroom
Table | Compact Fluorescent |  | Twist | 1 | 15 | Bedroom
Wall Mount | Incandescent |  | Clear | 2 | 75 | Other
Ceiling Fixture | Incandescent |  | Standard A Lamp | 1 | 75 | Other
Ceiling Fixture | Incandescent |  | Standard A Lamp | 1 | 75 | Bathroom
Ceiling Fixture | Incandescent |  | Standard A Lamp | 1 | 75 | Bedroom
Table | Incandescent |  | Standard A Lamp | 1 | 75 | Bedroom
Ceiling Fan | Compact Fluorescent |  | Twist | 4 | 15 | Dining Room
Ceiling Fixture | Incandescent |  | Standard A Lamp | 1 | 75 | Kitchen
Ceiling Fixture | Incandescent |  | Standard A Lamp | 2 | 60 | Master Bedroom
Ceiling Fixture | Incandescent |  | Decorative | 4 | 40 | Master Bedroom
Ceiling Fan | Compact Fluorescent |  | Twist | 1 | 22 | Living Room
Floor lamp | Compact Fluorescent |  | Twist | 3 | 22 | Living Room
Ceiling Fixture | Incandescent |  | Standard A Lamp | 1 | 60 | Laundry Room
Ceiling Fixture | Compact Fluorescent |  | Twist | 1 | 15 | Kitchen
Recessed Can | Compact Fluorescent |  | Flood | 1 | 15 | Kitchen
Ceiling Fixture | Compact Fluorescent |  | Twist | 1 | 15 | Bathroom
Wall Mount | Incandescent |  | Mini base | 2 | 60 | Bathroom
Ceiling Fixture | Compact Fluorescent |  | Twist | 2 | 15 | Master Bedroom
Table | Compact Fluorescent |  | Twist | 2 | 15 | Master Bedroom
Table | Incandescent |  | Standard A Lamp | 2 | 60 | Master Bedroom
Ceiling Fixture | Incandescent |  | Standard A Lamp | 1 | 60 | Closet
Chandelier (Hanging) | Incandescent |  | Standard A Lamp | 3 | 60 | Dining Room
Table | Compact Fluorescent |  | Twist | 1 | 22 | Living Room
Floor lamp | Compact Fluorescent |  | Twist | 1 | 28 | Living Room
Ceiling Fixture | Compact Fluorescent |  | Twist | 2 | 15 | Hall
Chandelier (Hanging) | Incandescent |  | Clear | 3 | 60 | Hall
Ceiling Fixture | Compact Fluorescent |  | Twist | 2 | 15 | Bedroom
Wall Mount | Compact Fluorescent |  | Twist | 3 | 15 | Bathroom
Ceiling Fixture | Compact Fluorescent |  | Pin base | 2 | 15 | Bedroom
Table | Compact Fluorescent |  | Twist | 1 | 15 | Bedroom
Ceiling Fixture | Compact Fluorescent |  | Twist | 2 | 15 | Bedroom
Table | Compact Fluorescent |  | Twist | 1 | 15 | Bedroom
Floor lamp | Compact Fluorescent |  | Straight Tube | 1 | 15 | Bedroom
Ceiling Fixture | Linear Fluorescent | 48 | T-12 | 2 | 40 | Garage
Wall Mount | Compact Fluorescent |  | A shape bulb | 4 | 7 | Bathroom
Chandelier (Hanging) | Compact Fluorescent |  | Twist | 6 | 15 | Bathroom
Ceiling Fan | Incandescent |  | Standard A Lamp | 5 | 40 | Dining Room
Ceiling Fixture | Compact Fluorescent |  | Twist | 1 | 22 | Hall
Ceiling Fixture | Compact Fluorescent |  | Pin base | 1 | 28 | Garage
Ceiling Fixture | Incandescent |  | Standard A Lamp | 2 | 40 | Bedroom
Table | Incandescent |  | Standard A Lamp | 1 | 60 | Bedroom
Table | Compact Fluorescent |  | Twist | 1 | 22 | Bedroom
Ceiling Fixture | Compact Fluorescent |  | Twist | 1 | 22 | Bedroom
Ceiling Fixture | Compact Fluorescent |  | Twist | 1 | 22 | Hall
Ceiling Fixture | Incandescent |  | Standard A Lamp | 2 | 40 | Kitchen
High bay | Compact Fluorescent |  | Twist | 1 | 15 | Kitchen
High bay | Compact Fluorescent |  | Twist | 1 | 22 | Kitchen
Table | Compact Fluorescent |  | A shape bulb | 1 | 15 | Living Room
Ceiling Fixture | Incandescent |  | Standard A Lamp | 2 | 40 | Master Bedroom
Track | Incandescent |  | Standard A Lamp | 1 | 40 | Master Bedroom
Ceiling Fixture | Incandescent |  | Standard A Lamp | 1 | 60 | Laundry Room
Wall Mount | Incandescent |  | Globe | 4 | 40 | Bathroom
Ceiling Fixture | Incandescent |  | Heat Lamp | 1 | 150 | Bathroom
Wall Mount | Compact Fluorescent |  | Twist | 3 | 15 | Bathroom
Ceiling Fixture | Incandescent |  | Heat Lamp | 1 | 150 | Bathroom
Ceiling Fixture | Incandescent |  | Standard A Lamp | 1 | 60 | Bedroom
Ceiling Fixture | Compact Fluorescent |  | Twist | 2 | 15 | Closet
Ceiling Fixture | Compact Fluorescent |  | A shape bulb | 1 | 15 | Garage
Recessed Can | Compact Fluorescent |  | Twist | 1 | 15 | Hall
Recessed Can | Compact Fluorescent |  | Reflector | 1 | 22 | Kitchen
Chandelier (Hanging) | Incandescent |  | Globe | 1 | 60 | Kitchen
Torchiere | Compact Fluorescent |  | A shape bulb | 1 | 15 | Living Room
Ceiling Fixture | Incandescent |  | Reflector | 1 | 75 | Living Room
Ceiling Fan | Compact Fluorescent |  | A shape bulb | 3 | 7 | Office
Ceiling Fixture | Compact Fluorescent |  | Twist | 2 | 15 | Office
Ceiling Fan | Incandescent |  | Standard A Lamp | 1 | 60 | Master Bedroom
Ceiling Fan | Incandescent |  | Standard A Lamp | 1 | 60 | Bedroom
Ceiling Fan | Incandescent |  | Standard A Lamp | 1 | 60 | Bedroom
Track | Incandescent |  | Clear | 1 | 60 | Bedroom
Ceiling Fan | Incandescent |  | Standard A Lamp | 1 | 40 | Bedroom
Table | Incandescent |  | Standard A Lamp | 1 | 60 | Bedroom
Ceiling Fixture | Halogen |  | MR | 3 | 75 | Bathroom
Ceiling Fixture | Incandescent |  | Standard A Lamp | 1 | 60 | Bathroom
Ceiling Fixture | Incandescent |  | Standard A Lamp | 1 | 75 | Closet
Ceiling Fan | Incandescent |  | Standard A Lamp | 1 | 60 | Family Room
Ceiling Fixture | Incandescent |  | Standard A Lamp | 1 | 60 | Hall
Ceiling Fixture | Incandescent |  | Standard A Lamp | 1 | 60 | Hall
Ceiling Fixture | Incandescent |  | Standard A Lamp | 1 | 60 | Kitchen
Ceiling Fixture | Compact Fluorescent |  | Twist | 2 | 15 | Kitchen
Ceiling Fan | Incandescent |  | Standard A Lamp | 1 | 60 | Kitchen
Ceiling Fixture | Incandescent |  | Standard A Lamp | 2 | 60 | Living Room
Floor lamp | Incandescent |  | Mini base | 3 | 60 | Living Room
Ceiling Fan | Incandescent |  | Standard A Lamp | 1 | 60 | Master Bedroom
Table | Incandescent |  | Standard A Lamp | 1 | 60 | Master Bedroom
Ceiling Fixture | Incandescent |  | Standard A Lamp | 3 | 100 | Bedroom
Table | Incandescent |  | Standard A Lamp | 1 | 75 | Bedroom
Ceiling Fixture | Incandescent |  | Standard A Lamp | 3 | 75 | Bedroom
Table | Incandescent |  | Mini base | 3 | 40 | Bedroom
Chandelier (Hanging) | Incandescent |  | Decorative | 6 | 40 | Dining Room
Ceiling Fixture | Linear Fluorescent | 12 | T-8 | 1 | 15 | Dining Room
Ceiling Fixture | Incandescent |  | Standard A Lamp | 1 | 150 | Bathroom
Chandelier (Hanging) | Incandescent |  | Standard A Lamp | 2 | 75 | Bathroom
Ceiling Fixture | Incandescent |  | Standard A Lamp | 4 | 60 | Family Room
Ceiling Fixture | Incandescent |  | Standard A Lamp | 1 | 100 | Hall
Ceiling Fixture | Incandescent |  | Standard A Lamp | 2 | 40 | Hall
Table | Incandescent |  | Standard A Lamp | 2 | 40 | Hall
Wall Mount | Incandescent |  | Mini base | 1 | 40 | Hall
Ceiling Fixture | Linear Fluorescent | 12 | T-8 | 1 | 20 | Hall
Ceiling Fixture | Incandescent |  | Standard A Lamp | 1 | 100 | Other
Ceiling Fixture | Linear Fluorescent | 48 | T-12 | 2 | 40 | Kitchen
Recessed Can | Incandescent |  | Reflector | 1 | 75 | Kitchen
Ceiling Fixture | Incandescent |  | Standard A Lamp | 1 | 100 | Laundry Room
Ceiling Fixture | Incandescent |  | Standard A Lamp | 5 | 100 | Bathroom
Ceiling Fixture | Incandescent |  | Standard A Lamp | 3 | 60 | Master Bedroom
Table | Incandescent |  | Standard A Lamp | 1 | 75 | Master Bedroom
Table | Compact Fluorescent |  | Twist | 1 | 13 | Master Bedroom
Ceiling Fixture | Incandescent |  | Standard A Lamp | 2 | 60 | Office
Ceiling Fixture | Halogen |  | PAR | 2 | 75 | Office
Ceiling Fixture | Linear Fluorescent | 12 | T-8 | 1 | 20 | Office
Table | Incandescent |  | Standard A Lamp | 1 | 100 | Living Room
Chandelier (Hanging) | Incandescent |  | Globe | 1 | 60 | Living Room
Table | Compact Fluorescent |  | Twist | 1 | 22 | Living Room
Chandelier (Hanging) | Halogen |  | Quartz Tube | 3 | 50 | Living Room
Wall Mount | Incandescent |  | Globe | 4 | 40 | Bathroom
Wall Mount | Compact Fluorescent |  | Globe | 7 | 14 | Bathroom
Chandelier (Hanging) | Incandescent |  | Clear | 1 | 75 | Bathroom
Chandelier (Hanging) | Compact Fluorescent |  | Twist | 3 | 13 | Bedroom
Table | Incandescent |  | Standard A Lamp | 1 | 100 | Bedroom
Ceiling Fixture | Linear Fluorescent | 48 | T-12 | 4 | 40 | Bedroom
Ceiling Fixture | Incandescent |  | Standard A Lamp | 1 | 75 | Closet
Chandelier (Hanging) | Compact Fluorescent |  | Twist | 3 | 13 | Dining Room
Ceiling Fixture | Compact Fluorescent |  | Twist | 1 | 18 | Hall
Chandelier (Hanging) | Compact Fluorescent |  | Twist | 1 | 23 | Hall
Chandelier (Hanging) | Incandescent |  | Standard A Lamp | 1 | 100 | Hall
Ceiling Fixture | Linear Fluorescent | 48 | T-12 | 4 | 40 | Kitchen
Ceiling Fixture | Compact Fluorescent |  | Twist | 1 | 23 | Kitchen
Chandelier (Hanging) | Incandescent |  | Standard A Lamp | 1 | 100 | Laundry Room
Chandelier (Hanging) | Compact Fluorescent |  | Twist | 5 | 13 | Living Room
Chandelier (Hanging) | Compact Fluorescent |  | Twist | 2 | 13 | Living Room
Chandelier (Hanging) | Compact Fluorescent |  | Twist | 1 | 23 | Bathroom
Chandelier (Hanging) | Incandescent |  | 3-Way Incandescent | 1 | 200 | Master Bedroom
Table | Compact Fluorescent |  | Twist | 1 | 23 | Master Bedroom
Ceiling Fixture | Incandescent |  | Standard A Lamp | 1 | 60 | Closet
Chandelier (Hanging) | Incandescent |  | Standard A Lamp | 2 | 100 | Office
Ceiling Fixture | Incandescent |  | Standard A Lamp | 1 | 60 | Office
Ceiling Fixture | Compact Fluorescent |  | Straight Tube | 1 | 18 | Closet
Ceiling Fixture | Linear Fluorescent | 48 | T-12 | 2 | 40 | Other
Ceiling Fixture | Compact Fluorescent |  | Circline (Screw Base) | 1 | 22 | Other
Wall Mount | Incandescent |  | Standard A Lamp | 1 | 60 | Hall
Ceiling Fixture | Compact Fluorescent |  | Circline (Screw Base) | 1 | 22 | Other
Table | Incandescent |  | Standard A Lamp | 2 | 25 | Living Room
Floor lamp | Halogen |  | MR | 1 | 150 | Living Room
Ceiling Fixture | Linear Fluorescent | 48 | T-12 | 2 | 40 | Garage
Ceiling Fixture | Incandescent |  | Standard A Lamp | 1 | 60 | Hall
Wall Mount | Incandescent |  | Standard A Lamp | 1 | 25 | Closet
Ceiling Fixture | Incandescent |  | Standard A Lamp | 1 | 75 | Bathroom
Wall Mount | Incandescent |  | Standard A Lamp | 2 | 75 | Bathroom
Ceiling Fixture | Incandescent |  | Standard A Lamp | 2 | 100 | Bedroom
Ceiling Fixture | Incandescent |  | Standard A Lamp | 2 | 100 | Bedroom
Chandelier (Hanging) | Incandescent |  | Standard A Lamp | 6 | 40 | Dining Room
Table | Incandescent |  | Mini base | 1 | 60 | Dining Room
Ceiling Fixture | Compact Fluorescent |  | Twist | 2 | 15 | Kitchen
Ceiling Fixture | Incandescent |  | Clear | 3 | 40 | Hall
Table | Incandescent |  | Standard A Lamp | 1 | 40 | Hall
Ceiling Fixture | Incandescent |  | Standard A Lamp | 2 | 60 | Bedroom
Ceiling Fixture | Incandescent |  | Standard A Lamp | 3 | 75 | Master Bedroom
Table | Incandescent |  | Mini base | 1 | 60 | Master Bedroom
Wall Mount | Incandescent |  | Standard A Lamp | 2 | 100 | Bathroom
Ceiling Fixture | Incandescent |  | Heat Lamp | 2 | 150 | Bathroom
Ceiling Fan | Incandescent |  | Standard A Lamp | 2 | 60 | Hall
Ceiling Fixture | Incandescent |  | Standard A Lamp | 2 | 75 | Family Room
Ceiling Fixture | Compact Fluorescent |  | Twist | 1 | 15 | Bathroom
Table | Compact Fluorescent |  | A shape bulb | 1 | 14 | Kitchen
Wall Mount | Compact Fluorescent |  | Twist | 1 | 15 | Kitchen
Ceiling Fixture | Compact Fluorescent |  | Twist | 2 | 22 | Kitchen
Ceiling Fixture | Incandescent |  | Standard A Lamp | 1 | 60 | Other
Ceiling Fixture | Incandescent |  | Standard A Lamp | 2 | 60 | Bathroom
Wall Mount | Compact Fluorescent |  | Twist | 1 | 15 | Bathroom
Ceiling Fixture | Incandescent |  | Standard A Lamp | 3 | 60 | Bedroom
Ceiling Fixture | Incandescent |  | Standard A Lamp | 2 | 60 | Bedroom
Floor lamp | Incandescent |  | Standard A Lamp | 1 | 60 | Bedroom
Ceiling Fixture | Incandescent |  | Standard A Lamp | 1 | 60 | Bedroom
Table | Incandescent |  | Standard A Lamp | 1 | 60 | Bedroom
Ceiling Fixture | Incandescent |  | Standard A Lamp | 1 | 60 | Bedroom
Recessed Can | Incandescent |  | Reflector | 1 | 65 | Bedroom
Table | Incandescent |  | Standard A Lamp | 1 | 60 | Bedroom
Ceiling Fixture | Linear Fluorescent | 16 | T-12 | 3 | 75 | Garage
Ceiling Fixture | Linear Fluorescent | 48 | T-12 | 2 | 40 | Garage
Garage door opener | Incandescent |  | Standard A Lamp | 1 | 60 | Garage
Ceiling Fixture | Compact Fluorescent |  | Twist | 2 | 15 | Garage
Chandelier (Hanging) | Incandescent |  | Decorative | 3 | 40 | Hall
Ceiling Fixture | Incandescent |  | Standard A Lamp | 1 | 60 | Hall
Ceiling Fixture | Linear Fluorescent | 48 | T-12 | 4 | 40 | Kitchen
Recessed Can | Incandescent |  | Reflector | 1 | 65 | Kitchen
Ceiling Fixture | Compact Fluorescent |  | Twist | 2 | 15 | Laundry Room
Ceiling Fixture | Linear Fluorescent | 48 | T-12 | 2 | 40 | Laundry Room
Table | Compact Fluorescent |  | Twist | 1 | 15 | Living Room
Chandelier (Hanging) | Incandescent |  | Standard A Lamp | 3 | 60 | Living Room
Ceiling Fixture | Compact Fluorescent |  | Twist | 1 | 15 | Other
Ceiling Fixture | Incandescent |  | Standard A Lamp | 2 | 60 | Other
Recessed Can | Compact Fluorescent |  | Flood | 1 | 22 | Kitchen
Recessed Can | Compact Fluorescent |  | Flood | 1 | 22 | Living Room
Floor lamp | Incandescent |  | 3-Way Incandescent | 1 | 100 | Living Room
Wall Mount | Compact Fluorescent |  | Twist | 1 | 15 | Hall
Ceiling Fixture | Compact Fluorescent |  | Twist | 1 | 15 | Hall
Ceiling Fixture | Compact Fluorescent |  | Twist | 3 | 22 | Bedroom
Wall Mount | Halogen |  | MR | 3 | 50 | Bathroom
Ceiling Fixture | Compact Fluorescent |  | Twist | 1 | 15 | Bathroom
Ceiling Fixture | Compact Fluorescent |  | Twist | 3 | 22 | Bedroom
Wall Mount | Compact Fluorescent |  | Flood | 4 | 15 | Bathroom
Ceiling Fixture | Compact Fluorescent |  | Twist | 1 | 15 | Bathroom
Ceiling Fixture | Compact Fluorescent |  | Twist | 1 | 15 | Closet
Ceiling Fixture | Compact Fluorescent |  | Twist | 1 | 15 | Master Bedroom
Ceiling Fan | Compact Fluorescent |  | Twist | 1 | 15 | Master Bedroom
Table | Incandescent |  | 3-Way Incandescent | 1 | 65 | Master Bedroom
Table | Incandescent |  | Standard A Lamp | 1 | 100 | Master Bedroom
Ceiling Fixture | Compact Fluorescent |  | Twist | 2 | 22 | Family Room
Ceiling Fixture | Compact Fluorescent |  | Twist | 3 | 22 | Laundry Room
Ceiling Fixture | Compact Fluorescent |  | Twist | 3 | 22 | Other
Wall Mount | Compact Fluorescent |  | Twist | 1 | 15 | Other
Ceiling Fixture | Compact Fluorescent |  | Twist | 1 | 22 | Garage
Garage door opener | Incandescent |  | Standard A Lamp | 1 | 40 | Garage
Ceiling Fixture | Compact Fluorescent |  | Twist | 2 | 22 | Bedroom
Ceiling Fixture | Compact Fluorescent |  | Twist | 1 | 22 | Closet
Ceiling Fixture | Compact Fluorescent |  | Twist | 2 | 22 | Bedroom
Table | Linear Fluorescent | 24 | T-8 | 1 | 16 | Bedroom
Ceiling Fixture | Compact Fluorescent |  | Twist | 1 | 22 | Closet
Ceiling Fixture | Compact Fluorescent |  | Twist | 1 | 22 | Hall
Wall Mount | Compact Fluorescent |  | Twist | 1 | 22 | Hall
Wall Mount | Halogen |  | MR | 3 | 50 | Bathroom
Ceiling Fixture | Compact Fluorescent |  | Twist | 1 | 15 | Bathroom
Ceiling Fixture | Compact Fluorescent |  | Twist | 2 | 22 | Other
Table | Incandescent |  | Standard A Lamp | 1 | 60 | Other
Ceiling Fixture | Incandescent |  | Standard A Lamp | 1 | 40 | Bathroom
Ceiling Fixture | Incandescent |  | Standard A Lamp | 1 | 40 | Bathroom
Wall Mount | Incandescent |  | Standard A Lamp | 5 | 25 | Bathroom
Ceiling Fixture | Compact Fluorescent |  | Twist | 2 | 22 | Bedroom
Table | Incandescent |  | Standard A Lamp | 1 | 75 | Bedroom
Table | Incandescent |  | Standard A Lamp | 1 | 60 | Bedroom
Ceiling Fixture | Incandescent |  | Standard A Lamp | 1 | 75 | Bedroom
Ceiling Fixture | Incandescent |  | Standard A Lamp | 2 | 75 | Bedroom
Table | Linear Fluorescent | 16 | T-8 | 1 | 16 | Bedroom
Ceiling Fixture | Incandescent |  | Clear | 5 | 40 | Dining Room
Ceiling Fixture | Incandescent |  | Decorative | 3 | 25 | Hall
Table | Compact Fluorescent |  | Twist | 1 | 15 | Family Room
Table | Incandescent |  | 3-Way Incandescent | 1 | 75 | Family Room
Table | Incandescent |  | Standard A Lamp | 1 | 60 | Family Room
Wall Mount | Incandescent |  | Standard A Lamp | 1 | 60 | Family Room
Ceiling Fixture | Linear Fluorescent | 48 | T-12 | 2 | 40 | Hall
Garage door opener | Incandescent |  | Standard A Lamp | 1 | 40 | Hall
Ceiling Fixture | Incandescent |  | Standard A Lamp | 1 | 100 | Hall
Wall Mount | Linear Fluorescent | 12 | T-5 | 1 | 12 | Kitchen
Ceiling Fixture | Linear Fluorescent | 48 | T-12 | 2 | 40 | Kitchen
Wall Mount | Incandescent |  | Standard A Lamp | 1 | 75 | Laundry Room
Table | Incandescent |  | Standard A Lamp | 1 | 40 | Living Room
Ceiling Fan | Compact Fluorescent |  | Twist | 3 | 15 | Living Room
Floor lamp | Compact Fluorescent |  | Straight Tube | 1 | 28 | Living Room
Ceiling Fixture | Incandescent |  | Other | 3 | 40 | Master Bedroom
Floor lamp | Compact Fluorescent |  | Twist | 1 | 15 | Master Bedroom
Ceiling Fixture | Incandescent |  | Standard A Lamp | 1 | 75 | Closet
Ceiling Fixture | Incandescent |  | Standard A Lamp | 1 | 100 | Closet
Recessed Can | Compact Fluorescent |  | Reflector | 1 | 22 | Family Room
Wall Mount | Incandescent |  | Mini base | 1 | 40 | Family Room
Ceiling Fan | Incandescent |  | Standard A Lamp | 2 | 60 | Family Room
Wall Mount | Compact Fluorescent |  | Globe | 3 | 22 | Bathroom
Recessed Can | Compact Fluorescent |  | Reflector | 1 | 22 | Bathroom
Ceiling Fan | Incandescent |  | Standard A Lamp | 3 | 60 | Bedroom
Table | Incandescent |  | Standard A Lamp | 1 | 60 | Bedroom
Wall Mount | Compact Fluorescent |  | Globe | 3 | 22 | Bathroom
Recessed Can | Compact Fluorescent |  | Reflector | 1 | 22 | Bathroom
Wall Mount | Compact Fluorescent |  | Globe | 3 | 22 | Bathroom
Ceiling Fixture | Linear Fluorescent | 48 | T-8 | 2 | 32 | Closet
Chandelier (Hanging) | Incandescent |  | Standard A Lamp | 5 | 60 | Dining Room
Chandelier (Hanging) | Incandescent |  | Standard A Lamp | 3 | 60 | Hall
Recessed Can | Incandescent |  | Reflector | 1 | 60 | Hall
Ceiling Fixture | Linear Fluorescent | 48 | T-12 | 1 | 20 | Hall
Ceiling Fixture | Incandescent |  | Standard A Lamp | 2 | 60 | Other
Ceiling Fixture | Linear Fluorescent | 48 | T-8 | 2 | 32 | Garage
Garage door opener | Incandescent |  | Standard A Lamp | 2 | 60 | Garage
Ceiling Fixture | Incandescent |  | Standard A Lamp | 1 | 60 | Garage
Table | Incandescent |  | Standard A Lamp | 1 | 100 | Hall
Recessed Can | Compact Fluorescent |  | Reflector | 1 | 28 | Hall
Recessed Can | Compact Fluorescent |  | Reflector | 1 | 22 | Hall
Chandelier (Hanging) | Compact Fluorescent |  | A shape bulb | 1 | 22 | Kitchen
Recessed Can | Compact Fluorescent |  | Reflector | 1 | 28 | Kitchen
Other | Compact Fluorescent |  | Twist | 2 | 15 | Kitchen
Other | Linear Fluorescent | 48 | T-12 | 1 | 40 | Kitchen
Ceiling Fixture | Linear Fluorescent | 48 | T-8 | 2 | 32 | Laundry Room
Ceiling Fan | Incandescent |  | Standard A Lamp | 4 | 75 | Living Room
Table | Incandescent |  | Standard A Lamp | 1 | 100 | Living Room
Wall Mount | Incandescent |  | Standard A Lamp | 1 | 60 | Living Room
Recessed Can | Incandescent |  | Reflector | 1 | 65 | Living Room
Ceiling Fan | Compact Fluorescent |  | Twist | 3 | 15 | Master Bedroom
Table | Incandescent |  | Standard A Lamp | 1 | 60 | Master Bedroom
Recessed Can | Compact Fluorescent |  | Reflector | 1 | 22 | Master Bedroom
Wall Mount | Compact Fluorescent |  | Globe | 3 | 22 | Master Bedroom
Recessed Can | Compact Fluorescent |  | Reflector | 1 | 22 | Master Bedroom
Ceiling Fixture | Linear Fluorescent | 48 | T-8 | 2 | 32 | Closet
Ceiling Fixture | Linear Fluorescent | 24 | T-8 | 2 | 16 | Closet
Recessed Can | Compact Fluorescent |  | Reflector | 1 | 22 | Office
Wall Mount | Compact Fluorescent |  | Twist | 2 | 22 | Bathroom
Chandelier (Hanging) | Compact Fluorescent |  | Twist | 4 | 22 | Dining Room
Ceiling Fixture | Compact Fluorescent |  | Twist | 2 | 15 | Hall
Ceiling Fixture | Compact Fluorescent |  | Twist | 1 | 22 | Garage
Garage door opener | Compact Fluorescent |  | Twist | 1 | 22 | Garage
Ceiling Fixture | Compact Fluorescent |  | Twist | 2 | 22 | Bedroom
Ceiling Fixture | Compact Fluorescent |  | Twist | 2 | 15 | Hall
Recessed Can | Compact Fluorescent |  | Reflector | 1 | 28 | Kitchen
Ceiling Fixture | Compact Fluorescent |  | Twist | 2 | 22 | Kitchen
Ceiling Fixture | Linear Fluorescent | 48 | T-12 | 2 | 40 | Laundry Room
Ceiling Fan | Compact Fluorescent |  | Twist | 4 | 22 | Living Room
Floor lamp | Halogen |  | Quartz Tube | 2 | 50 | Living Room
Floor lamp | Compact Fluorescent |  | Twist | 1 | 22 | Living Room
Wall Mount | Compact Fluorescent |  | Twist | 3 | 22 | Bathroom
Ceiling Fixture | Compact Fluorescent |  | Reflector | 1 | 28 | Bathroom
Ceiling Fan | Compact Fluorescent |  | Twist | 2 | 22 | Master Bedroom
Ceiling Fixture | Compact Fluorescent |  | Twist | 2 | 22 | Closet
Ceiling Fan | Compact Fluorescent |  | Twist | 1 | 22 | Office
Table | Compact Fluorescent |  | Twist | 1 | 15 | Office
Ceiling Fixture | Compact Fluorescent |  | Twist | 1 | 22 | Garage
Low bay | Linear Fluorescent | 48 | T-8 | 2 | 32 | Garage
Low bay | Linear Fluorescent | 22 | T-12 | 1 | 20 | Garage
Recessed Can | Compact Fluorescent |  | Twist | 1 | 15 | Bathroom
Wall Mount | Incandescent |  | Globe | 4 | 60 | Bathroom
Recessed Can | Compact Fluorescent |  | Twist | 1 | 15 | Bathroom
Wall Mount | Compact Fluorescent |  | Twist | 4 | 15 | Bathroom
Wall Mount | Incandescent |  | Globe | 1 | 60 | Bathroom
Recessed Can | Compact Fluorescent |  | Twist | 1 | 15 | Bathroom
Recessed Can | Compact Fluorescent |  | Reflector | 1 | 15 | Bedroom
Table | Incandescent |  | Standard A Lamp | 1 | 60 | Bedroom
Recessed Can | Incandescent |  | Reflector | 1 | 65 | Bedroom
Table | Compact Fluorescent |  | Twist | 1 | 15 | Bedroom
Recessed Can | Compact Fluorescent |  | Reflector | 1 | 15 | Bedroom
Other | Incandescent |  | Standard A Lamp | 1 | 90 | Bedroom
Other | Compact Fluorescent |  | Twist | 1 | 22 | Bedroom
Table | Compact Fluorescent |  | Twist | 1 | 15 | Bedroom
Recessed - other | Incandescent |  | Reflector | 1 | 65 | Closet
Chandelier (Hanging) | Incandescent |  | Decorative | 1 | 40 | Dining Room
Recessed Can | Compact Fluorescent |  | Reflector | 1 | 15 | Dining Room
Ceiling Fixture | Linear Fluorescent | 48 | T-8 | 2 | 32 | Garage
Recessed Can | Compact Fluorescent |  | Reflector | 1 | 15 | Hall
Recessed Can | Compact Fluorescent |  | Twist | 1 | 15 | Hall
Recessed Can | Compact Fluorescent |  | Twist | 1 | 15 | Kitchen
Other | Halogen |  | MR | 1 | 50 | Kitchen
Other | Linear Fluorescent | 24 | Fluorescent Other | 2 | 16 | Kitchen
Other | Linear Fluorescent | 18 | Fluorescent Other | 1 | 16 | Kitchen
Recessed Can | Compact Fluorescent |  | Reflector | 1 | 15 | Living Room
Table | Compact Fluorescent |  | Twist | 1 | 15 | Master Bedroom
Recessed Can | Compact Fluorescent |  | Twist | 1 | 15 | Master Bedroom
Wall Mount | Compact Fluorescent |  | Twist | 3 | 15 | Bathroom
Ceiling Fixture | Compact Fluorescent |  | Twist | 2 | 15 | Bathroom
Ceiling Fixture | Compact Fluorescent |  | Twist | 2 | 15 | Bedroom
Table | Compact Fluorescent |  | Twist | 1 | 15 | Bedroom
Ceiling Fixture | Compact Fluorescent |  | Twist | 1 | 15 | Closet
Garage door opener | Incandescent |  | Standard A Lamp | 1 | 60 | Garage
Ceiling Fixture | Compact Fluorescent |  | Twist | 1 | 15 | Garage
Ceiling Fixture | Compact Fluorescent |  | Twist | 2 | 15 | Hall
Ceiling Fixture | Compact Fluorescent |  | Twist | 2 | 15 | Hall
Chandelier (Hanging) | Compact Fluorescent |  | Twist | 2 | 15 | Kitchen
Track | Incandescent |  | Clear | 5 | 100 | Kitchen
Ceiling Fixture | Compact Fluorescent |  | Twist | 1 | 15 | Kitchen
Ceiling Fixture | Compact Fluorescent |  | Twist | 2 | 15 | Laundry Room
Ceiling Fan | Compact Fluorescent |  | Twist | 4 | 15 | Living Room
Table | Compact Fluorescent |  | Twist | 1 | 15 | Living Room
Wall Mount | Compact Fluorescent |  | Twist | 1 | 15 | Living Room
Ceiling Fan | Compact Fluorescent |  | Twist | 4 | 15 | Master Bedroom
Ceiling Fixture | Compact Fluorescent |  | Twist | 2 | 15 | Office
Table | Compact Fluorescent |  | Twist | 1 | 15 | Office
Ceiling Fixture | Compact Fluorescent |  | Twist | 1 | 15 | Other
Ceiling Fan | Incandescent |  | Standard A Lamp | 4 | 60 | Bedroom
Wall Mount | Compact Fluorescent |  | Twist | 4 | 15 | Bathroom
Wall Mount | Compact Fluorescent |  | Twist | 4 | 15 | Bathroom
Ceiling Fan | Incandescent |  | Standard A Lamp | 1 | 60 | Bedroom
Table | Compact Fluorescent |  | Twist | 1 | 15 | Bedroom
Ceiling Fan | Incandescent |  | Standard A Lamp | 1 | 60 | Bedroom
Table | Incandescent |  | Standard A Lamp | 1 | 40 | Bedroom
Ceiling Fixture | Incandescent |  | Standard A Lamp | 1 | 60 | Other
Floor lamp | Incandescent |  | Standard A Lamp | 1 | 60 | Other
Table | Incandescent |  | Standard A Lamp | 1 | 60 | Other
Chandelier (Hanging) | Incandescent |  | Standard A Lamp | 1 | 60 | Family Room
Table | Compact Fluorescent |  | Twist | 1 | 15 | Family Room
Floor lamp | Incandescent |  | Standard A Lamp | 1 | 60 | Family Room
Ceiling Fixture | Incandescent |  | Standard A Lamp | 1 | 60 | Garage
Garage door opener | Incandescent |  | Clear | 1 | 60 | Garage
Ceiling Fixture | Incandescent |  | Standard A Lamp | 1 | 60 | Hall
Ceiling Fixture | Incandescent |  | Standard A Lamp | 1 | 60 | Hall
Chandelier (Hanging) | Incandescent |  | Decorative | 8 | 25 | Kitchen
Ceiling Fixture | Incandescent |  | Globe | 1 | 40 | Kitchen
Ceiling Fixture | Incandescent |  | Standard A Lamp | 2 | 60 | Laundry Room
Ceiling Fixture | Incandescent |  | Standard A Lamp | 2 | 60 | Office
Table | Incandescent |  | Standard A Lamp | 1 | 60 | Office
Ceiling Fixture | Incandescent |  | Standard A Lamp | 1 | 60 | Other
Ceiling Fixture | Compact Fluorescent |  | Twist | 1 | 13 | Other
Ceiling Fixture | Compact Fluorescent |  | Twist | 1 | 13 | Bathroom
Recessed Can | Incandescent |  | Reflector | 1 | 60 | Bathroom
Wall Mount | Incandescent |  | Standard A Lamp | 4 | 75 | Bathroom
Ceiling Fixture | Incandescent |  | Standard A Lamp | 1 | 65 | Closet
Ceiling Fixture | Compact Fluorescent |  | Twist | 2 | 13 | Closet
Ceiling Fixture | Linear Fluorescent | 36 | T-12 | 2 | 40 | Office
Chandelier (Hanging) | Incandescent |  | Globe | 9 | 130 | Dining Room
Ceiling Fixture | Compact Fluorescent |  | Twist | 1 | 13 | Bedroom
Floor lamp | Compact Fluorescent |  | Twist | 1 | 13 | Bedroom
Floor lamp | Incandescent |  | Decorative | 35 | 1 | Bedroom
Ceiling Fixture | Compact Fluorescent |  | Twist | 2 | 13 | Bedroom
Floor lamp | Compact Fluorescent |  | Twist | 1 | 13 | Bedroom
Recessed Can | Incandescent |  | Reflector | 1 | 60 | Other
Recessed Can | Incandescent |  | Reflector | 1 | 60 | Hall
Recessed Can | Incandescent |  | Reflector | 1 | 60 | Hall
Ceiling Fixture | Incandescent |  | Standard A Lamp | 2 | 60 | Hall
Recessed Can | Halogen |  | Other | 1 | 75 | Hall
Ceiling Fixture | Compact Fluorescent |  | Twist | 2 | 13 | Hall
Wall Mount | Incandescent |  | Clear | 1 | 100 | Hall
Ceiling Fixture | Incandescent |  | Standard A Lamp | 1 | 60 | Hall
Recessed Can | Compact Fluorescent |  | Twist | 1 | 13 | Kitchen
High bay | Linear Fluorescent | 20 | T-4 | 1 | 16 | Kitchen
Wall Mount | Linear Fluorescent | 12 | T-4 | 1 | 16 | Kitchen
Ceiling Fixture | Compact Fluorescent |  | Twist | 1 | 13 | Closet
Ceiling Fixture | Linear Fluorescent | 36 | T-12 | 2 | 40 | Living Room
Recessed Can | Compact Fluorescent |  | Twist | 1 | 13 | Living Room
Floor lamp | Incandescent |  | Standard A Lamp | 1 | 150 | Living Room
Ceiling Fixture | Compact Fluorescent |  | Twist | 1 | 13 | Other
Recessed Can | Incandescent |  | Reflector | 1 | 60 | Other
Recessed Can | Compact Fluorescent |  | Twist | 1 | 13 | Bathroom
Wall Mount | Incandescent |  | Globe | 3 | 130 | Bathroom
Wall Mount | Incandescent |  | Globe | 1 | 130 | Bathroom
Floor lamp | Compact Fluorescent |  | A shape bulb | 1 | 13 | Master Bedroom
Ceiling Fan | Incandescent |  | Standard A Lamp | 4 | 25 | Master Bedroom
Ceiling Fixture | Incandescent |  | Mini base | 4 | 100 | Closet
Ceiling Fixture | Halogen |  |  | 1 | 100 | Closet
Ceiling Fixture | Compact Fluorescent |  | Twist | 2 | 13 | Office
Floor lamp | Compact Fluorescent |  | Twist | 1 | 13 | Office
Ceiling Fixture | Incandescent |  | Decorative | 1 | 100 | Other
Wall Mount | Incandescent |  | Decorative | 1 | 60 | Other
Floor lamp | Compact Fluorescent |  | Twist | 3 | 13 | Other
Ceiling Fixture | Linear Fluorescent | 36 | T-12 | 2 | 40 | Other
Ceiling Fixture | Compact Fluorescent |  | Twist | 1 | 22 | Other
Ceiling Fixture | Linear Fluorescent | 48 | T-12 | 2 | 40 | Other
Ceiling Fixture | Incandescent |  | Standard A Lamp | 1 | 60 | Other
Ceiling Fixture | Incandescent |  | Standard A Lamp | 1 | 60 | Bathroom
Wall Mount | Incandescent |  | Standard A Lamp | 1 | 40 | Bathroom
Table | Incandescent |  | Standard A Lamp | 1 | 60 | Bedroom
Table | Incandescent |  | Decorative | 1 | 25 | Bedroom
Wall Mount | Incandescent |  | Standard A Lamp | 1 | 60 | Bedroom
Ceiling Fixture | Incandescent |  | Standard A Lamp | 2 | 60 | Dining Room
Ceiling Fixture | Compact Fluorescent |  | Twist | 2 | 15 | Kitchen
Ceiling Fixture | Incandescent |  | Globe | 1 | 60 | Kitchen
Architectural | Linear Fluorescent | 18 | T-8 | 1 | 16 | Kitchen
Table | Incandescent |  | 3-Way Incandescent | 1 | 170 | Living Room
Floor lamp | Incandescent |  | 3-Way Incandescent | 1 | 200 | Living Room
Torchiere | Incandescent |  | Standard A Lamp | 1 | 60 | Living Room
Table | Compact Fluorescent |  | Twist | 1 | 15 | Living Room
Floor lamp | Incandescent |  | 3-Way Incandescent | 1 | 50 | Living Room
Ceiling Fixture | Incandescent |  | Standard A Lamp | 1 | 60 | Office
Table | Compact Fluorescent |  | Twist | 1 | 15 | Office
Wall Mount | Incandescent |  | Reflector | 1 | 65 | Office
Ceiling Fixture | Incandescent |  | Standard A Lamp | 1 | 60 | Bathroom
Wall Mount | Incandescent |  | Globe | 6 | 40 | Bathroom
Ceiling Fixture | Incandescent |  | Standard A Lamp | 1 | 60 | Bathroom
Wall Mount | Incandescent |  | Clear | 3 | 40 | Bathroom
Ceiling Fixture | Incandescent |  | Standard A Lamp | 2 | 60 | Bedroom
Table | Compact Fluorescent |  | Twist | 1 | 15 | Bedroom
Ceiling Fixture | Compact Fluorescent |  | Twist | 2 | 22 | Bedroom
Ceiling Fixture | Incandescent |  | Standard A Lamp | 2 | 60 | Bedroom
Floor lamp | Incandescent |  | Standard A Lamp | 1 | 100 | Bedroom
Ceiling Fixture | Linear Fluorescent | 48 | T-8 | 2 | 32 | Other
Floor lamp | Incandescent |  | Standard A Lamp | 1 | 60 | Other
Ceiling Fixture | Linear Fluorescent | 48 | T-12 | 2 | 32 | Laundry Room
Ceiling Fixture | Incandescent |  | Standard A Lamp | 1 | 40 | Other
Ceiling Fixture | Linear Fluorescent | 48 | T-8 | 2 | 40 | Other
Other | Incandescent |  | Standard A Lamp | 1 | 60 | Other
Ceiling Fixture | Compact Fluorescent |  | Twist | 1 | 22 | Hall
Ceiling Fixture | Linear Fluorescent | 48 | T-8 | 2 | 60 | Kitchen
Ceiling Fixture | Incandescent |  | Standard A Lamp | 2 | 65 | Kitchen
Chandelier (Hanging) | Compact Fluorescent |  | Twist | 2 | 15 | Living Room
Ceiling Fixture | Incandescent |  | Standard A Lamp | 2 | 65 | Master Bedroom
Table | Incandescent |  | Standard A Lamp | 1 | 60 | Master Bedroom
Ceiling Fixture | Incandescent |  | Standard A Lamp | 1 | 40 | Hall
Table | Compact Fluorescent |  | Twist | 1 | 15 | Hall
Ceiling Fixture | Compact Fluorescent |  | Twist | 1 | 15 | Hall
Ceiling Fixture | Incandescent |  | Standard A Lamp | 2 | 65 | Other
Ceiling Fixture | Incandescent |  | Standard A Lamp | 1 | 60 | Bathroom
Wall Mount | Incandescent |  | Globe | 3 | 60 | Bathroom
Ceiling Fixture | Incandescent |  | Standard A Lamp | 2 | 60 | Bathroom
Recessed Can | Incandescent |  | Standard A Lamp | 1 | 100 | Bathroom
Wall Mount | Incandescent |  | Globe | 3 | 60 | Bathroom
Ceiling Fixture | Incandescent |  | Standard A Lamp | 2 | 60 | Bedroom
Table | Incandescent |  | Decorative | 1 | 40 | Bedroom
Ceiling Fixture | Incandescent |  | Standard A Lamp | 2 | 60 | Bedroom
Ceiling Fixture | Incandescent |  | Standard A Lamp | 2 | 60 | Closet
Wall Mount | Incandescent |  | Globe | 3 | 60 | Closet
Ceiling Fixture | Incandescent |  | Standard A Lamp | 2 | 60 | Other
Recessed Can | Incandescent |  | Reflector | 1 | 65 | Family Room
Table | Incandescent |  | Standard A Lamp | 1 | 75 | Family Room
Ceiling Fixture | Linear Fluorescent | 48 | T-12 | 2 | 40 | Garage
Garage door opener | Incandescent |  | Standard A Lamp | 1 | 60 | Garage
Recessed Can | Incandescent |  | Reflector | 1 | 65 | Kitchen
Track | Incandescent |  | Reflector | 3 | 65 | Kitchen
Other | Linear Fluorescent | 12 | T-4 | 2 | 16 | Kitchen
Ceiling Fixture | Incandescent |  | Standard A Lamp | 2 | 60 | Laundry Room
Chandelier (Hanging) | Incandescent |  | Standard A Lamp | 6 | 60 | Living Room
Table | Incandescent |  | Standard A Lamp | 1 | 100 | Living Room
Table | Compact Fluorescent |  | Twist | 1 | 22 | Living Room
Track | Halogen |  | PAR | 5 | 50 | Living Room
Table | Incandescent |  | Standard A Lamp | 1 | 75 | Master Bedroom
Ceiling Fixture | Linear Fluorescent | 48 | T-12 | 2 | 40 | Other
Ceiling Fixture | Incandescent |  | Standard A Lamp | 2 | 60 | Bedroom
Ceiling Fixture | Incandescent |  | Standard A Lamp | 1 | 60 | Hall
Chandelier (Hanging) | Incandescent |  | Standard A Lamp | 2 | 75 | Other
Wall Mount | Compact Fluorescent |  | Twist | 8 | 15 | Bathroom
Wall Mount | Incandescent |  | Globe | 6 | 60 | Bathroom
Ceiling Fan | Incandescent |  | Standard A Lamp | 1 | 60 | Bedroom
Table | Compact Fluorescent |  | Twist | 1 | 15 | Bedroom
Ceiling Fixture | Compact Fluorescent |  | Twist | 2 | 15 | Bedroom
Ceiling Fixture | Compact Fluorescent |  | Twist | 2 | 15 | Bedroom
Table | Compact Fluorescent |  | Twist | 1 | 15 | Bedroom
Wall Mount | Linear Fluorescent | 48 | T-12 | 1 | 40 | Closet
Ceiling Fixture | Compact Fluorescent |  | Twist | 1 | 15 | Garage
Garage door opener | Incandescent |  | Standard A Lamp | 1 | 60 | Garage
Ceiling Fixture | Linear Fluorescent | 48 | T-12 | 2 | 40 | Garage
Ceiling Fixture | Compact Fluorescent |  | Twist | 2 | 15 | Hall
Recessed Can | Incandescent |  | Reflector | 1 | 65 | Kitchen
Chandelier (Hanging) | Incandescent |  | Decorative | 5 | 40 | Kitchen
Ceiling Fixture | Linear Fluorescent | 48 | T-12 | 2 | 40 | Laundry Room
Ceiling Fan | Incandescent |  | Decorative | 4 | 40 | Living Room
Recessed Can | Incandescent |  | Reflector | 1 | 65 | Living Room
Ceiling Fixture | Compact Fluorescent |  | Twist | 1 | 15 | Bathroom
Wall Mount | Incandescent |  | Globe | 5 | 60 | Bathroom
Wall Mount | Incandescent |  | Globe | 4 | 60 | Bathroom
Ceiling Fixture | Incandescent |  | Standard A Lamp | 2 | 60 | Bathroom
Ceiling Fixture | Incandescent |  | Standard A Lamp | 3 | 60 | Bedroom
Ceiling Fixture | Incandescent |  | Standard A Lamp | 2 | 60 | Bedroom
Table | Incandescent |  | Standard A Lamp | 2 | 60 | Bedroom
Ceiling Fixture | Compact Fluorescent |  | Twist | 4 | 15 | Bedroom
Wall Mount | Incandescent |  | Standard A Lamp | 1 | 60 | Bedroom
Ceiling Fixture | Linear Fluorescent | 48 | T-12 | 2 | 40 | Family Room
Track | Halogen |  | MR | 4 | 20 | Family Room
Ceiling Fixture | Incandescent |  | Standard A Lamp | 1 | 100 | Garage
Table | Compact Fluorescent |  | Circline (Screw Base) | 1 | 23 | Garage
Ceiling Fixture | Linear Fluorescent | 48 | T-12 | 3 | 40 | Garage
Garage door opener | Incandescent |  | Standard A Lamp | 2 | 60 | Garage
Table | Incandescent |  | Standard A Lamp | 1 | 60 | Garage
Ceiling Fixture | Linear Fluorescent | 48 | T-12 | 1 | 40 | Garage
Ceiling Fixture | Incandescent |  | Globe | 3 | 25 | Hall
Table | Incandescent |  | Standard A Lamp | 1 | 60 | Bedroom
Ceiling Fixture | Linear Fluorescent | 48 | T-12 | 2 | 40 | Kitchen
Chandelier (Hanging) | Incandescent |  | Decorative | 10 | 60 | Living Room
Wall Mount | Incandescent |  | Decorative | 2 | 60 | Living Room
Ceiling Fixture | Incandescent |  | Standard A Lamp | 1 | 60 | Other
Wall Mount | Incandescent |  | Standard A Lamp | 1 | 60 | Bathroom
Wall Mount | Incandescent |  | Globe | 3 | 40 | Bathroom
Ceiling Fan | Incandescent |  | Standard A Lamp | 1 | 60 | Bedroom
Floor lamp | Incandescent |  | Standard A Lamp | 3 | 60 | Bedroom
Chandelier (Hanging) | Incandescent |  | Standard A Lamp | 3 | 75 | Dining Room
Ceiling Fixture | Incandescent |  | Standard A Lamp | 2 | 60 | Hall
Wall Mount | Incandescent |  | Standard A Lamp | 1 | 60 | Hall
Ceiling Fixture | Incandescent |  | Standard A Lamp | 1 | 100 | Garage
Garage door opener | Incandescent |  | Standard A Lamp | 2 | 60 | Garage
Ceiling Fixture | Incandescent |  | Standard A Lamp | 1 | 200 | Garage
Track | Incandescent |  | Reflector | 4 | 75 | Hall
Track | Halogen |  | PAR | 9 | 50 | Kitchen
Recessed - other | Incandescent |  | Standard A Lamp | 1 | 60 | Kitchen
Ceiling Fixture | Incandescent |  | Standard A Lamp | 1 | 60 | Kitchen
Ceiling Fixture | Incandescent |  | Standard A Lamp | 1 | 60 | Laundry Room
Wall Mount | Incandescent |  | Standard A Lamp | 2 | 60 | Laundry Room
Recessed Can | Incandescent |  | Reflector | 1 | 65 | Living Room
Floor lamp | Incandescent |  | Standard A Lamp | 2 | 60 | Living Room
Table | Compact Fluorescent |  | Twist | 1 | 15 | Living Room
Wall Mount | Incandescent |  | Clear | 6 | 40 | Bathroom
Ceiling Fixture | Incandescent |  | Standard A Lamp | 1 | 60 | Master Bedroom
Table | Halogen |  | Quartz Tube | 1 | 100 | Master Bedroom
Table | Incandescent |  | 3-Way Incandescent | 1 | 100 | Office
Ceiling Fan | Incandescent |  | Standard A Lamp | 1 | 75 | Office
Ceiling Fixture | Incandescent |  | Standard A Lamp | 1 | 60 | Hall
Ceiling Fixture | Linear Fluorescent | 72 | T-12 | 2 | 42 | Other
Ceiling Fixture | Incandescent |  | Standard A Lamp | 1 | 75 | Garage
Ceiling Fixture | Incandescent |  | Standard A Lamp | 2 | 60 | Closet
Ceiling Fan | Incandescent |  | Standard A Lamp | 1 | 60 | Closet
Table | Incandescent |  | Standard A Lamp | 1 | 60 | Closet
Ceiling Fixture | Linear Fluorescent | 48 | T-8 | 3 | 32 | Kitchen
Ceiling Fixture | Compact Fluorescent |  | Twist | 1 | 15 | Kitchen
Ceiling Fixture | Compact Fluorescent |  | Twist | 2 | 15 | Master Bedroom
Wall Mount | Compact Fluorescent |  | Twist | 2 | 15 | Bathroom
Ceiling Fixture | Compact Fluorescent |  | Twist | 1 | 15 | Closet
Chandelier (Hanging) | Incandescent |  | Standard A Lamp | 6 | 60 | Living Room
Table | Compact Fluorescent |  | Twist | 1 | 15 | Living Room
Wall Mount | Compact Fluorescent |  | Twist | 1 | 15 | Hall
Ceiling Fixture | Compact Fluorescent |  | Twist | 2 | 15 | Bedroom
Ceiling Fixture | Linear Fluorescent | 48 | T-8 | 3 | 32 | Laundry Room
Wall Mount | Compact Fluorescent |  | Twist | 2 | 15 | Bathroom
Ceiling Fixture | Compact Fluorescent |  | Twist | 2 | 15 | Bedroom
Ceiling Fixture | Compact Fluorescent |  | Twist | 2 | 15 | Bedroom
Ceiling Fixture | Compact Fluorescent |  | Twist | 1 | 15 | Closet
Wall Mount | Compact Fluorescent |  | Twist | 4 | 15 | Bathroom
Wall Mount | Incandescent |  | Standard A Lamp | 3 | 60 | Bathroom
Ceiling Fixture | Compact Fluorescent |  | Twist | 1 | 15 | Bathroom
Table | Incandescent |  | Standard A Lamp | 1 | 60 | Bedroom
Ceiling Fixture | Incandescent |  | Standard A Lamp | 2 | 60 | Bedroom
Ceiling Fixture | Incandescent |  | Standard A Lamp | 2 | 60 | Bedroom
Table | Incandescent |  | Standard A Lamp | 1 | 40 | Bedroom
Ceiling Fixture | Compact Fluorescent |  | Twist | 2 | 22 | Bedroom
Ceiling Fixture | Linear Fluorescent | 48 | T-12 | 2 | 40 | Bedroom
Ceiling Fan | Incandescent |  | Standard A Lamp | 4 | 60 | Family Room
Track | Compact Fluorescent |  | Reflector | 1 | 15 | Family Room
Ceiling Fixture | Compact Fluorescent |  | Twist | 1 | 22 | Garage
Chandelier (Hanging) | Compact Fluorescent |  | Twist | 3 | 15 | Hall
Ceiling Fixture | Compact Fluorescent |  | Twist | 1 | 15 | Hall
Ceiling Fixture | Linear Fluorescent | 48 | T-5 | 2 | 32 | Kitchen
Floor lamp | Compact Fluorescent |  | Twist | 1 | 22 | Laundry Room
Ceiling Fixture | Compact Fluorescent |  | Twist | 1 | 15 | Laundry Room
Wall Mount | Incandescent |  | Standard A Lamp | 2 | 60 | Bathroom
Table | Compact Fluorescent |  | Twist | 2 | 15 | Bedroom
Chandelier (Hanging) | Incandescent |  | Globe | 5 | 100 | Living Room
Ceiling Fan | Incandescent |  | Standard A Lamp | 1 | 60 | Living Room
Table | Incandescent |  | Standard A Lamp | 1 | 60 | Living Room
Ceiling Fixture | Linear Fluorescent | 120 | T-8 | 2 | 60 | Garage
Chandelier (Hanging) | Incandescent |  | Standard A Lamp | 3 | 100 | Kitchen
Ceiling Fixture | Incandescent |  | Standard A Lamp | 2 | 60 | Laundry Room
Ceiling Fan | Incandescent |  | Standard A Lamp | 3 | 60 | Master Bedroom
Table | Incandescent |  | Standard A Lamp | 1 | 60 | Master Bedroom
Wall Mount | Compact Fluorescent |  | Twist | 3 | 15 | Bathroom
Ceiling Fixture | Incandescent |  | Standard A Lamp | 2 | 60 | Bathroom
Wall Mount | Linear Fluorescent | 24 | T-8 | 2 | 17 | Bathroom
Ceiling Fixture | Incandescent |  | Standard A Lamp | 2 | 40 | Bedroom
Ceiling Fixture | Incandescent |  | Standard A Lamp | 2 | 40 | Bedroom
Table | Compact Fluorescent |  | Twist | 1 | 10 | Bedroom
Ceiling Fixture | Incandescent |  | Standard A Lamp | 2 | 60 | Hall
Ceiling Fixture | Linear Fluorescent | 48 | T-8 | 2 | 32 | Kitchen
Wall Mount | Compact Fluorescent |  | Twist | 1 | 15 | Kitchen
Table | Incandescent |  | Clear | 1 | 60 | Living Room
Ceiling Fixture | Incandescent |  | Standard A Lamp | 2 | 40 | Other
Wall Mount | Incandescent |  | Globe | 3 | 40 | Bathroom
Ceiling Fixture | Incandescent |  | Standard A Lamp | 1 | 60 | Bathroom
Table | Incandescent |  | Standard A Lamp | 2 | 60 | Bedroom
Ceiling Fixture | Incandescent |  | Standard A Lamp | 1 | 60 | Bedroom
Ceiling Fixture | Incandescent |  | Standard A Lamp | 1 | 60 | Other
Ceiling Fixture | Linear Fluorescent | 48 | T-12 | 2 | 40 | Other
Table | Incandescent |  | Reflector | 1 | 40 | Other
Ceiling Fixture | Linear Fluorescent | 48 | T-12 | 1 | 40 | Kitchen
Ceiling Fixture | Linear Fluorescent | 48 | T-8 | 2 | 32 | Kitchen
Ceiling Fixture | Incandescent |  | Standard A Lamp | 1 | 60 | Kitchen
Ceiling Fixture | Linear Fluorescent | 24 | T-12 | 2 | 20 | Kitchen
Ceiling Fixture | Linear Fluorescent | 48 | T-8 | 2 | 32 | Laundry Room
Ceiling Fixture | Incandescent |  | Standard A Lamp | 2 | 60 | Living Room
Floor lamp | Incandescent |  | Standard A Lamp | 1 | 60 | Living Room
Ceiling Fixture | Incandescent |  | Standard A Lamp | 1 | 60 | Bathroom
Ceiling Fixture | Incandescent |  | Standard A Lamp | 1 | 60 | Bathroom
Ceiling Fixture | Incandescent |  | Standard A Lamp | 2 | 60 | Bedroom
Torchiere | Compact Fluorescent |  | Twist | 1 | 22 | Bedroom
Ceiling Fan | Incandescent |  | Decorative | 3 | 40 | Bedroom
Ceiling Fan | Incandescent |  | Standard A Lamp | 1 | 100 | Office
Ceiling Fixture | Incandescent |  | Standard A Lamp | 1 | 75 | Closet
Ceiling Fixture | Incandescent |  | Standard A Lamp | 2 | 60 | Family Room
Table | Incandescent |  | Standard A Lamp | 1 | 60 | Family Room
Exit | Incandescent |  | Standard A Lamp | 2 | 60 | Garage
Ceiling Fixture | Linear Fluorescent | 48 | T-8 | 2 | 32 | Garage
Ceiling Fixture | Incandescent |  | Standard A Lamp | 1 | 60 | Hall
Ceiling Fan | Incandescent |  | Standard A Lamp | 3 | 60 | Kitchen
Architectural | Incandescent |  | Standard A Lamp | 1 | 60 | Kitchen
Ceiling Fixture | Incandescent |  | Standard A Lamp | 3 | 60 | Laundry Room
Ceiling Fixture | Compact Fluorescent |  | Twist | 1 | 22 | Laundry Room
Table | Incandescent |  | Standard A Lamp | 1 | 75 | Living Room
Table | Incandescent |  | Standard A Lamp | 1 | 75 | Living Room
Table | Incandescent |  | Standard A Lamp | 1 | 40 | Living Room
Table | Incandescent |  | Standard A Lamp | 1 | 60 | Master Bedroom
Ceiling Fixture | Incandescent |  | Standard A Lamp | 1 | 75 | Other
Ceiling Fixture | Incandescent |  | Standard A Lamp | 1 | 60 | Other
Ceiling Fixture | Compact Fluorescent |  | Twist | 1 | 40 | Living Room
Ceiling Fan | Compact Fluorescent |  | Twist | 3 | 15 | Living Room
Table | Incandescent |  | Standard A Lamp | 1 | 75 | Living Room
Ceiling Fixture | Incandescent |  | Standard A Lamp | 1 | 75 | Bathroom
Wall Mount | Incandescent |  | Globe | 6 | 40 | Bathroom
Ceiling Fixture | Incandescent |  | Standard A Lamp | 2 | 60 | Bedroom
Ceiling Fixture | Incandescent |  | Standard A Lamp | 1 | 60 | Bedroom
Ceiling Fixture | Incandescent |  | Standard A Lamp | 2 | 60 | Bedroom
Table | Incandescent |  | Standard A Lamp | 1 | 75 | Bedroom
Ceiling Fixture | Incandescent |  | Standard A Lamp | 5 | 60 | Dining Room
Ceiling Fixture | Incandescent |  | Standard A Lamp | 1 | 60 | Hall
Ceiling Fixture | Incandescent |  | Standard A Lamp | 1 | 60 | Hall
Ceiling Fixture | Linear Fluorescent | 48 | Fluorescent Unknown | 2 | 40 | Kitchen
Ceiling Fixture | Compact Fluorescent |  | Twist | 2 | 22 | Kitchen
Ceiling Fixture | Incandescent |  | Standard A Lamp | 1 | 60 | Laundry Room
Wall Mount | Incandescent |  | Globe | 6 | 40 | Bathroom
Ceiling Fixture | Incandescent |  | Standard A Lamp | 1 | 60 | Bathroom
Ceiling Fixture | Incandescent |  | Standard A Lamp | 2 | 60 | Master Bedroom
Ceiling Fixture | Linear Fluorescent | 22 | T-8 | 4 | 16 | Other
Ceiling Fixture | Incandescent |  | Standard A Lamp | 1 | 60 | Other
Ceiling Fan | Incandescent |  | Standard A Lamp | 1 | 60 | Family Room
Ceiling Fixture | Incandescent |  | Standard A Lamp | 1 | 60 | Garage
Ceiling Fixture | Incandescent |  | Standard A Lamp | 1 | 40 | Hall
Ceiling Fixture | Compact Fluorescent |  | Twist | 1 | 15 | Hall
Ceiling Fixture | Linear Fluorescent | 44 | T-8 | 2 | 32 | Kitchen
Ceiling Fixture | Incandescent |  | Standard A Lamp | 2 | 60 | Laundry Room
Ceiling Fan | Incandescent |  | Standard A Lamp | 1 | 60 | Living Room
Torchiere | Incandescent |  | Standard A Lamp | 2 | 40 | Living Room
Table | Compact Fluorescent |  | Straight Tube | 1 | 28 | Living Room
Ceiling Fixture | Compact Fluorescent |  | Twist | 1 | 15 | Bedroom
Table | Incandescent |  | Mini base | 1 | 25 | Bedroom
Wall Mount | Incandescent |  | Globe | 4 | 40 | Bathroom
Ceiling Fixture | Incandescent |  | Standard A Lamp | 2 | 60 | Bedroom
Ceiling Fixture | Incandescent |  | Standard A Lamp | 2 | 60 | Bedroom
Table | Incandescent |  | Mini base | 1 | 25 | Bedroom
Wall Mount | Incandescent |  | Standard A Lamp | 3 | 60 | Bathroom
High bay | Incandescent |  | Standard A Lamp | 2 | 60 | Bathroom
Recessed Can | Incandescent |  | Reflector | 1 | 65 | Bathroom
Ceiling Fixture | Incandescent |  | Standard A Lamp | 3 | 60 | Bathroom
Recessed Can | Incandescent |  | Reflector | 1 | 65 | Bedroom
Table | Incandescent |  | Standard A Lamp | 1 | 60 | Bedroom
Chandelier (Hanging) | Incandescent |  | Globe | 6 | 40 | Dining Room
Wall Mount | Incandescent |  | Globe | 1 | 40 | Dining Room
Table | Incandescent |  | 3-Way Incandescent | 1 | 100 | Dining Room
Ceiling Fixture | Linear Fluorescent | 60 | T-12 | 2 | 40 | Garage
Recessed Can | Incandescent |  | Reflector | 1 | 65 | Kitchen
Table | Incandescent |  | Standard A Lamp | 1 | 100 | Kitchen
Architectural | Linear Fluorescent | 48 | T-8 | 1 | 20 | Kitchen
Ceiling Fixture | Linear Fluorescent | 60 | T-12 | 2 | 40 | Laundry Room
Floor lamp | Incandescent |  | 3-Way Incandescent | 1 | 100 | Living Room
Torchiere | Incandescent |  | 3-Way Incandescent | 1 | 200 | Living Room
Recessed Can | Incandescent |  | Reflector | 1 | 65 | Living Room
Table | Incandescent |  | Standard A Lamp | 1 | 75 | Master Bedroom
Floor lamp | Incandescent |  | Standard A Lamp | 1 | 125 | Master Bedroom
Ceiling Fixture | Incandescent |  | Standard A Lamp | 2 | 60 | Closet
Floor lamp | Incandescent |  | 3-Way Incandescent | 1 | 100 | Office
Table | Incandescent |  | Standard A Lamp | 1 | 60 | Office
Floor lamp | Compact Fluorescent |  | Straight Tube | 1 | 22 | Office
Recessed Can | Incandescent |  | Reflector | 1 | 65 | Office
Recessed Can | Incandescent |  | Reflector | 1 | 65 | Hall
Wall Mount | Incandescent |  | Globe | 3 | 25 | Bathroom
Table | Incandescent |  | Standard A Lamp | 1 | 100 | Bedroom
Chandelier (Hanging) | Incandescent |  | Standard A Lamp | 1 | 60 | Family Room
Table | Incandescent |  | Standard A Lamp | 1 | 150 | Family Room
Wall Mount | Incandescent |  | Standard A Lamp | 2 | 60 | Family Room
Ceiling Fixture | Incandescent |  | Standard A Lamp | 1 | 100 | Other
Wall Mount | Incandescent |  | Globe | 3 | 40 | Bathroom
Other | Incandescent |  | Mini base | 1 | 5 | Bathroom
Ceiling Fan | Incandescent |  | Standard A Lamp | 3 | 60 | Bedroom
Floor lamp | Incandescent |  | Standard A Lamp | 1 | 150 | Bedroom
Floor lamp | Incandescent |  | Standard A Lamp | 2 | 100 | Bedroom
Ceiling Fixture | Incandescent |  | Standard A Lamp | 1 | 90 | Garage
Garage door opener | Incandescent |  | Standard A Lamp | 1 | 100 | Garage
Ceiling Fixture | Incandescent |  | Standard A Lamp | 1 | 60 | Hall
Ceiling Fixture | Incandescent |  | Standard A Lamp | 2 | 60 | Living Room
Ceiling Fan | Incandescent |  | Standard A Lamp | 4 | 60 | Living Room
Table | Incandescent |  | Standard A Lamp | 1 | 60 | Living Room
Floor lamp | Incandescent |  | Standard A Lamp | 2 | 100 | Living Room
Ceiling Fixture | Incandescent |  | Standard A Lamp | 1 | 68 | Living Room
Ceiling Fan | Incandescent |  | Standard A Lamp | 4 | 60 | Kitchen
Ceiling Fixture | Incandescent |  | Standard A Lamp | 1 | 60 | Kitchen
Ceiling Fan | Incandescent |  | Standard A Lamp | 3 | 60 | Bedroom
Table | Incandescent |  | Standard A Lamp | 1 | 100 | Bedroom
Other | Incandescent |  | Mini base | 1 | 5 | Bedroom
Ceiling Fan | Incandescent |  | Standard A Lamp | 3 | 60 | Bedroom
Table | Incandescent |  | Standard A Lamp | 1 | 100 | Bedroom
Recessed Can | Incandescent |  | Standard A Lamp | 1 | 75 | Hall
Ceiling Fixture | Incandescent |  | Standard A Lamp | 1 | 100 | Other
Ceiling Fixture | Incandescent |  | Standard A Lamp | 1 | 75 | Bedroom
Ceiling Fixture | Incandescent |  | Standard A Lamp | 1 | 75 | Bathroom
Ceiling Fixture | Incandescent |  | Standard A Lamp | 1 | 75 | Bathroom
Ceiling Fan | Compact Fluorescent |  | Twist | 3 | 18 | Dining Room
Ceiling Fixture | Incandescent |  | Standard A Lamp | 1 | 75 | Hall
Track | Incandescent |  | Colored | 3 | 60 | Kitchen
Ceiling Fixture | Incandescent |  | Standard A Lamp | 2 | 60 | Laundry Room
Ceiling Fixture | Incandescent |  | Standard A Lamp | 1 | 40 | Living Room
Chandelier (Hanging) | Compact Fluorescent |  | Twist | 1 | 22 | Living Room
Ceiling Fan | Incandescent |  | Standard A Lamp | 1 | 75 | Master Bedroom
Table | Incandescent |  | Standard A Lamp | 1 | 75 | Master Bedroom
Ceiling Fixture | Compact Fluorescent |  | Twist | 1 | 15 | Bathroom
Table | Compact Fluorescent |  | Twist | 1 | 15 | Bedroom
Table | Compact Fluorescent |  | Twist | 3 | 15 | Bedroom
Ceiling Fixture | Compact Fluorescent |  | Twist | 1 | 15 | Bathroom
Ceiling Fixture | Linear Fluorescent | 48 | T-8 | 2 | 32 | Kitchen
Ceiling Fan | Compact Fluorescent |  | Twist | 2 | 22 | Kitchen
Ceiling Fixture | Compact Fluorescent |  | Twist | 3 | 15 | Kitchen
Ceiling Fixture | Compact Fluorescent |  | Twist | 1 | 15 | Kitchen
Ceiling Fixture | Compact Fluorescent |  | Twist | 2 | 15 | Living Room
Wall Mount | Incandescent |  | Standard A Lamp | 2 | 60 | Bathroom
Wall Mount | Incandescent |  | Standard A Lamp | 3 | 60 | Bathroom
Ceiling Fixture | Incandescent |  | Standard A Lamp | 2 | 60 | Bathroom
Table | Incandescent |  | Standard A Lamp | 1 | 60 | Bedroom
Table | Compact Fluorescent |  | Twist | 1 | 15 | Bedroom
Ceiling Fixture | Incandescent |  | Standard A Lamp | 2 | 60 | Bedroom
Ceiling Fixture | Incandescent |  | Standard A Lamp | 2 | 60 | Bedroom
Table | Incandescent |  | Standard A Lamp | 1 | 52 | Bedroom
Ceiling Fan | Incandescent |  | Standard A Lamp | 2 | 60 | Other
Table | Compact Fluorescent |  | Twist | 1 | 22 | Other
Wall Mount | Incandescent |  | Standard A Lamp | 1 | 40 | Bathroom
Wall Mount | Compact Fluorescent |  | Twist | 3 | 15 | Bathroom
Ceiling Fixture | Incandescent |  | Standard A Lamp | 1 | 60 | Closet
Chandelier (Hanging) | Incandescent |  | Standard A Lamp | 8 | 60 | Dining Room
Chandelier (Hanging) | Incandescent |  | Standard A Lamp | 4 | 60 | Other
Ceiling Fixture | Incandescent |  | Standard A Lamp | 1 | 60 | Garage
Garage door opener | Incandescent |  | Standard A Lamp | 2 | 100 | Garage
Ceiling Fixture | Incandescent |  | Standard A Lamp | 2 | 60 | Hall
Wall Mount | Incandescent |  | Standard A Lamp | 1 | 60 | Hall
Recessed Can | Incandescent |  | Reflector | 1 | 65 | Kitchen
Architectural | Halogen |  | Other | 7 | 20 | Kitchen
Other | Compact Fluorescent |  | Twist | 1 | 15 | Kitchen
Ceiling Fixture | Compact Fluorescent |  | Twist | 3 | 15 | Laundry Room
Architectural | Linear Fluorescent | 12 | T-4 | 1 | 16 | Laundry Room
Wall Mount | Incandescent |  | Decorative | 1 | 60 | Closet
Table | Compact Fluorescent |  | Twist | 1 | 22 | Living Room
Recessed Can | Incandescent |  | Reflector | 1 | 75 | Living Room
Ceiling Fan | Incandescent |  | Standard A Lamp | 2 | 100 | Living Room
Table | Compact Fluorescent |  | Twist | 1 | 22 | Master Bedroom
Wall Mount | Incandescent |  | Standard A Lamp | 4 | 60 | Bathroom
Recessed Can | Incandescent |  | Standard A Lamp | 1 | 100 | Bathroom
Ceiling Fixture | Incandescent |  | Standard A Lamp | 1 | 60 | Bathroom
Ceiling Fan | Incandescent |  | Standard A Lamp | 2 | 60 | Office
Floor lamp | Compact Fluorescent |  | Twist | 1 | 15 | Office
Ceiling Fixture | Incandescent |  | Standard A Lamp | 1 | 60 | Closet
Ceiling Fixture | Incandescent |  | Standard A Lamp | 1 | 60 | Closet
Ceiling Fixture | Incandescent |  | Standard A Lamp | 2 | 60 | Other
Other | Incandescent |  | Standard A Lamp | 1 | 40 | Other
Wall Mount | Halogen |  | Quartz Tube | 3 | 30 | Bathroom
Ceiling Fixture | Incandescent |  | Standard A Lamp | 1 | 60 | Bathroom
Ceiling Fixture | Incandescent |  | Standard A Lamp | 1 | 60 | Bedroom
Table | Compact Fluorescent |  | Pin base | 1 | 15 | Bedroom
Ceiling Fixture | Compact Fluorescent |  | Twist | 2 | 15 | Master Bedroom
Table | Incandescent |  | Standard A Lamp | 1 | 40 | Master Bedroom
Chandelier (Hanging) | Incandescent |  | Globe | 1 | 75 | Dining Room
Ceiling Fixture | Halogen |  | Quartz Tube | 1 | 30 | Closet
Ceiling Fixture | Halogen |  | PAR | 3 | 100 | Kitchen
Torchiere | Halogen |  | MR | 1 | 30 | Living Room
Wall Mount | Incandescent |  | Decorative | 1 | 40 | Living Room
Ceiling Fixture | Compact Fluorescent |  | A shape bulb | 1 | 22 | Master Bedroom
Floor lamp | Compact Fluorescent |  | A shape bulb | 1 | 15 | Master Bedroom
Ceiling Fixture | Compact Fluorescent |  | A shape bulb | 1 | 15 | Bathroom
Ceiling Fixture | Compact Fluorescent |  | A shape bulb | 1 | 22 | Office
Ceiling Fixture | Compact Fluorescent |  | Globe | 1 | 15 | Other
Ceiling Fixture | Halogen |  | Quartz Tube | 1 | 30 | Hall
Ceiling Fixture | Incandescent |  | Standard A Lamp | 1 | 60 | Hall
Ceiling Fixture | Incandescent |  | Standard A Lamp | 1 | 75 | Bedroom
Table | Incandescent |  | Standard A Lamp | 1 | 100 | Bedroom
Ceiling Fixture | Incandescent |  | Standard A Lamp | 1 | 75 | Bedroom
Table | Incandescent |  | Standard A Lamp | 1 | 75 | Bedroom
Table | Incandescent |  | Standard A Lamp | 1 | 75 | Master Bedroom
Wall Mount | Incandescent |  | Standard A Lamp | 2 | 60 | Bathroom
Ceiling Fixture | Incandescent |  | Heat Lamp | 2 | 125 | Bathroom
Chandelier (Hanging) | Incandescent |  | Decorative | 8 | 25 | Dining Room
Low bay | Linear Fluorescent | 48 | T-12 | 2 | 40 | Garage
Garage door opener | Incandescent |  | Standard A Lamp | 1 | 75 | Garage
Ceiling Fixture | Incandescent |  | Standard A Lamp | 1 | 75 | Hall
Ceiling Fixture | Incandescent |  | Standard A Lamp | 2 | 75 | Other
Table | Incandescent |  | Standard A Lamp | 1 | 100 | Other
Ceiling Fixture | Linear Fluorescent | 48 | T-12 | 2 | 40 | Kitchen
Ceiling Fan | Incandescent |  | Decorative | 4 | 40 | Living Room
Table | Incandescent |  | Standard A Lamp | 1 | 75 | Living Room
Ceiling Fixture | Linear Fluorescent | 36 | T-12 | 2 | 32 | Bathroom
Ceiling Fixture | Incandescent |  | Standard A Lamp | 1 | 75 | Closet
Wall Mount | Incandescent |  | Standard A Lamp | 4 | 60 | Bathroom
Ceiling Fixture | Compact Fluorescent |  | Twist | 2 | 15 | Bedroom
Ceiling Fixture | Incandescent |  | Standard A Lamp | 1 | 60 | Bedroom
Chandelier (Hanging) | Compact Fluorescent |  | Twist | 1 | 15 | Hall
Floor lamp | Incandescent |  | Standard A Lamp | 2 | 60 | Garage
Ceiling Fixture | Compact Fluorescent |  | Twist | 1 | 15 | Garage
Chandelier (Hanging) | Incandescent |  | Standard A Lamp | 1 | 40 | Garage
Ceiling Fixture | Compact Fluorescent |  | Twist | 1 | 15 | Hall
Track | Compact Fluorescent |  | Twist | 3 | 15 | Kitchen
Chandelier (Hanging) | Incandescent |  | Standard A Lamp | 4 | 60 | Kitchen
Ceiling Fixture | Compact Fluorescent |  | Twist | 2 | 15 | Laundry Room
Ceiling Fan | Compact Fluorescent |  | Twist | 3 | 15 | Living Room
Ceiling Fixture | Incandescent |  | Standard A Lamp | 1 | 60 | Closet
Wall Mount | Incandescent |  | Reflector | 3 | 40 | Bathroom
Ceiling Fixture | Compact Fluorescent |  | Twist | 2 | 15 | Bedroom
Table | Halogen |  | Quartz Tube | 1 | 100 | Bedroom
Wall Mount | Incandescent |  | Standard A Lamp | 3 | 60 | Bathroom
Ceiling Fixture | Incandescent |  | Heat Lamp | 1 | 150 | Bathroom
Track | Incandescent |  | Standard A Lamp | 4 | 60 | Bathroom
Ceiling Fixture | Compact Fluorescent |  | Twist | 2 | 15 | Bedroom
Table | Incandescent |  | Globe | 1 | 75 | Bedroom
Other | Incandescent |  | Standard A Lamp | 1 | 100 | Bedroom
Table | Incandescent |  | Mini base | 1 | 25 | Bedroom
Ceiling Fixture | Incandescent |  | Standard A Lamp | 1 | 60 | Garage
Ceiling Fixture | Linear Fluorescent | 60 | T-12 | 2 | 40 | Garage
Recessed Can | Incandescent |  | Reflector | 1 | 65 | Hall
Recessed Can | Incandescent |  | Reflector | 1 | 65 | Kitchen
Recessed Can | Incandescent |  | Reflector | 1 | 60 | Laundry Room
Ceiling Fan | Incandescent |  | Standard A Lamp | 4 | 60 | Living Room
Table | Incandescent |  | Standard A Lamp | 1 | 60 | Living Room
Floor lamp | Incandescent |  | Standard A Lamp | 1 | 75 | Living Room
Wall Mount | Incandescent |  | Standard A Lamp | 4 | 60 | Bathroom
Ceiling Fan | Incandescent |  | Standard A Lamp | 2 | 60 | Master Bedroom
Ceiling Fixture | Incandescent |  | Standard A Lamp | 2 | 60 | Office
Ceiling Fixture | Incandescent |  | Standard A Lamp | 1 | 75 | Bedroom
Table | Incandescent |  | Mini base | 1 | 25 | Bedroom
Table | Compact Fluorescent |  | Twist | 1 | 15 | Bedroom
Ceiling Fan | Compact Fluorescent |  | Twist | 1 | 15 | Living Room
Table | Compact Fluorescent |  | Twist | 1 | 15 | Living Room
Table | Compact Fluorescent |  | Twist | 1 | 28 | Living Room
Ceiling Fixture | Compact Fluorescent |  | Twist | 2 | 22 | Kitchen
Ceiling Fixture | Compact Fluorescent |  | Twist | 1 | 22 | Laundry Room
Ceiling Fixture | Compact Fluorescent |  | Twist | 2 | 15 | Bedroom
Wall Mount | Compact Fluorescent |  | Twist | 2 | 22 | Bathroom
Ceiling Fixture | Compact Fluorescent |  | Twist | 2 | 15 | Bedroom
Wall Mount | Compact Fluorescent |  | Twist | 1 | 22 | Hall
Ceiling Fixture | Incandescent |  | Globe | 1 | 40 | Other
Ceiling Fixture | Compact Fluorescent |  | Twist | 1 | 15 | Other
Wall Mount | Incandescent |  | Globe | 6 | 25 | Bathroom
Ceiling Fixture | Compact Fluorescent |  | Twist | 1 | 13 | Bedroom
Ceiling Fixture | Compact Fluorescent |  | Twist | 1 | 13 | Office
Ceiling Fan | Compact Fluorescent |  | Twist | 4 | 13 | Dining Room
Ceiling Fixture | Linear Fluorescent | 36 | T-12 | 2 | 40 | Garage
Garage door opener | Incandescent |  | Standard A Lamp | 1 | 60 | Garage
Ceiling Fixture | Compact Fluorescent |  | Twist | 1 | 13 | Kitchen
Wall Mount | Compact Fluorescent |  | Twist | 1 | 13 | Kitchen
Ceiling Fan | Compact Fluorescent |  | A shape bulb | 4 | 13 | Living Room
Chandelier (Hanging) | Incandescent |  | Globe | 3 | 5 | Living Room
Floor lamp | Incandescent |  | Globe | 1 | 60 | Living Room
Wall Mount | Incandescent |  | Globe | 3 | 25 | Bathroom
Ceiling Fixture | Compact Fluorescent |  | Twist | 1 | 13 | Master Bedroom
Floor lamp | Compact Fluorescent |  | Twist | 1 | 13 | Master Bedroom
Ceiling Fixture | Compact Fluorescent |  | Twist | 1 | 13 | Hall
Wall Mount | Incandescent |  | Standard A Lamp | 4 | 40 | Bathroom
Ceiling Fixture | Incandescent |  | Standard A Lamp | 1 | 60 | Bathroom
Ceiling Fan | Incandescent |  | Standard A Lamp | 3 | 60 | Bedroom
Table | Compact Fluorescent |  | Twist | 1 | 15 | Bedroom
Ceiling Fan | Incandescent |  | Standard A Lamp | 3 | 40 | Bedroom
Floor lamp | Incandescent |  | Standard A Lamp | 1 | 60 | Bedroom
Ceiling Fixture | Incandescent |  | Globe | 2 | 60 | Bedroom
Ceiling Fixture | Compact Fluorescent |  | Twist | 1 | 15 | Bedroom
Ceiling Fixture | Linear Fluorescent | 48 | T-12 | 2 | 40 | Garage
Garage door opener | Incandescent |  | Standard A Lamp | 1 | 60 | Garage
Ceiling Fixture | Incandescent |  | Standard A Lamp | 1 | 60 | Hall
Ceiling Fixture | Linear Fluorescent | 48 | T-12 | 2 | 40 | Kitchen
Recessed - other | Incandescent |  | Standard A Lamp | 1 | 60 | Kitchen
Ceiling Fixture | Compact Fluorescent |  | Twist | 1 | 15 | Kitchen
Chandelier (Hanging) | Incandescent |  | Standard A Lamp | 5 | 60 | Kitchen
Ceiling Fixture | Compact Fluorescent |  | Twist | 1 | 15 | Living Room
Ceiling Fixture | Incandescent |  | Standard A Lamp | 2 | 60 | Laundry Room
Ceiling Fan | Incandescent |  | Standard A Lamp | 1 | 60 | Bedroom
Wall Mount | Incandescent |  | Standard A Lamp | 1 | 75 | Bedroom
Table | Incandescent |  | Standard A Lamp | 1 | 75 | Bedroom
Wall Mount | Incandescent |  | Globe | 4 | 40 | Bathroom
Ceiling Fixture | Incandescent |  | Standard A Lamp | 1 | 60 | Bathroom
Chandelier (Hanging) | Halogen |  | Quartz Tube | 5 | 100 | Dining Room
Wall Mount | Compact Fluorescent |  | Twist | 1 | 15 | Hall
Ceiling Fixture | Incandescent |  | Standard A Lamp | 1 | 100 | Garage
Ceiling Fixture | Incandescent |  | Standard A Lamp | 1 | 75 | Hall
Wall Mount | Incandescent |  | Standard A Lamp | 1 | 75 | Laundry Room
Table | Incandescent |  | Standard A Lamp | 1 | 100 | Living Room
Wall Mount | Incandescent |  | Standard A Lamp | 1 | 60 | Living Room
Torchiere | Halogen |  | Quartz Tube | 1 | 100 | Master Bedroom
Wall Mount | Incandescent |  | Standard A Lamp | 1 | 60 | Master Bedroom
Wall Mount | Incandescent |  | Standard A Lamp | 1 | 75 | Bathroom
Ceiling Fan | Incandescent |  | Reflector | 2 | 150 | Bathroom
Ceiling Fan | Incandescent |  | Standard A Lamp | 1 | 60 | Office
Wall Mount | Incandescent |  | Standard A Lamp | 1 | 75 | Office
Ceiling Fan | Incandescent |  | Standard A Lamp | 1 | 60 | Kitchen
Wall Mount | Halogen |  | Quartz Tube | 4 | 100 | Kitchen
Wall Mount | Halogen |  | Quartz Tube | 1 | 100 | Kitchen
Wall Mount | Incandescent |  | Standard A Lamp | 3 | 60 | Bathroom
Ceiling Fixture | Incandescent |  | Standard A Lamp | 1 | 60 | Bathroom
Ceiling Fixture | Incandescent |  | Standard A Lamp | 2 | 60 | Family Room
Ceiling Fixture | Incandescent |  | Standard A Lamp | 2 | 60 | Closet
Chandelier (Hanging) | Incandescent |  | Globe | 1 | 65 | Kitchen
Ceiling Fixture | Linear Fluorescent | 48 | T-8 | 4 | 32 | Kitchen
Ceiling Fan | Incandescent |  | Clear | 4 | 60 | Living Room
Table | Incandescent |  | Standard A Lamp | 1 | 60 | Living Room
Ceiling Fixture | Incandescent |  | Standard A Lamp | 2 | 60 | Master Bedroom
Table | Incandescent |  | Standard A Lamp | 1 | 60 | Master Bedroom
Ceiling Fixture | Incandescent |  | Standard A Lamp | 2 | 60 | Office
Table | Incandescent |  | Standard A Lamp | 1 | 60 | Office
Wall Mount | Incandescent |  | Standard A Lamp | 2 | 60 | Bathroom
Ceiling Fixture | Incandescent |  | Standard A Lamp | 1 | 60 | Bedroom
Table | Compact Fluorescent |  | Twist | 1 | 15 | Bedroom
Ceiling Fixture | Incandescent |  | Standard A Lamp | 1 | 60 | Bedroom
Ceiling Fixture | Incandescent |  | Standard A Lamp | 1 | 60 | Hall
Ceiling Fan | Incandescent |  | Standard A Lamp | 3 | 40 | Kitchen
Ceiling Fixture | Incandescent |  | Standard A Lamp | 1 | 40 | Kitchen
Ceiling Fixture | Incandescent |  | Decorative | 3 | 60 | Kitchen
Floor lamp | Incandescent |  | Standard A Lamp | 1 | 60 | Living Room
Ceiling Fixture | Incandescent |  | Standard A Lamp | 2 | 40 | Bathroom
Wall Mount | Incandescent |  | Standard A Lamp | 3 | 60 | Bathroom
Ceiling Fixture | Incandescent |  | Standard A Lamp | 1 | 60 | Bathroom
Wall Mount | Incandescent |  | Mini base | 1 | 15 | Bedroom
Table | Incandescent |  | Mini base | 3 | 15 | Bedroom
Ceiling Fixture | Incandescent |  | Standard A Lamp | 1 | 15 | Bedroom
Ceiling Fixture | Incandescent |  | Mini base | 2 | 25 | Closet
Ceiling Fixture | Incandescent |  | Standard A Lamp | 1 | 60 | Hall
Chandelier (Hanging) | Incandescent |  | Decorative | 5 | 40 | Kitchen
Table | Incandescent |  | Standard A Lamp | 1 | 15 | Kitchen
Ceiling Fixture | Halogen |  | PAR | 3 | 75 | Kitchen
Table | Incandescent |  | Standard A Lamp | 1 | 60 | Kitchen
Recessed - other | Incandescent |  | Standard A Lamp | 1 | 60 | Kitchen
Chandelier (Hanging) | Incandescent |  | Standard A Lamp | 1 | 40 | Kitchen
Wall Mount | Incandescent |  | Decorative | 1 | 40 | Kitchen
Ceiling Fixture | Incandescent |  | Standard A Lamp | 1 | 40 | Laundry Room
Table | Incandescent |  | Standard A Lamp | 1 | 60 | Living Room
Table | Compact Fluorescent |  | Twist | 1 | 15 | Living Room
Ceiling Fan | Incandescent |  | Decorative | 3 | 40 | Living Room
Recessed Can | Incandescent |  | Globe | 1 | 25 | Living Room
Chandelier (Hanging) | Incandescent |  | Standard A Lamp | 1 | 60 | Living Room
Table | Incandescent |  | Standard A Lamp | 1 | 60 | Bedroom
Floor lamp | Incandescent |  | Standard A Lamp | 2 | 60 | Office
Ceiling Fixture | Linear Fluorescent | 48 | T-12 | 2 | 25 | Other
Recessed Can | Incandescent |  | Reflector | 1 | 65 | Bathroom
Ceiling Fixture | Incandescent |  | Standard A Lamp | 2 | 40 | Bathroom
Ceiling Fixture | Incandescent |  | Standard A Lamp | 1 | 60 | Bathroom
Wall Mount | Halogen |  | MR | 1 | 50 | Bathroom
Wall Mount | Halogen |  | MR | 1 | 50 | Bathroom
Ceiling Fixture | Incandescent |  | Standard A Lamp | 1 | 60 | Bathroom
Table | Halogen |  | MR | 1 | 100 | Master Bedroom
Floor lamp | Incandescent |  | 3-Way Incandescent | 1 | 100 | Master Bedroom
Table | Compact Fluorescent |  | Twist | 1 | 22 | Master Bedroom
Recessed Can | Incandescent |  | Reflector | 1 | 65 | Bedroom
Table | Incandescent |  | Standard A Lamp | 1 | 100 | Bedroom
Recessed Can | Incandescent |  | Reflector | 1 | 65 | Bedroom
Table | Incandescent |  | Decorative | 1 | 100 | Bedroom
Floor lamp | Incandescent |  | Standard A Lamp | 1 | 60 | Bedroom
Low bay | Linear Fluorescent | 48 | T-12 | 2 | 40 | Closet
Ceiling Fixture | Linear Fluorescent | 48 | T-12 | 2 | 40 | Closet
Recessed Can | Incandescent |  | Reflector | 1 | 65 | Office
Table | Incandescent |  | Other | 1 | 60 | Office
Floor lamp | Compact Fluorescent |  | Twist | 1 | 22 | Office
Table | Incandescent |  | Standard A Lamp | 1 | 60 | Office
Recessed Can | Incandescent |  | Reflector | 1 | 65 | Dining Room
Ceiling Fan | Compact Fluorescent |  | Circline (Screw Base) | 1 | 28 | Dining Room
Chandelier (Hanging) | Incandescent |  | Globe | 5 | 60 | Dining Room
Ceiling Fixture | Linear Fluorescent | 48 | T-8 | 4 | 32 | Garage
Recessed Can | Incandescent |  | Reflector | 1 | 65 | Hall
Chandelier (Hanging) | Halogen |  | Other | 1 | 50 | Hall
Recessed Can | Incandescent |  | Reflector | 1 | 65 | Hall
Architectural | Linear Fluorescent | 22 | T-12 | 1 | 20 | Hall
Architectural | Linear Fluorescent | 34 | T-12 | 1 | 30 | Hall
Architectural | Linear Fluorescent | 12 | T-12 | 1 | 16 | Hall
Ceiling Fixture | Linear Fluorescent | 48 | T-12 | 2 | 40 | Laundry Room
Recessed Can | Incandescent |  | Reflector | 1 | 65 | Living Room
Ceiling Fan | Compact Fluorescent |  | Circline (Screw Base) | 1 | 36 | Living Room
Floor lamp | Incandescent |  | Mini base | 5 | 40 | Living Room
Floor lamp | Halogen |  | Quartz Tube | 1 | 300 | Living Room
Other | Incandescent |  | Other | 3 | 25 | Living Room
Ceiling Fixture | Incandescent |  | Standard A Lamp | 1 | 100 | Bathroom
Table | Compact Fluorescent |  | Twist | 1 | 22 | Bedroom
Ceiling Fixture | Linear Fluorescent | 48 | Fluorescent Other | 2 | 32 | Bedroom
Other | Other |  | LED Interior | 1 | 30 | Bedroom
Table | Compact Fluorescent |  | Twist | 1 | 22 | Bedroom
Ceiling Fixture | Linear Fluorescent | 48 | Fluorescent Other | 2 | 32 | Other
Ceiling Fixture | Other |  | LED Interior | 1 | 30 | Other
Wall Mount | Linear Fluorescent | 48 | Fluorescent Other | 1 | 32 | Other
Ceiling Fixture | Compact Fluorescent |  | Circline (Screw Base) | 1 | 22 | Other
Chandelier (Hanging) | Compact Fluorescent |  | Twist | 1 | 28 | Garage
Ceiling Fixture | Compact Fluorescent |  | Twist | 1 | 22 | Hall
Ceiling Fixture | Compact Fluorescent |  | Twist | 1 | 15 | Hall
Ceiling Fixture | Compact Fluorescent |  | Twist | 5 | 15 | Kitchen
Ceiling Fixture | Linear Fluorescent | 48 | Fluorescent Other | 2 | 32 | Kitchen
Torchiere | Compact Fluorescent |  | Twist | 2 | 22 | Living Room
Ceiling Fixture | Compact Fluorescent |  | Twist | 5 | 15 | Living Room
Ceiling Fixture | Linear Fluorescent | 48 | Fluorescent Other | 2 | 32 | Bedroom
Wall Mount | Incandescent |  | Decorative | 4 | 40 | Bathroom
Ceiling Fixture | Incandescent |  | Standard A Lamp | 2 | 60 | Bedroom
Table | Incandescent |  | Standard A Lamp | 1 | 60 | Bedroom
Table | Incandescent |  | Standard A Lamp | 1 | 75 | Bedroom
Ceiling Fixture | Compact Fluorescent |  | Twist | 3 | 15 | Dining Room
Recessed Can | Incandescent |  | Reflector | 1 | 65 | Bathroom
Wall Mount | Incandescent |  | Standard A Lamp | 2 | 60 | Bathroom
Recessed Can | Incandescent |  | Reflector | 1 | 65 | Bedroom
Table | Incandescent |  | Standard A Lamp | 1 | 60 | Bedroom
Recessed Can | Incandescent |  | Reflector | 1 | 65 | Bedroom
Recessed Can | Incandescent |  | Standard A Lamp | 1 | 65 | Family Room
Ceiling Fixture | Incandescent |  | Standard A Lamp | 1 | 60 | Hall
Recessed Can | Incandescent |  | Reflector | 1 | 65 | Laundry Room
Ceiling Fixture | Incandescent |  | Standard A Lamp | 1 | 75 | Other
Ceiling Fixture | Incandescent |  | Standard A Lamp | 1 | 75 | Garage
Ceiling Fixture | Compact Fluorescent |  | Twist | 3 | 15 | Kitchen
Recessed Can | Incandescent |  | Standard A Lamp | 1 | 65 | Living Room
Table | Incandescent |  | Standard A Lamp | 1 | 75 | Living Room
Wall Mount | Incandescent |  | Standard A Lamp | 1 | 60 | Living Room
Ceiling Fan | Incandescent |  | Decorative | 3 | 40 | Living Room
Table | Incandescent |  | Standard A Lamp | 1 | 100 | Living Room
Floor lamp | Incandescent |  | Standard A Lamp | 1 | 100 | Living Room
Recessed Can | Incandescent |  | Reflector | 1 | 65 | Living Room
Ceiling Fixture | Incandescent |  | Standard A Lamp | 1 | 60 | Hall
Chandelier (Hanging) | Incandescent |  | Standard A Lamp | 5 | 40 | Living Room
Recessed Can | Incandescent |  | Reflector | 1 | 65 | Living Room
Table | Incandescent |  | Standard A Lamp | 1 | 40 | Living Room
Wall Mount | Other |  | LED Interior | 3 | 1 | Living Room
Ceiling Fixture | Incandescent |  | Standard A Lamp | 2 | 60 | Bathroom
Chandelier (Hanging) | Incandescent |  | Standard A Lamp | 1 | 60 | Dining Room
Ceiling Fan | Incandescent |  | Mini base | 3 | 40 | Hall
Ceiling Fixture | Incandescent |  | Standard A Lamp | 2 | 60 | Hall
Recessed Can | Incandescent |  | Reflector | 1 | 65 | Family Room
Ceiling Fixture | Incandescent |  | Standard A Lamp | 1 | 60 | Closet
Ceiling Fixture | Incandescent |  | Reflector | 1 | 65 | Kitchen
Other | Incandescent |  | Other | 1 | 20 | Kitchen
Ceiling Fixture | Incandescent |  | Standard A Lamp | 2 | 60 | Office
Wall Mount | Incandescent |  | Globe | 3 | 60 | Bathroom
Recessed - other | Compact Fluorescent |  | Twist | 1 | 13 | Bathroom
Ceiling Fixture | Incandescent |  | Standard A Lamp | 2 | 60 | Hall
Ceiling Fixture | Compact Fluorescent |  | Twist | 1 | 13 | Laundry Room
Ceiling Fixture | Compact Fluorescent |  | Twist | 1 | 23 | Laundry Room
Wall Mount | Incandescent |  | Globe | 3 | 40 | Bathroom
Ceiling Fixture | Incandescent |  | Standard A Lamp | 1 | 40 | Bathroom
Recessed Can | Compact Fluorescent |  | Twist | 1 | 13 | Bathroom
Table | Incandescent |  | Standard A Lamp | 1 | 40 | Master Bedroom
Ceiling Fan | Incandescent |  | Standard A Lamp | 3 | 60 | Master Bedroom
Ceiling Fixture | Compact Fluorescent |  | Twist | 2 | 15 | Closet
Ceiling Fan | Compact Fluorescent |  | Twist | 1 | 13 | Bedroom
Table | Compact Fluorescent |  | Twist | 1 | 13 | Bedroom
Ceiling Fixture | Incandescent |  | Standard A Lamp | 1 | 60 | Closet
Ceiling Fan | Compact Fluorescent |  | Twist | 1 | 15 | Bedroom
Table | Compact Fluorescent |  | Twist | 1 | 13 | Bedroom
Ceiling Fixture | Incandescent |  | Standard A Lamp | 1 | 60 | Closet
Ceiling Fixture | Incandescent |  | Standard A Lamp | 1 | 60 | Bedroom
Wall Mount | Incandescent |  | Globe | 2 | 40 | Bathroom
Ceiling Fixture | Incandescent |  | Standard A Lamp | 2 | 60 | Bedroom
Table | Compact Fluorescent |  | Twist | 1 | 15 | Bedroom
Recessed Can | Incandescent |  | Reflector | 1 | 65 | Family Room
Wall Mount | Incandescent |  | Standard A Lamp | 1 | 60 | Hall
Ceiling Fixture | Compact Fluorescent |  | Twist | 2 | 19 | Hall
Ceiling Fixture | Compact Fluorescent |  | Twist | 1 | 13 | Closet
Ceiling Fixture | Linear Fluorescent | 48 | T-12 | 2 | 40 | Office
Ceiling Fixture | Linear Fluorescent | 48 | T-12 | 1 | 40 | Office
Ceiling Fixture | Incandescent |  | Standard A Lamp | 1 | 200 | Garage
Ceiling Fixture | Incandescent |  | Standard A Lamp | 1 | 60 | Garage
Garage door opener | Incandescent |  | Standard A Lamp | 1 | 60 | Garage
Garage door opener | Incandescent |  | Clear | 1 | 40 | Garage
Ceiling Fan | Incandescent |  | Standard A Lamp | 1 | 60 | Bedroom
Wall Mount | Incandescent |  | Decorative | 1 | 60 | Bedroom
Ceiling Fixture | Halogen |  | MR | 3 | 75 | Bathroom
Chandelier (Hanging) | Incandescent |  | Clear | 3 | 60 | Dining Room
Recessed Can | Incandescent |  | Reflector | 1 | 65 | Kitchen
Ceiling Fan | Incandescent |  | Standard A Lamp | 1 | 60 | Living Room
Ceiling Fixture | Incandescent |  | Standard A Lamp | 2 | 60 | Bedroom
Wall Mount | Incandescent |  | Standard A Lamp | 2 | 60 | Bedroom
Table | Incandescent |  | Mini base | 1 | 40 | Bedroom
Ceiling Fixture | Incandescent |  | Standard A Lamp | 2 | 60 | Bedroom
Table | Incandescent |  | Standard A Lamp | 1 | 60 | Bedroom
Wall Mount | Incandescent |  | Standard A Lamp | 1 | 40 | Bathroom
Ceiling Fan | Incandescent |  | Standard A Lamp | 1 | 60 | Bathroom
Wall Mount | Incandescent |  | Standard A Lamp | 1 | 60 | Closet
Wall Mount | Incandescent |  | Standard A Lamp | 1 | 60 | Closet
Ceiling Fixture | Incandescent |  | Standard A Lamp | 1 | 60 | Garage
Ceiling Fixture | Incandescent |  | Standard A Lamp | 2 | 60 | Hall
Ceiling Fixture | Incandescent |  | Standard A Lamp | 2 | 60 | Kitchen
Recessed Can | Incandescent |  | Reflector | 1 | 65 | Kitchen
Ceiling Fixture | Incandescent |  | Standard A Lamp | 2 | 60 | Bathroom
Ceiling Fixture | Incandescent |  | Standard A Lamp | 2 | 60 | Office
Table | Halogen |  | Quartz Tube | 1 | 50 | Office
Ceiling Fixture | Incandescent |  | Standard A Lamp | 2 | 60 | Living Room
Table | Incandescent |  | Standard A Lamp | 1 | 60 | Living Room
Wall Mount | Incandescent |  | Globe | 4 | 40 | Bathroom
Ceiling Fixture | Incandescent |  | Standard A Lamp | 2 | 60 | Bedroom
Ceiling Fixture | Incandescent |  | Standard A Lamp | 2 | 60 | Bedroom
Table | Compact Fluorescent |  | Twist | 1 | 15 | Bedroom
Ceiling Fixture | Incandescent |  | Standard A Lamp | 2 | 60 | Closet
Chandelier (Hanging) | Incandescent |  | Standard A Lamp | 5 | 60 | Dining Room
Ceiling Fan | Incandescent |  | Mini base | 4 | 60 | Garage
Torchiere | Compact Fluorescent |  | Twist | 1 | 15 | Garage
Floor lamp | Incandescent |  | Standard A Lamp | 1 | 52 | Garage
Ceiling Fixture | Incandescent |  | Standard A Lamp | 2 | 60 | Hall
Ceiling Fixture | Compact Fluorescent |  | Twist | 2 | 15 | Laundry Room
Ceiling Fan | Incandescent |  | Standard A Lamp | 4 | 60 | Living Room
Ceiling Fixture | Incandescent |  | Standard A Lamp | 2 | 60 | Living Room
Wall Mount | Incandescent |  | Globe | 4 | 60 | Bathroom
Floor lamp | Compact Fluorescent |  | Twist | 1 | 15 | Master Bedroom
Table | Compact Fluorescent |  | Twist | 1 | 15 | Master Bedroom
Recessed Can | Incandescent |  | Reflector | 1 | 65 | Kitchen
Wall Mount | Incandescent |  | Globe | 8 | 40 | Bathroom
Recessed Can | Incandescent |  | Standard A Lamp | 1 | 65 | Bathroom
Recessed Can | Incandescent |  | Reflector | 1 | 75 | Hall
Recessed Can | Incandescent |  | Reflector | 1 | 45 | Bathroom
Table | Compact Fluorescent |  | Twist | 1 | 22 | Bathroom
Ceiling Fixture | Incandescent |  | Standard A Lamp | 1 | 60 | Bedroom
Table | Incandescent |  | Standard A Lamp | 1 | 75 | Bedroom
Recessed Can | Incandescent |  | Reflector | 1 | 45 | Bedroom
Recessed Can | Incandescent |  | Reflector | 1 | 45 | Bedroom
Ceiling Fixture | Incandescent |  | Standard A Lamp | 2 | 60 | Bedroom
Table | Incandescent |  | Standard A Lamp | 1 | 75 | Bedroom
Table | Incandescent |  | Standard A Lamp | 2 | 75 | Bedroom
Table | Incandescent |  | Standard A Lamp | 1 | 150 | Bedroom
Ceiling Fixture | Incandescent |  | Standard A Lamp | 1 | 100 | Other
Recessed Can | Incandescent |  | Reflector | 1 | 75 | Other
Table | Incandescent |  | Standard A Lamp | 1 | 40 | Other
Table | Compact Fluorescent |  | Twist | 2 | 22 | Other
Recessed Can | Incandescent |  | Reflector | 1 | 45 | Hall
Recessed Can | Incandescent |  | Reflector | 1 | 45 | Hall
Ceiling Fixture | Incandescent |  | Standard A Lamp | 2 | 60 | Family Room
Track | Incandescent |  | Reflector | 4 | 40 | Family Room
Table | Compact Fluorescent |  | Twist | 1 | 22 | Family Room
Track | Incandescent |  | Reflector | 2 | 40 | Family Room
Table | Incandescent |  | Standard A Lamp | 1 | 60 | Family Room
Ceiling Fixture | Incandescent |  | Standard A Lamp | 1 | 100 | Garage
Garage door opener | Incandescent |  | Standard A Lamp | 1 | 60 | Garage
Ceiling Fixture | Incandescent |  | Standard A Lamp | 2 | 60 | Hall
Table | Compact Fluorescent |  | Twist | 1 | 22 | Hall
Recessed Can | Incandescent |  | Reflector | 1 | 65 | Kitchen
Ceiling Fixture | Incandescent |  | Standard A Lamp | 1 | 60 | Kitchen
Recessed Can | Incandescent |  | Reflector | 1 | 75 | Living Room
Chandelier (Hanging) | Incandescent |  | Decorative | 5 | 60 | Living Room
Table | Incandescent |  | Standard A Lamp | 1 | 200 | Living Room
Wall Mount | Incandescent |  | Globe | 8 | 40 | Bathroom
Table | Compact Fluorescent |  | Twist | 1 | 22 | Bathroom
Ceiling Fixture | Incandescent |  | Standard A Lamp | 1 | 60 | Bathroom
Table | Compact Fluorescent |  | Twist | 1 | 22 | Master Bedroom
Recessed Can | Incandescent |  | Reflector | 1 | 75 | Master Bedroom
Ceiling Fixture | Incandescent |  | Standard A Lamp | 1 | 60 | Other
Recessed Can | Incandescent |  | Reflector | 1 | 45 | Hall
Ceiling Fixture | Incandescent |  | Standard A Lamp | 1 | 60 | Hall
Wall Mount | Incandescent |  | Standard A Lamp | 1 | 75 | Other
Table | Incandescent |  | Standard A Lamp | 1 | 150 | Bedroom
Table | Incandescent |  | Standard A Lamp | 1 | 100 | Bedroom
Ceiling Fixture | Incandescent |  | Standard A Lamp | 1 | 60 | Bedroom
Ceiling Fixture | Incandescent |  | Standard A Lamp | 1 | 60 | Other
Chandelier (Hanging) | Incandescent |  | Globe | 1 | 75 | Kitchen
Ceiling Fixture | Linear Fluorescent | 48 | T-12 | 2 | 40 | Kitchen
Ceiling Fixture | Incandescent |  | Standard A Lamp | 2 | 60 | Bedroom
Table | Incandescent |  | 3-Way Incandescent | 1 | 100 | Bedroom
Table | Compact Fluorescent |  | Twist | 1 | 22 | Bedroom
Ceiling Fixture | Compact Fluorescent |  | Twist | 3 | 22 | Bedroom
Table | Incandescent |  | Clear | 1 | 60 | Bedroom
Table | Incandescent |  | Standard A Lamp | 1 | 60 | Bedroom
Ceiling Fan | Incandescent |  | Decorative | 4 | 60 | Living Room
Table | Compact Fluorescent |  | Twist | 1 | 22 | Living Room
Table | Incandescent |  | Standard A Lamp | 1 | 60 | Living Room
Chandelier (Hanging) | Incandescent |  | Mini base | 5 | 40 | Living Room
Ceiling Fixture | Incandescent |  | Standard A Lamp | 1 | 60 | Hall
Ceiling Fixture | Compact Fluorescent |  | Twist | 1 | 22 | Bathroom
Wall Mount | Compact Fluorescent |  | Twist | 2 | 22 | Bathroom
Wall Mount | Incandescent |  | Standard A Lamp | 1 | 60 | Closet
Ceiling Fixture | Compact Fluorescent |  | Twist | 2 | 22 | Master Bedroom
Table | Incandescent |  | Decorative | 1 | 60 | Master Bedroom
Ceiling Fixture | Compact Fluorescent |  | Twist | 1 | 22 | Bathroom
Wall Mount | Incandescent |  | Globe | 5 | 40 | Bathroom
Ceiling Fixture | Compact Fluorescent |  | Twist | 2 | 22 | Bedroom
Table | Incandescent |  | Clear | 1 | 60 | Bedroom
Chandelier (Hanging) | Incandescent |  | Decorative | 5 | 60 | Office
Table | Compact Fluorescent |  | Twist | 1 | 22 | Office
Wall Mount | Compact Fluorescent |  | Twist | 1 | 22 | Bathroom
Wall Mount | Compact Fluorescent |  | Twist | 3 | 22 | Bedroom
Table | Incandescent |  | Decorative | 2 | 25 | Bedroom
Track | Halogen |  | PAR | 4 | 30 | Bedroom
Chandelier (Hanging) | Halogen |  | PAR | 4 | 20 | Bedroom
Wall Mount | Incandescent |  | Standard A Lamp | 1 | 60 | Bedroom
Ceiling Fan | Compact Fluorescent |  | Twist | 4 | 22 | Bedroom
Chandelier (Hanging) | Compact Fluorescent |  | Twist | 3 | 22 | Dining Room
Chandelier (Hanging) | Compact Fluorescent |  | Twist | 1 | 22 | Family Room
Architectural | Halogen |  | PAR | 1 | 50 | Family Room
Wall Mount | Incandescent |  | Globe | 8 | 40 | Bathroom
Ceiling Fan | Compact Fluorescent |  | Twist | 4 | 22 | Bathroom
Ceiling Fixture | Compact Fluorescent |  | Twist | 1 | 22 | Hall
Chandelier (Hanging) | Incandescent |  | Decorative | 3 | 25 | Hall
High bay | Compact Fluorescent |  | Twist | 1 | 22 | Kitchen
Low bay | Linear Fluorescent | 48 | T-12 | 6 | 40 | Kitchen
Ceiling Fixture | Compact Fluorescent |  | Twist | 3 | 22 | Bathroom
Wall Mount | Compact Fluorescent |  | Twist | 3 | 22 | Bathroom
Wall Mount | Compact Fluorescent |  | Twist | 1 | 15 | Master Bedroom
Table | Compact Fluorescent |  | Twist | 1 | 22 | Master Bedroom
Chandelier (Hanging) | Incandescent |  | Mini base | 4 | 25 | Master Bedroom
Ceiling Fan | Compact Fluorescent |  | Twist | 3 | 22 | Master Bedroom
Architectural | Halogen |  | PAR | 1 | 50 | Other
Chandelier (Hanging) | Compact Fluorescent |  | Twist | 2 | 22 | Other
Floor lamp | Compact Fluorescent |  | Twist | 1 | 22 | Living Room
Ceiling Fan | Compact Fluorescent |  | Twist | 4 | 22 | Living Room
Table | Compact Fluorescent |  | Twist | 1 | 28 | Living Room
Track | Halogen |  | MR | 3 | 30 | Bathroom
Recessed Can | Incandescent |  | Standard A Lamp | 1 | 40 | Bathroom
Track | Halogen |  | MR | 3 | 30 | Bathroom
Ceiling Fan | Incandescent |  | Standard A Lamp | 4 | 60 | Bedroom
Track | Halogen |  | MR | 5 | 50 | Dining Room
Garage door opener | Incandescent |  | Standard A Lamp | 2 | 60 | Garage
Ceiling Fixture | Compact Fluorescent |  | Twist | 1 | 15 | Hall
Recessed Can | Other |  | LED Interior | 1 | 50 | Kitchen
Architectural | Halogen |  | Quartz Tube | 2 | 30 | Kitchen
Chandelier (Hanging) | Incandescent |  | Standard A Lamp | 1 | 60 | Kitchen
Track | Halogen |  | MR | 3 | 50 | Living Room
Table | Incandescent |  | Standard A Lamp | 1 | 40 | Living Room
Table | Incandescent |  | Standard A Lamp | 2 | 40 | Living Room
Ceiling Fan | Compact Fluorescent |  | Circline (Screw Base) | 1 | 15 | Master Bedroom
Table | Compact Fluorescent |  | Twist | 1 | 22 | Master Bedroom
Table | Compact Fluorescent |  | Twist | 1 | 7 | Master Bedroom
Table | Incandescent |  | Standard A Lamp | 1 | 25 | Master Bedroom
Track | Halogen |  | MR | 3 | 50 | Office
Wall Mount | Incandescent |  | Standard A Lamp | 4 | 60 | Bathroom
Wall Mount | Incandescent |  | Standard A Lamp | 2 | 60 | Bathroom
Ceiling Fixture | Incandescent |  | Standard A Lamp | 1 | 60 | Closet
Ceiling Fixture | Incandescent |  | Standard A Lamp | 2 | 60 | Bedroom
Table | Incandescent |  | Standard A Lamp | 1 | 60 | Bedroom
Ceiling Fixture | Incandescent |  | Standard A Lamp | 1 | 60 | Bedroom
Ceiling Fixture | Incandescent |  | Standard A Lamp | 1 | 60 | Closet
Chandelier (Hanging) | Incandescent |  | Standard A Lamp | 3 | 40 | Other
Recessed Can | Incandescent |  | Reflector | 1 | 75 | Family Room
Table | Incandescent |  | Standard A Lamp | 1 | 65 | Family Room
Ceiling Fixture | Compact Fluorescent |  | Twist | 1 | 15 | Garage
Garage door opener | Incandescent |  | Standard A Lamp | 2 | 60 | Garage
Exterior | Incandescent |  | Reflector | 2 | 100 | Garage
Recessed Can | Incandescent |  | Reflector | 1 | 75 | Hall
Recessed Can | Compact Fluorescent |  | Flood | 1 | 22 | Kitchen
Recessed Can | Incandescent |  | Reflector | 1 | 75 | Kitchen
Recessed Can | Compact Fluorescent |  | Flood | 1 | 22 | Living Room
Table | Incandescent |  | Standard A Lamp | 1 | 75 | Living Room
Wall Mount | Compact Fluorescent |  | Twist | 3 | 15 | Bathroom
Chandelier (Hanging) | Incandescent |  | Reflector | 1 | 75 | Bathroom
Wall Mount | Incandescent |  | Globe | 4 | 40 | Bathroom
Ceiling Fan | Incandescent |  | Standard A Lamp | 4 | 60 | Master Bedroom
Table | Compact Fluorescent |  | A shape bulb | 1 | 22 | Master Bedroom
Table | Incandescent |  | Standard A Lamp | 1 | 75 | Master Bedroom
Table | Incandescent |  | Standard A Lamp | 1 | 60 | Master Bedroom
Ceiling Fixture | Linear Fluorescent | 48 | T-8 | 2 | 32 | Closet
Ceiling Fixture | Compact Fluorescent |  | Twist | 2 | 15 | Office
Torchiere | Halogen |  | Quartz Tube | 1 | 150 | Office
Ceiling Fixture | Linear Fluorescent | 48 | T-12 | 2 | 40 | Other
Wall Mount | Incandescent |  | Globe | 3 | 40 | Bathroom
Wall Mount | Incandescent |  | Standard A Lamp | 1 | 25 | Bathroom
Ceiling Fixture | Incandescent |  | Standard A Lamp | 1 | 60 | Bedroom
Ceiling Fixture | Compact Fluorescent |  | Twist | 1 | 18 | Bedroom
Ceiling Fixture | Compact Fluorescent |  | Twist | 1 | 18 | Bedroom
Chandelier (Hanging) | Incandescent |  | Decorative | 4 | 40 | Dining Room
Ceiling Fixture | Compact Fluorescent |  | Twist | 1 | 18 | Dining Room
Ceiling Fixture | Compact Fluorescent |  | Twist | 1 | 18 | Living Room
Track | Incandescent |  | Reflector | 3 | 75 | Living Room
Ceiling Fixture | Incandescent |  | Standard A Lamp | 1 | 60 | Garage
Ceiling Fixture | Incandescent |  | Standard A Lamp | 1 | 75 | Hall
Ceiling Fixture | Compact Fluorescent |  | Twist | 1 | 18 | Hall
Ceiling Fixture | Compact Fluorescent |  | Twist | 1 | 18 | Kitchen
Recessed Can | Compact Fluorescent |  | Reflector | 1 | 22 | Kitchen
Wall Mount | Compact Fluorescent |  | Twist | 1 | 18 | Master Bedroom
Floor lamp | Compact Fluorescent |  | Twist | 1 | 18 | Office
Ceiling Fixture | Incandescent |  | Reflector | 3 | 75 | Other
Recessed Can | Compact Fluorescent |  | Reflector | 1 | 22 | Laundry Room
Ceiling Fixture | Compact Fluorescent |  | Twist | 1 | 13 | Bathroom
Wall Mount | Compact Fluorescent |  | Twist | 4 | 15 | Bathroom
Wall Mount | Incandescent |  | Standard A Lamp | 1 | 75 | Bedroom
Wall Mount | Compact Fluorescent |  | Twist | 1 | 13 | Bedroom
Ceiling Fixture | Incandescent |  | Standard A Lamp | 2 | 60 | Bedroom
Table | Incandescent |  | Standard A Lamp | 1 | 60 | Bedroom
Wall Mount | Incandescent |  | Standard A Lamp | 1 | 40 | Bedroom
Ceiling Fixture | Compact Fluorescent |  | Twist | 1 | 20 | Bedroom
Chandelier (Hanging) | Incandescent |  | Standard A Lamp | 1 | 100 | Bedroom
Table | Incandescent |  | Decorative | 2 | 20 | Bedroom
Ceiling Fixture | Incandescent |  | Standard A Lamp | 1 | 100 | Other
Ceiling Fixture | Incandescent |  | Standard A Lamp | 1 | 60 | Closet
Ceiling Fixture | Incandescent |  | Standard A Lamp | 2 | 100 | Dining Room
Track | Incandescent |  | Mini base | 2 | 60 | Family Room
Ceiling Fixture | Compact Fluorescent |  | Twist | 1 | 20 | Family Room
Ceiling Fixture | Linear Fluorescent | 48 | T-12 | 2 | 40 | Kitchen
Ceiling Fixture | Compact Fluorescent |  | Twist | 3 | 15 | Living Room
Floor lamp | Incandescent |  | Standard A Lamp | 1 | 40 | Living Room
Table | Incandescent |  | 3-Way Incandescent | 1 | 100 | Living Room
Floor lamp | Incandescent |  | 3-Way Incandescent | 1 | 100 | Living Room
Chandelier (Hanging) | Incandescent |  | Standard A Lamp | 1 | 80 | Office
Table | Halogen |  | Other | 1 | 50 | Office
Table | Incandescent |  | Standard A Lamp | 1 | 40 | Office
Ceiling Fixture | Linear Fluorescent | 48 | T-12 | 2 | 40 | Other
Ceiling Fixture | Compact Fluorescent |  | Twist | 1 | 22 | Bedroom
Ceiling Fixture | Compact Fluorescent |  | Twist | 1 | 22 | Living Room
Exterior | Incandescent | 10 | Mini base | 0 | 5 | Living Room
Ceiling Fixture | Incandescent |  | Standard A Lamp | 1 | 60 | Bathroom
Wall Mount | Incandescent |  | Standard A Lamp | 1 | 100 | Bathroom
Ceiling Fixture | Incandescent |  | Clear | 1 | 60 | Hall
Chandelier (Hanging) | Incandescent |  | Globe | 5 | 40 | Dining Room
Ceiling Fixture | Incandescent |  | Standard A Lamp | 2 | 40 | Hall
Ceiling Fixture | Incandescent |  | Standard A Lamp | 2 | 60 | Bedroom
Table | Incandescent |  | 3-Way Incandescent | 1 | 90 | Bedroom
Wall Mount | Incandescent |  | Globe | 1 | 40 | Bathroom
Ceiling Fixture | Incandescent |  | Standard A Lamp | 2 | 40 | Bedroom
Table | Incandescent |  | Standard A Lamp | 1 | 150 | Bedroom
Chandelier (Hanging) | Incandescent |  | Standard A Lamp | 2 | 40 | Master Bedroom
Table | Incandescent |  | 3-Way Incandescent | 1 | 75 | Master Bedroom
Table | Compact Fluorescent |  | Twist | 1 | 15 | Master Bedroom
Floor lamp | Compact Fluorescent |  | Straight Tube | 1 | 28 | Master Bedroom
Ceiling Fixture | Compact Fluorescent |  | Twist | 2 | 15 | Closet
Wall Mount | Incandescent |  | Globe | 3 | 40 | Bathroom
Ceiling Fixture | Compact Fluorescent |  | Twist | 1 | 22 | Garage
Garage door opener | Incandescent |  | Standard A Lamp | 2 | 60 | Garage
Table | Incandescent |  | 3-Way Incandescent | 1 | 100 | Living Room
Table | Compact Fluorescent |  | Straight Tube | 1 | 28 | Living Room
Ceiling Fixture | Incandescent |  | Standard A Lamp | 2 | 60 | Hall
Wall Mount | Compact Fluorescent |  | Twist | 1 | 15 | Hall
Ceiling Fan | Compact Fluorescent |  | Twist | 3 | 15 | Family Room
Floor lamp | Compact Fluorescent |  | Twist | 1 | 15 | Family Room
Table | Incandescent |  | Other | 1 | 25 | Family Room
Track | Incandescent |  | Reflector | 3 | 65 | Kitchen
Ceiling Fixture | Incandescent |  | Reflector | 2 | 65 | Kitchen
Architectural | Incandescent |  | Other | 1 | 25 | Kitchen
Wall Mount | Incandescent |  | Globe | 4 | 40 | Bathroom
Ceiling Fixture | Incandescent |  | Standard A Lamp | 2 | 40 | Laundry Room
Ceiling Fixture | Compact Fluorescent |  | Twist | 2 | 15 | Office
Table | Compact Fluorescent |  | Twist | 1 | 15 | Office
Table | Compact Fluorescent |  | Straight Tube | 1 | 28 | Office
Ceiling Fixture | Compact Fluorescent |  | Twist | 2 | 28 | Office
Wall Mount | Compact Fluorescent |  | Twist | 4 | 15 | Bathroom
Wall Mount | Incandescent |  | Globe | 3 | 40 | Bathroom
Wall Mount | Halogen |  | MR | 1 | 30 | Bedroom
Torchiere | Incandescent |  | Standard A Lamp | 1 | 100 | Bedroom
Floor lamp | Compact Fluorescent |  | Twist | 1 | 15 | Bedroom
Ceiling Fixture | Incandescent |  | Standard A Lamp | 1 | 60 | Bedroom
Table | Incandescent |  | Globe | 1 | 40 | Bedroom
Wall Mount | Incandescent |  | Mini base | 2 | 25 | Bedroom
Chandelier (Hanging) | Incandescent |  | Decorative | 4 | 40 | Bedroom
Wall Mount | Incandescent |  | Decorative | 1 | 25 | Bedroom
Ceiling Fixture | Incandescent |  | Standard A Lamp | 1 | 60 | Closet
Floor lamp | Compact Fluorescent |  | Twist | 1 | 42 | Living Room
Floor lamp | Compact Fluorescent |  | Twist | 2 | 22 | Living Room
Ceiling Fixture | Linear Fluorescent | 48 | T-12 | 2 | 40 | Garage
Ceiling Fixture | Incandescent |  | Standard A Lamp | 1 | 75 | Garage
Ceiling Fixture | Compact Fluorescent |  | Twist | 1 | 22 | Garage
Ceiling Fixture | Compact Fluorescent |  | Twist | 1 | 22 | Hall
Ceiling Fixture | Incandescent |  | Standard A Lamp | 3 | 60 | Kitchen
Recessed Can | Incandescent |  | Reflector | 1 | 65 | Kitchen
Recessed Can | Incandescent |  | Standard A Lamp | 1 | 60 | Kitchen
Ceiling Fixture | Incandescent |  | Standard A Lamp | 1 | 75 | Kitchen
Wall Mount | Incandescent |  | Mini base | 3 | 25 | Living Room
Ceiling Fixture | Incandescent |  | Standard A Lamp | 2 | 60 | Living Room
Recessed Can | Compact Fluorescent |  | Flood | 1 | 15 | Kitchen
Recessed Can | Incandescent |  | Reflector | 1 | 65 | Kitchen
Ceiling Fixture | Incandescent |  | Standard A Lamp | 1 | 75 | Bathroom
Wall Mount | Compact Fluorescent |  | Twist | 1 | 15 | Bathroom
Recessed Can | Compact Fluorescent |  | Flood | 1 | 15 | Living Room
Table | Compact Fluorescent |  | Twist | 1 | 22 | Living Room
Wall Mount | Incandescent |  | Globe | 3 | 40 | Bathroom
Recessed Can | Compact Fluorescent |  | Twist | 1 | 15 | Bathroom
Ceiling Fixture | Compact Fluorescent |  | Twist | 1 | 15 | Master Bedroom
Table | Incandescent |  | Standard A Lamp | 1 | 60 | Master Bedroom
Floor lamp | Compact Fluorescent |  | Twist | 1 | 15 | Master Bedroom
Table | Incandescent |  | Mini base | 1 | 25 | Master Bedroom
Wall Mount | Compact Fluorescent |  | Twist | 1 | 15 | Master Bedroom
Recessed Can | Compact Fluorescent |  | Twist | 1 | 15 | Laundry Room
Recessed Can | Incandescent |  | Standard A Lamp | 1 | 60 | Laundry Room
Ceiling Fixture | Linear Fluorescent | 96 | T-12 | 2 | 100 | Garage
Wall Mount | Compact Fluorescent |  | Twist | 1 | 15 | Hall
Floor lamp | Incandescent |  | Standard A Lamp | 3 | 75 | Hall
Chandelier (Hanging) | Incandescent |  | Standard A Lamp | 3 | 75 | Hall
Wall Mount | Compact Fluorescent |  | Twist | 1 | 15 | Family Room
Floor lamp | Incandescent |  | Standard A Lamp | 3 | 40 | Family Room
Floor lamp | Incandescent |  | Standard A Lamp | 1 | 60 | Bedroom
Table | Incandescent |  | Standard A Lamp | 1 | 75 | Bedroom
Wall Mount | Incandescent |  | Globe | 4 | 60 | Bathroom
Ceiling Fixture | Incandescent |  | Standard A Lamp | 1 | 60 | Bedroom
Table | Incandescent |  | Standard A Lamp | 2 | 60 | Bedroom
Chandelier (Hanging) | Incandescent |  | Standard A Lamp | 1 | 100 | Other
Wall Mount | Incandescent |  | Standard A Lamp | 8 | 60 | Family Room
Wall Mount | Compact Fluorescent |  | Twist | 1 | 22 | Family Room
Table | Incandescent |  | Standard A Lamp | 1 | 60 | Family Room
Ceiling Fixture | Compact Fluorescent |  | Twist | 1 | 26 | Garage
Wall Mount | Incandescent |  | Reflector | 2 | 75 | Garage
Ceiling Fixture | Incandescent |  | Standard A Lamp | 1 | 60 | Hall
Ceiling Fixture | Linear Fluorescent | 48 | T-12 | 2 | 48 | Kitchen
Chandelier (Hanging) | Compact Fluorescent |  | Twist | 1 | 22 | Kitchen
Ceiling Fixture | Linear Fluorescent | 48 | T-12 | 2 | 48 | Laundry Room
Ceiling Fan | Incandescent |  | Standard A Lamp | 2 | 60 | Living Room
Table | Incandescent |  | Standard A Lamp | 1 | 60 | Living Room
Wall Mount | Incandescent |  | Globe | 6 | 60 | Bathroom
Ceiling Fixture | Incandescent |  | Standard A Lamp | 1 | 60 | Bathroom
Ceiling Fan | Incandescent |  | Decorative | 4 | 20 | Master Bedroom
Table | Compact Fluorescent |  | Twist | 1 | 15 | Master Bedroom
Table | Other |  | LED Interior | 1 | 12 | Master Bedroom
Ceiling Fixture | Linear Fluorescent | 48 | T-12 | 2 | 40 | Closet
Ceiling Fixture | Compact Fluorescent |  | Twist | 2 | 22 | Office
Table | Incandescent |  | Standard A Lamp | 1 | 60 | Office
Table | Incandescent |  | Standard A Lamp | 1 | 60 | Office
Ceiling Fixture | Incandescent |  | Standard A Lamp | 2 | 60 | Office
Ceiling Fixture | Incandescent |  | Standard A Lamp | 1 | 60 | Other
Ceiling Fixture | Compact Fluorescent |  | Twist | 1 | 15 | Laundry Room
Ceiling Fixture | Incandescent |  | Standard A Lamp | 1 | 60 | Bedroom
Ceiling Fixture | Incandescent |  | Standard A Lamp | 4 | 60 | Bedroom
Ceiling Fixture | Incandescent |  | Standard A Lamp | 1 | 60 | Hall
Wall Mount | Incandescent |  | Globe | 4 | 40 | Bathroom
Ceiling Fixture | Incandescent |  | Standard A Lamp | 2 | 60 | Bedroom
Ceiling Fixture | Incandescent |  | Standard A Lamp | 2 | 60 | Bedroom
Chandelier (Hanging) | Incandescent |  | Standard A Lamp | 2 | 60 | Bedroom
Ceiling Fixture | Incandescent |  | Standard A Lamp | 1 | 60 | Hall
Table | Incandescent |  | Standard A Lamp | 1 | 40 | Living Room
Ceiling Fixture | Incandescent |  | Standard A Lamp | 3 | 60 | Living Room
Ceiling Fan | Incandescent |  | Standard A Lamp | 3 | 60 | Kitchen
Ceiling Fixture | Incandescent |  | Standard A Lamp | 3 | 60 | Kitchen
Ceiling Fixture | Incandescent |  | Decorative | 1 | 60 | Bathroom
Ceiling Fixture | Linear Fluorescent | 48 | T-12 | 2 | 40 | Office
Ceiling Fixture | Compact Fluorescent |  | Twist | 1 | 15 | Bathroom
Ceiling Fixture | Compact Fluorescent |  | Twist | 3 | 15 | Bedroom
Table | Incandescent |  | Mini base | 1 | 40 | Bedroom
Ceiling Fixture | Compact Fluorescent |  | Twist | 3 | 22 | Bedroom
Ceiling Fixture | Compact Fluorescent |  | Twist | 2 | 15 | Bedroom
Wall Mount | Incandescent |  | Standard A Lamp | 1 | 40 | Closet
Ceiling Fixture | Compact Fluorescent |  | A shape bulb | 4 | 22 | Dining Room
Ceiling Fixture | Compact Fluorescent |  | Twist | 2 | 15 | Hall
Ceiling Fixture | Compact Fluorescent |  | Twist | 3 | 22 | Kitchen
Ceiling Fixture | Compact Fluorescent |  | Twist | 1 | 22 | Laundry Room
Ceiling Fan | Compact Fluorescent |  | Twist | 3 | 22 | Living Room
Table | Compact Fluorescent |  | Twist | 1 | 15 | Living Room
Ceiling Fixture | Incandescent |  | Standard A Lamp | 2 | 60 | Hall
Ceiling Fixture | Incandescent |  | Standard A Lamp | 1 | 65 | Hall
Ceiling Fixture | Incandescent |  | Standard A Lamp | 1 | 40 | Closet
Chandelier (Hanging) | Incandescent |  | Standard A Lamp | 5 | 40 | Kitchen
Recessed Can | Incandescent |  | Reflector | 1 | 65 | Kitchen
Architectural | Linear Fluorescent | 24 | T-8 | 1 | 16 | Kitchen
Recessed Can | Incandescent |  | Reflector | 1 | 40 | Kitchen
Wall Mount | Incandescent |  | Decorative | 1 | 40 | Hall
Recessed Can | Incandescent |  | Reflector | 1 | 65 | Family Room
Wall Mount | Incandescent |  | Standard A Lamp | 1 | 40 | Family Room
Recessed Can | Compact Fluorescent |  | Twist | 1 | 15 | Family Room
Track | Halogen |  | MR | 3 | 50 | Family Room
Track | Halogen |  | MR | 4 | 50 | Family Room
Recessed Can | Incandescent |  | Reflector | 1 | 65 | Closet
Recessed - other | Incandescent |  | Reflector | 1 | 65 | Bedroom
Table | Incandescent |  | Standard A Lamp | 1 | 100 | Bedroom
Recessed Can | Incandescent |  | Reflector | 1 | 65 | Bedroom
Ceiling Fixture | Incandescent |  | Standard A Lamp | 1 | 40 | Bathroom
Recessed Can | Compact Fluorescent |  | Flood | 1 | 15 | Bedroom
Recessed Can | Compact Fluorescent |  | Twist | 1 | 15 | Closet
Wall Mount | Incandescent |  | Standard A Lamp | 1 | 60 | Other
Floor lamp | Incandescent |  | Clear | 1 | 60 | Living Room
Table | Incandescent |  | 3-Way Incandescent | 1 | 100 | Living Room
Floor lamp | Compact Fluorescent |  | Twist | 1 | 15 | Living Room
Recessed Can | Incandescent |  | Reflector | 1 | 65 | Living Room
Chandelier (Hanging) | Incandescent |  | Standard A Lamp | 2 | 60 | Hall
Recessed Can | Compact Fluorescent |  | Flood | 1 | 22 | Hall
Floor lamp | Compact Fluorescent |  | Twist | 1 | 15 | Hall
Recessed Can | Compact Fluorescent |  | Flood | 1 | 15 | Office
Table | Incandescent |  | Standard A Lamp | 1 | 60 | Office
Floor lamp | Compact Fluorescent |  | Twist | 1 | 15 | Office
Recessed Can | Incandescent |  | Reflector | 1 | 65 | Master Bedroom
Table | Incandescent |  | Mini base | 3 | 60 | Master Bedroom
Floor lamp | Incandescent |  | Standard A Lamp | 1 | 60 | Master Bedroom
Ceiling Fixture | Incandescent |  | Standard A Lamp | 1 | 40 | Bathroom
Recessed Can | Incandescent |  | Reflector | 1 | 65 | Bathroom
Ceiling Fixture | Incandescent |  | Standard A Lamp | 1 | 40 | Bathroom
Recessed Can | Incandescent |  | Reflector | 1 | 60 | Bathroom
Ceiling Fixture | Incandescent |  | Standard A Lamp | 2 | 60 | Bedroom
Ceiling Fixture | Linear Fluorescent | 48 | T-8 | 2 | 32 | Laundry Room
Ceiling Fixture | Incandescent |  | Standard A Lamp | 1 | 65 | Other
Low bay | Linear Fluorescent | 48 | T-12 | 2 | 40 | Other
Ceiling Fixture | Incandescent |  | Standard A Lamp | 1 | 65 | Hall
Ceiling Fixture | Incandescent |  | Standard A Lamp | 1 | 65 | Bathroom
Wall Mount | Incandescent |  | Decorative | 8 | 40 | Bathroom
Ceiling Fixture | Incandescent |  | Standard A Lamp | 2 | 60 | Dining Room
Chandelier (Hanging) | Incandescent |  | Decorative | 1 | 40 | Hall
Chandelier (Hanging) | Incandescent |  | Decorative | 5 | 40 | Family Room
Wall Mount | Incandescent |  | Decorative | 1 | 40 | Family Room
Floor lamp | Incandescent |  | Decorative | 2 | 40 | Family Room
Chandelier (Hanging) | Incandescent |  | Decorative | 1 | 65 | Hall
Ceiling Fixture | Incandescent |  | Decorative | 2 | 65 | Kitchen
High bay | Linear Fluorescent | 24 | T-12 | 1 | 32 | Kitchen
Ceiling Fixture | Compact Fluorescent |  | Circline (Screw Base) | 1 | 22 | Master Bedroom
Table | Incandescent |  | Standard A Lamp | 1 | 65 | Master Bedroom
Ceiling Fixture | Incandescent |  | Standard A Lamp | 2 | 65 | Bedroom
Wall Mount | Incandescent |  | Standard A Lamp | 2 | 65 | Bathroom
Ceiling Fixture | Incandescent |  | Standard A Lamp | 1 | 65 | Hall
Table | Incandescent |  | Standard A Lamp | 1 | 75 | Bedroom
Ceiling Fixture | Incandescent |  | Standard A Lamp | 1 | 75 | Bedroom
Ceiling Fixture | Incandescent |  | Standard A Lamp | 1 | 90 | Laundry Room
Table | Incandescent |  | Standard A Lamp | 1 | 65 | Laundry Room
Ceiling Fixture | Incandescent |  | Standard A Lamp | 1 | 65 | Hall
Wall Mount | Linear Fluorescent | 36 | T-12 | 2 | 37 | Bathroom
Wall Mount | Incandescent |  | Standard A Lamp | 3 | 60 | Bathroom
Recessed Can | Incandescent |  | Standard A Lamp | 1 | 60 | Bathroom
Floor lamp | Incandescent |  | Standard A Lamp | 1 | 100 | Bedroom
Recessed Can | Compact Fluorescent |  | Twist | 1 | 14 | Family Room
Recessed Can | Compact Fluorescent |  | Twist | 1 | 23 | Family Room
Ceiling Fixture | Linear Fluorescent | 48 | T-12 | 1 | 40 | Family Room
Recessed Can | Incandescent |  | Reflector | 1 | 65 | Hall
Ceiling Fixture | Incandescent |  | Decorative | 2 | 60 | Hall
Chandelier (Hanging) | Compact Fluorescent |  | Twist | 1 | 23 | Kitchen
Track | Incandescent |  | Reflector | 3 | 60 | Kitchen
Recessed Can | Compact Fluorescent |  | Twist | 1 | 15 | Kitchen
Recessed Can | Compact Fluorescent |  | Twist | 1 | 23 | Kitchen
Other | Incandescent |  | Standard A Lamp | 1 | 60 | Kitchen
Floor lamp | Compact Fluorescent |  | Twist | 1 | 23 | Master Bedroom
Table | Incandescent |  | Decorative | 1 | 40 | Master Bedroom
Table | Compact Fluorescent |  | Twist | 1 | 13 | Master Bedroom
Floor lamp | Incandescent |  | Standard A Lamp | 1 | 60 | Office
Table | Compact Fluorescent |  | Twist | 1 | 20 | Office
Table | Incandescent |  | Standard A Lamp | 1 | 40 | Office
Ceiling Fixture | Incandescent |  | Standard A Lamp | 2 | 40 | Living Room
Floor lamp | Compact Fluorescent |  | Twist | 1 | 15 | Living Room
Ceiling Fixture | Incandescent |  | Standard A Lamp | 2 | 40 | Closet
Wall Mount | Incandescent |  | Standard A Lamp | 2 | 60 | Bathroom
Ceiling Fixture | Incandescent |  | Standard A Lamp | 2 | 60 | Bathroom
Ceiling Fixture | Linear Fluorescent | 48 | T-8 | 2 | 32 | Bedroom
Table | Compact Fluorescent |  | Twist | 4 | 15 | Bedroom
Ceiling Fixture | Linear Fluorescent | 48 | T-8 | 2 | 32 | Laundry Room
Wall Mount | Compact Fluorescent |  | Twist | 3 | 15 | Laundry Room
Ceiling Fixture | Incandescent |  | Standard A Lamp | 1 | 40 | Laundry Room
Table | Incandescent |  | Standard A Lamp | 1 | 60 | Family Room
Ceiling Fixture | Compact Fluorescent |  | Twist | 1 | 15 | Family Room
Table | Compact Fluorescent |  | Twist | 1 | 28 | Family Room
Floor lamp | Incandescent |  | Standard A Lamp | 2 | 75 | Family Room
Floor lamp | Compact Fluorescent |  | A shape bulb | 2 | 15 | Family Room
Ceiling Fixture | Incandescent |  | Standard A Lamp | 1 | 60 | Hall
Ceiling Fixture | Incandescent |  | Standard A Lamp | 1 | 60 | Other
Ceiling Fixture | Incandescent |  | Standard A Lamp | 1 | 60 | Office
Ceiling Fixture | Compact Fluorescent |  | Twist | 1 | 15 | Office
Recessed Can | Compact Fluorescent |  | Flood | 1 | 15 | Kitchen
Chandelier (Hanging) | Incandescent |  | Decorative | 1 | 60 | Kitchen
Architectural | Linear Fluorescent | 12 | T-8 | 1 | 16 | Kitchen
Recessed Can | Compact Fluorescent |  | Flood | 1 | 15 | Dining Room
Recessed Can | Incandescent |  | Reflector | 1 | 65 | Family Room
Ceiling Fan | Compact Fluorescent |  | Twist | 2 | 15 | Family Room
Ceiling Fixture | Incandescent |  | Standard A Lamp | 2 | 40 | Hall
Ceiling Fixture | Compact Fluorescent |  | Twist | 1 | 15 | Hall
Ceiling Fixture | Incandescent |  | Standard A Lamp | 1 | 60 | Hall
Ceiling Fan | Compact Fluorescent |  | Pin base | 2 | 15 | Hall
Ceiling Fixture | Incandescent |  | Standard A Lamp | 1 | 60 | Bedroom
Table | Incandescent |  | Standard A Lamp | 1 | 60 | Bedroom
Ceiling Fixture | Incandescent |  | Standard A Lamp | 1 | 60 | Bedroom
Wall Mount | Incandescent |  | Globe | 5 | 60 | Bathroom
Recessed Can | Incandescent |  | Standard A Lamp | 1 | 40 | Bathroom
Ceiling Fixture | Compact Fluorescent |  | Twist | 2 | 15 | Master Bedroom
Table | Compact Fluorescent |  | Twist | 1 | 15 | Master Bedroom
Ceiling Fixture | Compact Fluorescent |  | Twist | 2 | 15 | Bedroom
Table | Compact Fluorescent |  | Twist | 1 | 15 | Bedroom
Other | Linear Fluorescent | 24 | T-5 | 1 | 16 | Bedroom
Ceiling Fixture | Compact Fluorescent |  | Twist | 2 | 15 | Bedroom
Other | Incandescent |  | Clear | 2 | 40 | Bedroom
Wall Mount | Incandescent |  | Clear | 3 | 40 | Bathroom
Ceiling Fan | Incandescent |  | Reflector | 2 | 90 | Bathroom
Ceiling Fixture | Compact Fluorescent |  | Twist | 2 | 15 | Bedroom
Ceiling Fixture | Compact Fluorescent |  | Twist | 1 | 15 | Hall
Ceiling Fixture | Linear Fluorescent | 48 | T-12 | 2 | 20 | Kitchen
Other | Compact Fluorescent |  | Twist | 1 | 15 | Kitchen
Ceiling Fixture | Compact Fluorescent |  | Twist | 2 | 7 | Living Room
Table | Compact Fluorescent |  | Twist | 1 | 15 | Living Room
Wall Mount | Incandescent |  | Globe | 4 | 40 | Bathroom
Ceiling Fixture | Compact Fluorescent |  | Twist | 2 | 15 | Bedroom
Chandelier (Hanging) | Compact Fluorescent |  | Twist | 1 | 22 | Dining Room
Chandelier (Hanging) | Halogen |  | Quartz Tube | 1 | 100 | Dining Room
Ceiling Fixture | Compact Fluorescent |  | Twist | 2 | 15 | Living Room
Ceiling Fixture | Incandescent |  | Reflector | 1 | 75 | Garage
Ceiling Fixture | Linear Fluorescent | 48 | T-12 | 1 | 40 | Garage
Ceiling Fixture | Incandescent |  | Standard A Lamp | 2 | 40 | Hall
Chandelier (Hanging) | Compact Fluorescent |  | Twist | 1 | 15 | Hall
Recessed Can | Incandescent |  | Reflector | 1 | 60 | Kitchen
Ceiling Fixture | Compact Fluorescent |  | Reflector | 3 | 15 | Kitchen
Wall Mount | Incandescent |  | Globe | 4 | 40 | Bathroom
Ceiling Fixture | Compact Fluorescent |  | Twist | 2 | 15 | Master Bedroom
Table | Linear Fluorescent | 16 | T-5 | 1 | 20 | Master Bedroom
Table | Compact Fluorescent |  | Pin base | 1 | 15 | Family Room
Floor lamp | Compact Fluorescent |  | Pin base | 2 | 22 | Family Room
Floor lamp | Compact Fluorescent |  | Twist | 1 | 22 | Family Room
Wall Mount | Compact Fluorescent |  | Twist | 2 | 28 | Bathroom
Ceiling Fixture | Compact Fluorescent |  | Twist | 2 | 22 | Bedroom
Ceiling Fixture | Compact Fluorescent |  | Twist | 2 | 22 | Bedroom
Table | Compact Fluorescent |  | Twist | 1 | 22 | Bedroom
Ceiling Fixture | Incandescent |  | Standard A Lamp | 2 | 40 | Laundry Room
Ceiling Fixture | Incandescent |  | Standard A Lamp | 1 | 60 | Bathroom
Ceiling Fixture | Incandescent |  | Standard A Lamp | 1 | 60 | Laundry Room
Ceiling Fixture | Incandescent |  | Standard A Lamp | 1 | 60 | Kitchen
Recessed Can | Incandescent |  | Reflector | 1 | 75 | Kitchen
Chandelier (Hanging) | Incandescent |  | Mini base | 5 | 40 | Dining Room
Ceiling Fixture | Linear Fluorescent | 48 | T-12 | 2 | 40 | Other
Ceiling Fixture | Incandescent |  | Standard A Lamp | 1 | 60 | Other
Ceiling Fan | Incandescent |  | Standard A Lamp | 5 | 60 | Family Room
Table | Incandescent |  | Standard A Lamp | 1 | 75 | Family Room
Ceiling Fixture | Incandescent |  | Standard A Lamp | 1 | 60 | Bathroom
Wall Mount | Incandescent |  | Globe | 6 | 40 | Bathroom
Ceiling Fixture | Incandescent |  | Mini base | 2 | 40 | Master Bedroom
Ceiling Fixture | Incandescent |  | Standard A Lamp | 1 | 60 | Closet
Recessed Can | Incandescent |  | Reflector | 1 | 65 | Living Room
Table | Incandescent |  | Standard A Lamp | 1 | 65 | Living Room
Ceiling Fixture | Incandescent |  | Standard A Lamp | 1 | 60 | Hall
Ceiling Fixture | Incandescent |  | Standard A Lamp | 2 | 60 | Bedroom
Wall Mount | Incandescent |  | Globe | 3 | 40 | Bathroom
Floor lamp | Incandescent |  | 3-Way Incandescent | 1 | 75 | Living Room
Table | Incandescent |  | Standard A Lamp | 1 | 40 | Living Room
Chandelier (Hanging) | Incandescent |  | Mini base | 12 | 25 | Living Room
Chandelier (Hanging) | Incandescent |  | Standard A Lamp | 1 | 60 | Living Room
Ceiling Fixture | Incandescent |  | Standard A Lamp | 3 | 60 | Bedroom
Table | Incandescent |  | Standard A Lamp | 1 | 100 | Bedroom
Ceiling Fixture | Incandescent |  | Standard A Lamp | 3 | 100 | Bedroom
Torchiere | Halogen |  | Quartz Tube | 1 | 100 | Bedroom
Track | Halogen |  | MR | 6 | 50 | Office
Track | Halogen |  | MR | 4 | 50 | Office
Table | Incandescent |  | Standard A Lamp | 1 | 40 | Office
Floor lamp | Incandescent |  | 3-Way Incandescent | 1 | 100 | Office
Ceiling Fixture | Linear Fluorescent | 48 | T-12 | 2 | 40 | Closet
Wall Mount | Incandescent |  | Standard A Lamp | 4 | 75 | Bathroom
Ceiling Fixture | Incandescent |  | Standard A Lamp | 1 | 60 | Bathroom
Chandelier (Hanging) | Incandescent |  | Globe | 1 | 60 | Other
Chandelier (Hanging) | Incandescent |  | Mini base | 9 | 25 | Other
Ceiling Fixture | Linear Fluorescent | 96 | T-12 | 2 | 100 | Other
Ceiling Fixture | Linear Fluorescent | 48 | T-12 | 2 | 40 | Other
Ceiling Fixture | Linear Fluorescent | 48 | T-12 | 2 | 40 | Master Bedroom
Floor lamp | Incandescent |  | Standard A Lamp | 2 | 60 | Master Bedroom
Ceiling Fixture | Linear Fluorescent | 48 | T-12 | 2 | 40 | Bathroom
Ceiling Fixture | Linear Fluorescent | 96 | T-12 | 2 | 75 | Other
Track | Halogen |  | MR | 6 | 50 | Kitchen
Track | Halogen |  | MR | 4 | 50 | Kitchen
Architectural | Halogen |  | Other | 1 | 50 | Kitchen
Architectural | Halogen |  | PAR | 1 | 30 | Kitchen
Ceiling Fixture | Linear Fluorescent | 96 | T-12 | 2 | 75 | Laundry Room
Ceiling Fixture | Incandescent |  | Standard A Lamp | 2 | 40 | Hall
Ceiling Fixture | Incandescent |  | Standard A Lamp | 1 | 60 | Bathroom
Wall Mount | Compact Fluorescent |  | Twist | 2 | 22 | Bathroom
Ceiling Fixture | Incandescent |  | Standard A Lamp | 2 | 65 | Bedroom
Ceiling Fixture | Incandescent |  | Standard A Lamp | 1 | 60 | Bedroom
Table | Compact Fluorescent |  | Twist | 1 | 22 | Bedroom
Wall Mount | Compact Fluorescent |  | Twist | 1 | 22 | Bathroom
Ceiling Fixture | Compact Fluorescent |  | Twist | 1 | 22 | Bedroom
Table | Halogen |  | MR | 1 | 20 | Bedroom
Ceiling Fixture | Compact Fluorescent |  | Twist | 1 | 22 | Bedroom
Ceiling Fixture | Compact Fluorescent |  | Twist | 1 | 22 | Bedroom
Ceiling Fixture | Compact Fluorescent |  | Twist | 1 | 22 | Family Room
Floor lamp | Compact Fluorescent |  | Twist | 1 | 28 | Family Room
Recessed - other | Halogen |  | MR | 1 | 30 | Hall
Ceiling Fixture | Linear Fluorescent | 48 | T-8 | 2 | 32 | Garage
Garage door opener | Incandescent |  | Standard A Lamp | 2 | 60 | Garage
Recessed - other | Halogen |  | MR | 1 | 30 | Hall
Ceiling Fixture | Compact Fluorescent |  | Circline (Screw Base) | 2 | 42 | Kitchen
Ceiling Fixture | Compact Fluorescent |  | Twist | 1 | 22 | Laundry Room
Ceiling Fixture | Compact Fluorescent |  | Twist | 2 | 15 | Living Room
Chandelier (Hanging) | Compact Fluorescent |  | Twist | 5 | 15 | Living Room
Table | Halogen |  | Quartz Tube | 1 | 30 | Living Room
Ceiling Fixture | Incandescent |  | Standard A Lamp | 1 | 60 | Closet
Ceiling Fixture | Compact Fluorescent |  | Twist | 1 | 22 | Bathroom
Ceiling Fixture | Incandescent |  | Standard A Lamp | 2 | 60 | Bedroom
Ceiling Fixture | Compact Fluorescent |  | Twist | 1 | 15 | Bedroom
Ceiling Fixture | Compact Fluorescent |  | Twist | 1 | 22 | Other
Ceiling Fixture | Incandescent |  | Standard A Lamp | 1 | 60 | Other
Ceiling Fan | Incandescent |  | Standard A Lamp | 1 | 60 | Kitchen
Ceiling Fan | Compact Fluorescent |  | Twist | 1 | 15 | Living Room
Floor lamp | Incandescent |  | Standard A Lamp | 1 | 25 | Living Room
Table | Compact Fluorescent |  | Twist | 1 | 15 | Living Room
Ceiling Fixture | Incandescent |  | Standard A Lamp | 1 | 40 | Closet
Ceiling Fixture | Compact Fluorescent |  | Twist | 1 | 22 | Hall
Wall Mount | Incandescent |  | Globe | 5 | 40 | Bathroom
Ceiling Fan | Incandescent |  | Standard A Lamp | 1 | 60 | Bathroom
Ceiling Fan | Incandescent |  | Standard A Lamp | 1 | 60 | Bedroom
Table | Compact Fluorescent |  | Twist | 2 | 15 | Bedroom
Ceiling Fixture | Incandescent |  | Standard A Lamp | 1 | 60 | Bedroom
Table | Incandescent |  | Standard A Lamp | 2 | 60 | Bedroom
Ceiling Fan | Incandescent |  | Decorative | 3 | 40 | Garage
Ceiling Fixture | Incandescent |  | Globe | 1 | 60 | Hall
Ceiling Fixture | Incandescent |  | Standard A Lamp | 2 | 60 | Kitchen
Ceiling Fixture | Linear Fluorescent | 44 | T-12 | 2 | 32 | Kitchen
Ceiling Fixture | Linear Fluorescent | 44 | T-12 | 2 | 32 | Laundry Room
Table | Compact Fluorescent |  | Twist | 2 | 15 | Living Room
Table | Incandescent |  | Standard A Lamp | 1 | 100 | Living Room
Ceiling Fan | Incandescent |  | Decorative | 3 | 40 | Living Room
Ceiling Fixture | Incandescent |  | Standard A Lamp | 2 | 60 | Office
Table | Incandescent |  | Standard A Lamp | 1 | 25 | Office
Wall Mount | Incandescent |  | Standard A Lamp | 3 | 40 | Bathroom
Ceiling Fixture | Incandescent |  | Standard A Lamp | 1 | 60 | Bedroom
Ceiling Fixture | Incandescent |  | Standard A Lamp | 1 | 60 | Kitchen
Table | Incandescent |  | Standard A Lamp | 2 | 60 | Kitchen
Wall Mount | Incandescent |  | Standard A Lamp | 3 | 100 | Bathroom
Ceiling Fan | Incandescent |  | Standard A Lamp | 1 | 60 | Bedroom
Table | Incandescent |  | Standard A Lamp | 1 | 100 | Bedroom
Table | Incandescent |  | Decorative | 2 | 40 | Bedroom
Ceiling Fan | Incandescent |  | Standard A Lamp | 1 | 100 | Office
Table | Incandescent |  | Standard A Lamp | 1 | 100 | Office
Ceiling Fan | Compact Fluorescent |  | Twist | 4 | 13 | Dining Room
Ceiling Fixture | Incandescent |  | Standard A Lamp | 1 | 60 | Hall
Ceiling Fixture | Linear Fluorescent | 48 | T-12 | 2 | 40 | Garage
Ceiling Fixture | Incandescent |  | Standard A Lamp | 1 | 60 | Hall
Recessed Can | Incandescent |  | Reflector | 1 | 60 | Kitchen
Ceiling Fixture | Compact Fluorescent |  | Twist | 2 | 26 | Laundry Room
Ceiling Fan | Incandescent |  | Standard A Lamp | 4 | 100 | Living Room
Floor lamp | Incandescent |  | Standard A Lamp | 1 | 85 | Living Room
Wall Mount | Incandescent |  | Standard A Lamp | 5 | 60 | Bathroom
Ceiling Fixture | Incandescent |  | Standard A Lamp | 1 | 60 | Bathroom
Ceiling Fan | Compact Fluorescent |  | Decorative | 4 | 7 | Master Bedroom
Floor lamp | Incandescent |  | 3-Way Incandescent | 1 | 100 | Master Bedroom
Floor lamp | Incandescent |  | Standard A Lamp | 1 | 70 | Master Bedroom
Ceiling Fixture | Incandescent |  | Standard A Lamp | 2 | 60 | Closet
Wall Mount | Incandescent |  | Globe | 6 | 60 | Bathroom
Ceiling Fixture | Incandescent |  | Mini base | 2 | 60 | Bedroom
Wall Mount | Incandescent |  | Standard A Lamp | 1 | 25 | Bedroom
Other | Linear Fluorescent | 16 | T-8 | 1 | 32 | Bedroom
Ceiling Fan | Incandescent |  | Mini base | 2 | 60 | Bedroom
Other | Incandescent | 16 | Other | 1 | 32 | Bedroom
Table | Incandescent |  | Standard A Lamp | 1 | 40 | Bedroom
Ceiling Fan | Incandescent |  | Mini base | 2 | 60 | Family Room
Track | Incandescent |  | Decorative | 1 | 40 | Family Room
Table | Incandescent |  | Standard A Lamp | 1 | 25 | Family Room
Ceiling Fixture | Incandescent |  | Standard A Lamp | 1 | 150 | Garage
Garage door opener | Incandescent |  | Standard A Lamp | 1 | 40 | Garage
Ceiling Fixture | Linear Fluorescent | 48 | T-12 | 2 | 32 | Kitchen
Other | Incandescent |  | Standard A Lamp | 1 | 25 | Kitchen
Ceiling Fixture | Incandescent |  | Standard A Lamp | 1 | 40 | Kitchen
Ceiling Fixture | Incandescent |  | Standard A Lamp | 1 | 40 | Kitchen
Ceiling Fixture | Compact Fluorescent |  | Twist | 1 | 15 | Laundry Room
Ceiling Fan | Incandescent |  | Decorative | 3 | 60 | Living Room
Ceiling Fixture | Incandescent |  | Globe | 3 | 60 | Living Room
Torchiere | Incandescent |  | 3-Way Incandescent | 1 | 75 | Living Room
Other | Incandescent |  | Reflector | 3 | 25 | Living Room
Wall Mount | Incandescent |  | Globe | 8 | 60 | Bathroom
Ceiling Fan | Incandescent |  | Standard A Lamp | 2 | 40 | Master Bedroom
Table | Halogen |  | Quartz Tube | 1 | 100 | Master Bedroom
Ceiling Fixture | Incandescent |  | Standard A Lamp | 5 | 60 | Dining Room
Wall Mount | Compact Fluorescent |  | Straight Tube | 3 | 20 | Bathroom
Wall Mount | Compact Fluorescent |  | Twist | 2 | 25 | Bathroom
Ceiling Fixture | Incandescent |  | Standard A Lamp | 1 | 75 | Bedroom
Table | Incandescent |  | Mini base | 2 | 60 | Bedroom
Ceiling Fixture | Incandescent |  | Standard A Lamp | 1 | 100 | Bedroom
Ceiling Fixture | Incandescent |  | Standard A Lamp | 1 | 100 | Other
Ceiling Fan | Compact Fluorescent |  | Twist | 4 | 15 | Kitchen
Ceiling Fixture | Linear Fluorescent | 24 | T-12 | 2 | 20 | Kitchen
Ceiling Fixture | Compact Fluorescent |  | Twist | 1 | 25 | Laundry Room
Ceiling Fan | Compact Fluorescent |  | Straight Tube | 3 | 20 | Living Room
Floor lamp | Compact Fluorescent |  | Straight Tube | 2 | 20 | Living Room
Ceiling Fan | Compact Fluorescent |  | Twist | 3 | 14 | Master Bedroom
Ceiling Fixture | Incandescent |  | Standard A Lamp | 2 | 100 | Closet
Ceiling Fixture | Incandescent |  | Standard A Lamp | 1 | 100 | Other
Ceiling Fixture | Incandescent |  | Decorative | 1 | 40 | Other
Ceiling Fixture | Compact Fluorescent |  | Twist | 1 | 14 | Hall
Chandelier (Hanging) | Incandescent |  | Mini base | 5 | 60 | Hall
Ceiling Fixture | Incandescent |  | Standard A Lamp | 2 | 60 | Living Room
Wall Mount | Incandescent |  | Globe | 3 | 40 | Bathroom
Ceiling Fixture | Compact Fluorescent |  | Twist | 1 | 22 | Bathroom
Ceiling Fixture | Incandescent |  | Standard A Lamp | 1 | 60 | Bedroom
Ceiling Fan | Incandescent |  | Standard A Lamp | 2 | 60 | Bedroom
Ceiling Fan | Incandescent |  | Standard A Lamp | 1 | 60 | Bedroom
Ceiling Fan | Incandescent |  | Standard A Lamp | 1 | 60 | Dining Room
Ceiling Fixture | Incandescent |  | Standard A Lamp | 1 | 60 | Hall
Ceiling Fixture | Linear Fluorescent | 60 | T-12 | 4 | 40 | Kitchen
Ceiling Fixture | Compact Fluorescent |  | Twist | 2 | 22 | Laundry Room
Table | Incandescent |  | Standard A Lamp | 1 | 60 | Living Room
Table | Compact Fluorescent |  | Twist | 1 | 22 | Living Room
Floor lamp | Incandescent |  | Standard A Lamp | 1 | 60 | Living Room
Table | Incandescent |  | Standard A Lamp | 1 | 40 | Living Room
Ceiling Fixture | Incandescent |  | Standard A Lamp | 2 | 60 | Bathroom
Ceiling Fixture | Incandescent |  | Standard A Lamp | 1 | 60 | Bathroom
Ceiling Fixture | Incandescent |  | Standard A Lamp | 1 | 60 | Bedroom
Ceiling Fan | Incandescent |  | Standard A Lamp | 4 | 60 | Bedroom
Table | Incandescent |  | Standard A Lamp | 1 | 60 | Bedroom
Ceiling Fixture | Incandescent |  | Standard A Lamp | 1 | 60 | Other
Ceiling Fixture | Compact Fluorescent |  | Twist | 1 | 22 | Other
Wall Mount | Compact Fluorescent |  | Twist | 2 | 15 | Bathroom
Recessed Can | Incandescent |  | Reflector | 1 | 60 | Bedroom
Chandelier (Hanging) | Incandescent |  | Mini base | 6 | 5 | Dining Room
Recessed Can | Incandescent |  | Standard A Lamp | 1 | 60 | Dining Room
Recessed Can | Incandescent |  | Reflector | 1 | 60 | Hall
Ceiling Fixture | Incandescent |  | Standard A Lamp | 2 | 60 | Other
Recessed Can | Incandescent |  | Reflector | 1 | 65 | Kitchen
Recessed Can | Compact Fluorescent |  | Twist | 1 | 15 | Laundry Room
Wall Mount | Incandescent |  | Mini base | 1 | 25 | Living Room
Floor lamp | Compact Fluorescent |  | Twist | 3 | 15 | Living Room
Wall Mount | Compact Fluorescent |  | Twist | 3 | 15 | Bathroom
Table | Compact Fluorescent |  | Twist | 1 | 15 | Master Bedroom
Ceiling Fixture | Incandescent |  | Standard A Lamp | 2 | 60 | Closet
Ceiling Fixture | Compact Fluorescent |  | Twist | 2 | 15 | Kitchen
Ceiling Fixture | Incandescent |  | Standard A Lamp | 1 | 60 | Other
Wall Mount | Incandescent |  | Standard A Lamp | 2 | 60 | Bathroom
Ceiling Fixture | Incandescent |  | Standard A Lamp | 2 | 60 | Bathroom
Wall Mount | Incandescent |  | Globe | 4 | 60 | Bathroom
Wall Mount | Incandescent |  | Globe | 4 | 60 | Bathroom
Ceiling Fixture | Incandescent |  | Standard A Lamp | 2 | 60 | Bedroom
Table | Incandescent |  | Standard A Lamp | 1 | 60 | Bedroom
Ceiling Fixture | Incandescent |  | Standard A Lamp | 2 | 60 | Bedroom
Ceiling Fixture | Incandescent |  | Standard A Lamp | 3 | 60 | Bedroom
Table | Incandescent |  | Standard A Lamp | 1 | 60 | Bedroom
Ceiling Fixture | Incandescent |  | Standard A Lamp | 2 | 60 | Bedroom
Floor lamp | Compact Fluorescent |  | Straight Tube | 1 | 15 | Bedroom
Chandelier (Hanging) | Incandescent |  | Clear | 5 | 60 | Dining Room
Ceiling Fixture | Linear Fluorescent | 48 | T-8 | 2 | 40 | Dining Room
Chandelier (Hanging) | Incandescent |  | Decorative | 2 | 40 | Hall
Ceiling Fan | Incandescent |  | Standard A Lamp | 4 | 60 | Family Room
Ceiling Fixture | Incandescent |  | Standard A Lamp | 1 | 100 | Garage
Ceiling Fixture | Linear Fluorescent | 48 | T-12 | 1 | 40 | Garage
Ceiling Fixture | Incandescent |  | Standard A Lamp | 2 | 60 | Hall
Ceiling Fixture | Incandescent |  | Reflector | 4 | 65 | Office
Floor lamp | Incandescent |  | Standard A Lamp | 1 | 60 | Office
Wall Mount | Incandescent |  | Reflector | 1 | 60 | Other
Ceiling Fixture | Linear Fluorescent | 96 | T-12 | 4 | 60 | Other
Ceiling Fixture | Linear Fluorescent | 48 | T-12 | 4 | 40 | Other
Ceiling Fixture | Linear Fluorescent | 36 | T-12 | 2 | 40 | Other
Wall Mount | Compact Fluorescent |  | Globe | 6 | 22 | Bathroom
Wall Mount | Compact Fluorescent |  | Globe | 6 | 22 | Bathroom
Wall Mount | Incandescent |  | Standard A Lamp | 2 | 60 | Bathroom
Ceiling Fixture | Incandescent |  | Standard A Lamp | 2 | 60 | Bedroom
Table | Incandescent |  | Standard A Lamp | 1 | 25 | Bedroom
Ceiling Fixture | Incandescent |  | Standard A Lamp | 2 | 60 | Bedroom
Table | Incandescent |  | Standard A Lamp | 1 | 25 | Bedroom
Ceiling Fixture | Linear Fluorescent | 48 | T-12 | 2 | 40 | Family Room
Recessed Can | Halogen |  | MR | 1 | 50 | Office
Table | Compact Fluorescent |  | Twist | 2 | 15 | Office
Floor lamp | Incandescent |  | Standard A Lamp | 1 | 75 | Office
Ceiling Fixture | Incandescent |  | Standard A Lamp | 1 | 65 | Closet
Ceiling Fixture | Linear Fluorescent | 48 | T-12 | 2 | 40 | Closet
Ceiling Fixture | Linear Fluorescent | 36 | T-12 | 2 | 40 | Dining Room
Ceiling Fixture | Incandescent |  | Mini base | 3 | 40 | Dining Room
Recessed Can | Incandescent |  | Reflector | 1 | 75 | Dining Room
Floor lamp | Halogen |  | Quartz Tube | 3 | 30 | Dining Room
Ceiling Fixture | Incandescent |  | Standard A Lamp | 1 | 60 | Hall
Ceiling Fixture | Incandescent |  | Standard A Lamp | 1 | 65 | Living Room
Table | Incandescent |  | Standard A Lamp | 1 | 100 | Living Room
Floor lamp | Incandescent |  | Mini base | 6 | 25 | Living Room
Ceiling Fan | Incandescent |  | Clear | 3 | 60 | Master Bedroom
Table | Incandescent |  | Standard A Lamp | 1 | 60 | Master Bedroom
Ceiling Fixture | Incandescent |  | Standard A Lamp | 1 | 60 | Closet
Ceiling Fixture | Linear Fluorescent | 48 | T-8 | 2 | 40 | Hall
Ceiling Fixture | Incandescent |  | Standard A Lamp | 1 | 60 | Closet
Ceiling Fixture | Linear Fluorescent | 48 | T-8 | 2 | 32 | Garage
Ceiling Fixture | Linear Fluorescent | 48 | T-8 | 2 | 32 | Other
Ceiling Fixture | Incandescent |  | Standard A Lamp | 1 | 100 | Other
Ceiling Fixture | Linear Fluorescent | 48 | T-8 | 2 | 32 | Other
Ceiling Fixture | Incandescent |  | Standard A Lamp | 1 | 60 | Other
Ceiling Fan | Incandescent |  | Decorative | 3 | 60 | Bedroom
Recessed Can | Compact Fluorescent |  | Twist | 1 | 15 | Hall
Wall Mount | Incandescent |  | Standard A Lamp | 2 | 100 | Bathroom
Ceiling Fixture | Incandescent |  | Standard A Lamp | 1 | 60 | Bathroom
Ceiling Fixture | Incandescent |  | Standard A Lamp | 1 | 60 | Bedroom
Recessed Can | Incandescent |  | Reflector | 1 | 65 | Bedroom
Chandelier (Hanging) | Incandescent |  | Standard A Lamp | 5 | 100 | Living Room
Chandelier (Hanging) | Compact Fluorescent |  | Twist | 2 | 15 | Living Room
Recessed Can | Incandescent |  | Reflector | 1 | 65 | Living Room
Table | Incandescent |  | 3-Way Incandescent | 1 | 100 | Living Room
Table | Compact Fluorescent |  | Twist | 1 | 15 | Living Room
Ceiling Fixture | Incandescent |  | Standard A Lamp | 2 | 60 | Laundry Room
Ceiling Fan | Incandescent |  | Standard A Lamp | 1 | 60 | Master Bedroom
Ceiling Fixture | Incandescent |  | Standard A Lamp | 1 | 60 | Bathroom
Wall Mount | Incandescent |  | Standard A Lamp | 3 | 60 | Bathroom
Ceiling Fixture | Compact Fluorescent |  | Twist | 5 | 15 | Bathroom
Wall Mount | Incandescent |  | Standard A Lamp | 2 | 100 | Bathroom
Ceiling Fixture | Compact Fluorescent |  | Twist | 2 | 13 | Bedroom
Ceiling Fixture | Incandescent |  | Decorative | 2 | 40 | Bedroom
Floor lamp | Incandescent |  | Decorative | 5 | 40 | Bedroom
Chandelier (Hanging) | Compact Fluorescent |  | Twist | 3 | 23 | Dining Room
Ceiling Fixture | Compact Fluorescent |  | Twist | 2 | 13 | Hall
Exterior | Incandescent |  | Standard A Lamp | 1 | 40 | Garage
Ceiling Fixture | Compact Fluorescent |  | Twist | 1 | 13 | Hall
Ceiling Fixture | Compact Fluorescent |  | Twist | 2 | 13 | Kitchen
Track | Halogen |  | Quartz Tube | 3 | 50 | Kitchen
Ceiling Fixture | Compact Fluorescent |  | Twist | 1 | 13 | Laundry Room
Torchiere | Halogen |  | Quartz Tube | 1 | 300 | Living Room
Table | Compact Fluorescent |  | Twist | 1 | 13 | Living Room
Ceiling Fixture | Compact Fluorescent |  | Pin base | 1 | 42 | Bathroom
Wall Mount | Compact Fluorescent |  | Twist | 2 | 15 | Bathroom
Ceiling Fixture | Incandescent |  | Mini base | 2 | 40 | Master Bedroom
Table | Compact Fluorescent |  | Twist | 1 | 14 | Master Bedroom
Ceiling Fixture | Compact Fluorescent |  | Twist | 1 | 13 | Other
Wall Mount | Incandescent |  | Globe | 3 | 40 | Bathroom
Ceiling Fixture | Compact Fluorescent |  | Twist | 1 | 15 | Bathroom
Wall Mount | Incandescent |  | Globe | 3 | 40 | Bathroom
Ceiling Fixture | Compact Fluorescent |  | Twist | 1 | 15 | Bathroom
Ceiling Fan | Incandescent |  | Standard A Lamp | 2 | 40 | Master Bedroom
Table | Incandescent |  | Standard A Lamp | 1 | 60 | Master Bedroom
Table | Incandescent |  | Decorative | 1 | 40 | Master Bedroom
Ceiling Fan | Compact Fluorescent |  | Twist | 1 | 15 | Bedroom
Table | Compact Fluorescent |  | Twist | 1 | 15 | Bedroom
Ceiling Fan | Compact Fluorescent |  | Twist | 1 | 15 | Bedroom
Floor lamp | Incandescent |  | Standard A Lamp | 1 | 40 | Bedroom
Chandelier (Hanging) | Incandescent |  | Clear | 5 | 40 | Dining Room
Ceiling Fixture | Compact Fluorescent |  | Twist | 1 | 13 | Hall
Ceiling Fixture | Compact Fluorescent |  | Twist | 1 | 15 | Other
Ceiling Fixture | Linear Fluorescent | 48 | T-12 | 2 | 40 | Kitchen
Ceiling Fixture | Compact Fluorescent |  | Twist | 1 | 15 | Laundry Room
Table | Compact Fluorescent |  | Twist | 1 | 15 | Living Room
Floor lamp | Halogen |  | Quartz Tube | 1 | 30 | Living Room
Ceiling Fixture | Compact Fluorescent |  | Twist | 2 | 15 | Office
Wall Mount | Incandescent |  | Globe | 4 | 40 | Bathroom
Ceiling Fixture | Incandescent |  | Heat Lamp | 1 | 250 | Bathroom
Wall Mount | Incandescent |  | Globe | 4 | 40 | Bathroom
Chandelier (Hanging) | Incandescent |  | Heat Lamp | 1 | 250 | Bathroom
Wall Mount | Incandescent |  | Globe | 4 | 40 | Bathroom
Ceiling Fixture | Incandescent |  | Heat Lamp | 1 | 250 | Bathroom
Ceiling Fixture | Compact Fluorescent |  | Twist | 2 | 22 | Master Bedroom
Ceiling Fan | Compact Fluorescent |  | Twist | 3 | 15 | Bedroom
Table | Incandescent |  | Standard A Lamp | 1 | 75 | Bedroom
Ceiling Fan | Incandescent |  | Standard A Lamp | 2 | 40 | Bedroom
Ceiling Fan | Linear Fluorescent |  | T-4 | 1 | 60 | Bedroom
Ceiling Fixture | Compact Fluorescent |  | Twist | 1 | 15 | Closet
Ceiling Fixture | Incandescent |  | Standard A Lamp | 2 | 60 | Dining Room
Ceiling Fixture | Incandescent |  | Standard A Lamp | 1 | 60 | Family Room
Ceiling Fixture | Compact Fluorescent |  | Twist | 1 | 22 | Garage
Ceiling Fixture | Incandescent |  | Standard A Lamp | 1 | 60 | Hall
Ceiling Fixture | Compact Fluorescent |  | Twist | 2 | 22 | Kitchen
Ceiling Fixture | Incandescent |  | Standard A Lamp | 1 | 60 | Kitchen
Floor lamp | Compact Fluorescent |  | Twist | 1 | 28 | Living Room
Ceiling Fixture | Incandescent |  | Standard A Lamp | 1 | 60 | Living Room
Ceiling Fixture | Compact Fluorescent |  | Twist | 1 | 22 | Hall
Wall Mount | Incandescent |  | Globe | 3 | 60 | Bathroom
Wall Mount | Incandescent |  | Globe | 6 | 100 | Bathroom
Ceiling Fixture | Incandescent |  | Standard A Lamp | 1 | 60 | Bathroom
Ceiling Fan | Compact Fluorescent |  | Twist | 3 | 13 | Bedroom
Floor lamp | Incandescent |  | Mini base | 5 | 25 | Bedroom
Table | Incandescent |  | Decorative | 1 | 40 | Bedroom
Ceiling Fixture | Incandescent |  | Standard A Lamp | 2 | 75 | Bedroom
Table | Compact Fluorescent |  | Twist | 1 | 14 | Bedroom
Floor lamp | Incandescent |  | Mini base | 5 | 25 | Bedroom
Ceiling Fixture | Halogen |  | MR | 4 | 50 | Bedroom
Table | Compact Fluorescent |  | Twist | 1 | 23 | Bedroom
Chandelier (Hanging) | Compact Fluorescent |  | Twist | 6 | 13 | Dining Room
Recessed Can | Incandescent |  | Reflector | 1 | 40 | Dining Room
Chandelier (Hanging) | Compact Fluorescent |  | Twist | 3 | 14 | Hall
Ceiling Fixture | Compact Fluorescent |  | Twist | 1 | 19 | Hall
Recessed Can | Compact Fluorescent |  | Flood | 1 | 16 | Family Room
Recessed Can | Compact Fluorescent |  | Flood | 1 | 18 | Family Room
Recessed Can | Incandescent |  | Reflector | 1 | 75 | Family Room
Wall Mount | Incandescent |  | Standard A Lamp | 1 | 75 | Family Room
Table | Compact Fluorescent |  | Twist | 1 | 14 | Family Room
Ceiling Fixture | Incandescent |  | Standard A Lamp | 1 | 100 | Hall
Ceiling Fixture | Compact Fluorescent |  | Twist | 1 | 14 | Hall
Ceiling Fixture | Compact Fluorescent |  | Twist | 2 | 14 | Hall
Chandelier (Hanging) | Compact Fluorescent |  | Twist | 1 | 13 | Kitchen
Chandelier (Hanging) | Compact Fluorescent |  | Twist | 1 | 23 | Kitchen
Recessed Can | Compact Fluorescent |  | Flood | 1 | 16 | Kitchen
Ceiling Fixture | Linear Fluorescent | 48 | T-12 | 4 | 40 | Laundry Room
Recessed Can | Compact Fluorescent |  | Flood | 1 | 18 | Living Room
Recessed Can | Incandescent |  | Reflector | 1 | 40 | Living Room
Wall Mount | Incandescent |  | Standard A Lamp | 1 | 75 | Living Room
Wall Mount | Compact Fluorescent |  | Globe | 2 | 14 | Bathroom
Recessed Can | Incandescent |  | Reflector | 1 | 65 | Bathroom
Recessed Can | Compact Fluorescent |  | Flood | 1 | 18 | Master Bedroom
Table | Compact Fluorescent |  | Twist | 1 | 14 | Master Bedroom
Table | Compact Fluorescent |  | Twist | 1 | 23 | Master Bedroom
Ceiling Fixture | Incandescent |  | Standard A Lamp | 2 | 75 | Closet
Chandelier (Hanging) | Incandescent |  | Standard A Lamp | 4 | 75 | Office
Table | Incandescent |  | Clear | 1 | 40 | Office
Ceiling Fixture | Compact Fluorescent |  | Twist | 1 | 13 | Closet
Chandelier (Hanging) | Incandescent |  | Globe | 1 | 150 | Hall
Recessed - other | Compact Fluorescent |  | Twist | 1 | 14 | Hall
Ceiling Fixture | Incandescent |  | Standard A Lamp | 1 | 100 | Other
Ceiling Fixture | Incandescent |  | Standard A Lamp | 1 | 100 | Closet
Ceiling Fixture | Incandescent |  | Standard A Lamp | 1 | 100 | Other
Ceiling Fixture | Incandescent |  | Standard A Lamp | 1 | 60 | Bathroom
Ceiling Fixture | Incandescent |  | Standard A Lamp | 1 | 60 | Other
Ceiling Fixture | Incandescent |  | Standard A Lamp | 1 | 60 | Other
Ceiling Fixture | Incandescent |  | Standard A Lamp | 2 | 60 | Bathroom
Wall Mount | Incandescent |  | Standard A Lamp | 4 | 60 | Bathroom
Ceiling Fixture | Linear Fluorescent | 48 | T-8 | 1 | 40 | Bathroom
Ceiling Fixture | Incandescent |  | Standard A Lamp | 2 | 60 | Master Bedroom
Table | Incandescent |  | Standard A Lamp | 1 | 60 | Master Bedroom
Ceiling Fixture | Incandescent |  | Standard A Lamp | 2 | 60 | Office
Ceiling Fixture | Incandescent |  | Standard A Lamp | 1 | 60 | Bedroom
Ceiling Fixture | Incandescent |  | Standard A Lamp | 2 | 60 | Bedroom
Ceiling Fixture | Linear Fluorescent | 48 | T-12 | 2 | 40 | Office
Ceiling Fixture | Incandescent |  | Standard A Lamp | 1 | 60 | Kitchen
Architectural | Halogen |  | Quartz Tube | 1 | 30 | Kitchen
Ceiling Fixture | Incandescent |  | Standard A Lamp | 1 | 60 | Laundry Room
Chandelier (Hanging) | Incandescent |  | Decorative | 5 | 25 | Living Room
Ceiling Fan | Incandescent |  | Standard A Lamp | 4 | 60 | Living Room
Table | Incandescent |  | Standard A Lamp | 1 | 60 | Living Room
Wall Mount | Incandescent |  | Decorative | 2 | 25 | Living Room
Other | Halogen |  | Quartz Tube | 1 | 20 | Living Room
Ceiling Fixture | Linear Fluorescent | 48 | T-8 | 2 | 32 | Other
Track | Incandescent |  | Standard A Lamp | 4 | 60 | Bedroom
Ceiling Fixture | Compact Fluorescent |  | Twist | 1 | 15 | Bedroom
Wall Mount | Incandescent |  | Standard A Lamp | 1 | 60 | Bedroom
Floor lamp | Incandescent |  | Standard A Lamp | 1 | 60 | Bedroom
Track | Incandescent |  | Reflector | 2 | 75 | Kitchen
Chandelier (Hanging) | Incandescent |  | Decorative | 5 | 60 | Kitchen
Ceiling Fixture | Compact Fluorescent |  | Twist | 1 | 15 | Kitchen
Ceiling Fixture | Incandescent |  | Standard A Lamp | 1 | 60 | Laundry Room
Ceiling Fixture | Compact Fluorescent |  | Globe | 1 | 28 | Living Room
Wall Mount | Incandescent |  | Standard A Lamp | 1 | 75 | Master Bedroom
Ceiling Fixture | Compact Fluorescent |  | Twist | 2 | 15 | Bathroom
Wall Mount | Incandescent |  | Standard A Lamp | 1 | 60 | Bathroom
Wall Mount | Compact Fluorescent |  | Twist | 1 | 15 | Bedroom
Table | Compact Fluorescent |  | Twist | 1 | 15 | Bedroom
Ceiling Fixture | Compact Fluorescent |  | Twist | 1 | 15 | Living Room
Ceiling Fixture | Compact Fluorescent |  | Twist | 1 | 15 | Kitchen
Ceiling Fixture | Linear Fluorescent | 60 | T-5 | 1 | 20 | Kitchen
Ceiling Fixture | Compact Fluorescent |  | Twist | 1 | 15 | Kitchen
Ceiling Fixture | Incandescent |  | Decorative | 1 | 60 | Other
Wall Mount | Compact Fluorescent |  | Globe | 6 | 11 | Bathroom
Ceiling Fixture | Incandescent |  | Heat Lamp | 2 | 150 | Bathroom
Ceiling Fixture | Compact Fluorescent |  | Twist | 1 | 15 | Bathroom
Ceiling Fixture | Incandescent |  | Heat Lamp | 2 | 250 | Bathroom
Wall Mount | Incandescent |  | Standard A Lamp | 1 | 60 | Bedroom
Recessed Can | Incandescent |  | Standard A Lamp | 1 | 60 | Bedroom
Track | Compact Fluorescent |  | Twist | 3 | 20 | Bedroom
Floor lamp | Compact Fluorescent |  | Twist | 2 | 20 | Bedroom
Ceiling Fixture | Incandescent |  | Standard A Lamp | 1 | 60 | Bedroom
Wall Mount | Compact Fluorescent |  | Twist | 2 | 20 | Bedroom
Table | Incandescent |  | Decorative | 3 | 25 | Bedroom
Table | Compact Fluorescent |  | Twist | 1 | 13 | Bedroom
Recessed Can | Incandescent |  | Standard A Lamp | 1 | 60 | Closet
Wall Mount | Compact Fluorescent |  | Twist | 1 | 20 | Closet
Chandelier (Hanging) | Incandescent |  | Clear | 1 | 200 | Dining Room
Recessed Can | Incandescent |  | Standard A Lamp | 1 | 60 | Dining Room
Table | Halogen |  | MR | 1 | 35 | Dining Room
Track | Incandescent |  | Standard A Lamp | 3 | 60 | Family Room
Floor lamp | Compact Fluorescent |  | Twist | 1 | 20 | Family Room
Wall Mount | Compact Fluorescent |  | Twist | 1 | 22 | Family Room
Wall Mount | Compact Fluorescent |  | Twist | 1 | 23 | Hall
Recessed Can | Incandescent |  | Standard A Lamp | 1 | 60 | Hall
Recessed Can | Compact Fluorescent |  | Twist | 1 | 13 | Hall
Track | Halogen |  | MR | 5 | 20 | Kitchen
Ceiling Fixture | Halogen |  | MR | 1 | 50 | Kitchen
Ceiling Fixture | Halogen |  | MR | 3 | 50 | Kitchen
Recessed Can | Compact Fluorescent |  | Twist | 1 | 20 | Laundry Room
Ceiling Fixture | Linear Fluorescent | 32 | T-12 | 1 | 30 | Laundry Room
Wall Mount | Compact Fluorescent |  | Straight Tube | 1 | 11 | Other
Floor lamp | Incandescent |  | Decorative | 4 | 25 | Other
Table | Incandescent |  | Standard A Lamp | 1 | 60 | Other
Wall Mount | Incandescent |  | Standard A Lamp | 1 | 60 | Other
Wall Mount | Incandescent |  | Standard A Lamp | 1 | 40 | Other
Table | Compact Fluorescent |  | Twist | 3 | 23 | Other
Table | Incandescent |  | Reflector | 4 | 75 | Other
Floor lamp | Compact Fluorescent |  | Twist | 2 | 13 | Other
Table | Compact Fluorescent |  | Twist | 1 | 13 | Other
Wall Mount | Incandescent |  | Globe | 3 | 60 | Bathroom
Wall Mount | Incandescent |  | Standard A Lamp | 2 | 60 | Bathroom
Ceiling Fixture | Incandescent |  | Standard A Lamp | 2 | 60 | Bedroom
Ceiling Fixture | Compact Fluorescent |  | Twist | 1 | 22 | Bedroom
Floor lamp | Incandescent |  | Standard A Lamp | 1 | 100 | Dining Room
Ceiling Fixture | Incandescent |  | Standard A Lamp | 1 | 60 | Dining Room
Recessed Can | Incandescent |  | Standard A Lamp | 1 | 60 | Kitchen
Recessed Can | Incandescent |  | Standard A Lamp | 1 | 60 | Hall
Ceiling Fixture | Incandescent |  | Standard A Lamp | 1 | 60 | Kitchen
Ceiling Fixture | Incandescent |  | Standard A Lamp | 1 | 100 | Laundry Room
Ceiling Fixture | Compact Fluorescent |  | Twist | 3 | 22 | Living Room
Ceiling Fan | Compact Fluorescent |  | Twist | 1 | 15 | Master Bedroom
Recessed Can | Compact Fluorescent |  | Twist | 1 | 22 | Master Bedroom
Ceiling Fixture | Compact Fluorescent |  | Twist | 2 | 22 | Office
Ceiling Fixture | Incandescent |  | Standard A Lamp | 1 | 75 | Other
Wall Mount | Incandescent |  | Decorative | 8 | 40 | Bathroom
Chandelier (Hanging) | Incandescent |  | Decorative | 7 | 60 | Kitchen
Ceiling Fixture | Linear Fluorescent | 48 | T-12 | 2 | 40 | Kitchen
Chandelier (Hanging) | Incandescent |  | Standard A Lamp | 1 | 75 | Garage
Garage door opener | Incandescent |  | Standard A Lamp | 1 | 60 | Garage
Ceiling Fixture | Incandescent |  | Standard A Lamp | 2 | 60 | Hall
Ceiling Fixture | Incandescent |  | Standard A Lamp | 1 | 60 | Hall
Other | Incandescent |  | Mini base | 1 | 5 | Hall
Floor lamp | Compact Fluorescent |  | Straight Tube | 3 | 22 | Living Room
Wall Mount | Incandescent |  | Standard A Lamp | 2 | 60 | Bathroom
Ceiling Fan | Incandescent |  | Standard A Lamp | 1 | 60 | Bedroom
Floor lamp | Compact Fluorescent |  | Straight Tube | 2 | 22 | Bedroom
Table | Incandescent |  | Decorative | 1 | 60 | Bedroom
Other | Incandescent |  | Mini base | 1 | 25 | Bedroom
Ceiling Fixture | Incandescent |  | Standard A Lamp | 2 | 60 | Bedroom
Wall Mount | Incandescent |  | Standard A Lamp | 1 | 100 | Hall
Wall Mount | Compact Fluorescent |  | Globe | 4 | 11 | Bathroom
Wall Mount | Incandescent |  | Globe | 4 | 40 | Bathroom
Recessed Can | Halogen |  | PAR | 1 | 75 | Bathroom
Ceiling Fixture | Incandescent |  | Standard A Lamp | 1 | 40 | Bathroom
Chandelier (Hanging) | Compact Fluorescent |  | Twist | 1 | 13 | Bathroom
Ceiling Fixture | Compact Fluorescent |  | Twist | 1 | 13 | Bathroom
Ceiling Fixture | Incandescent |  | Standard A Lamp | 1 | 60 | Bathroom
Wall Mount | Incandescent |  | Standard A Lamp | 1 | 60 | Bathroom
Ceiling Fixture | Incandescent |  | Mini base | 3 | 40 | Bedroom
Table | Compact Fluorescent |  | Twist | 1 | 13 | Bedroom
Ceiling Fixture | Incandescent |  | Mini base | 3 | 40 | Bedroom
Table | Incandescent |  | Decorative | 1 | 40 | Bedroom
Recessed Can | Incandescent |  | Standard A Lamp | 1 | 60 | Other
Table | Incandescent |  | Standard A Lamp | 1 | 60 | Other
Chandelier (Hanging) | Incandescent |  | Decorative | 6 | 40 | Dining Room
Recessed Can | Halogen |  | PAR | 1 | 75 | Hall
Recessed Can | Incandescent |  | Standard A Lamp | 1 | 60 | Family Room
Recessed Can | Incandescent |  | Reflector | 1 | 65 | Family Room
Table | Compact Fluorescent |  | Twist | 1 | 18 | Family Room
Ceiling Fixture | Linear Fluorescent | 96 | T-12 | 2 | 100 | Garage
Recessed Can | Compact Fluorescent |  | Flood | 1 | 15 | Kitchen
Architectural | Incandescent |  | Reflector | 2 | 45 | Kitchen
Ceiling Fixture | Halogen |  | PAR | 1 | 75 | Living Room
Ceiling Fixture | Incandescent |  | Mini base | 3 | 40 | Master Bedroom
Table | Compact Fluorescent |  | Twist | 1 | 13 | Master Bedroom
Floor lamp | Incandescent |  | Decorative | 1 | 40 | Master Bedroom
Ceiling Fixture | Linear Fluorescent | 96 | T-12 | 2 | 100 | Closet
Ceiling Fixture | Linear Fluorescent | 96 | T-12 | 2 | 100 | Office
Ceiling Fixture | Incandescent |  | Standard A Lamp | 3 | 60 | Other
Recessed Can | Incandescent |  | Reflector | 1 | 65 | Hall
Recessed - other | Compact Fluorescent |  | Twist | 1 | 13 | Hall
Ceiling Fixture | Incandescent |  | Standard A Lamp | 1 | 100 | Other
Ceiling Fixture | Compact Fluorescent |  | Twist | 1 | 10 | Other
Recessed Can | Incandescent |  | Standard A Lamp | 1 | 60 | Kitchen
Wall Mount | Incandescent |  | Standard A Lamp | 5 | 40 | Bathroom
Ceiling Fixture | Incandescent |  | Heat Lamp | 1 | 150 | Bathroom
Ceiling Fixture | Incandescent |  | Standard A Lamp | 2 | 60 | Bedroom
Ceiling Fan | Incandescent |  | Standard A Lamp | 1 | 60 | Bedroom
Ceiling Fixture | Incandescent |  | Standard A Lamp | 1 | 60 | Bedroom
Table | Incandescent |  | Standard A Lamp | 1 | 60 | Bedroom
Wall Mount | Incandescent |  | Standard A Lamp | 4 | 40 | Bathroom
Ceiling Fixture | Incandescent |  | Standard A Lamp | 1 | 60 | Bathroom
Ceiling Fixture | Incandescent |  | Standard A Lamp | 1 | 60 | Bedroom
Table | Incandescent |  | Standard A Lamp | 1 | 60 | Bedroom
Ceiling Fan | Incandescent |  | Standard A Lamp | 4 | 75 | Family Room
Ceiling Fan | Incandescent |  | Standard A Lamp | 3 | 60 | Family Room
Recessed Can | Incandescent |  | Standard A Lamp | 1 | 60 | Family Room
Ceiling Fixture | Incandescent |  | Standard A Lamp | 1 | 60 | Family Room
Ceiling Fixture | Incandescent |  | Standard A Lamp | 1 | 60 | Hall
Ceiling Fixture | Incandescent |  | Standard A Lamp | 1 | 60 | Kitchen
Ceiling Fixture | Linear Fluorescent | 24 | Fluorescent Unknown | 1 | 20 | Kitchen
Ceiling Fan | Incandescent |  | Decorative | 4 | 40 | Living Room
Table | Incandescent |  | Standard A Lamp | 1 | 90 | Living Room
Ceiling Fixture | Incandescent |  | Standard A Lamp | 1 | 60 | Living Room
Ceiling Fixture | Incandescent |  | Standard A Lamp | 1 | 60 | Office
Garage door opener | Incandescent |  | Standard A Lamp | 1 | 60 | Garage
Recessed Can | Incandescent |  | Reflector | 1 | 65 | Hall
Wall Mount | Incandescent |  | Standard A Lamp | 2 | 60 | Bathroom
Wall Mount | Incandescent |  | Standard A Lamp | 2 | 60 | Bathroom
Table | Incandescent |  | Clear | 1 | 40 | Bedroom
Table | Compact Fluorescent |  | Twist | 1 | 13 | Bedroom
Ceiling Fan | Incandescent |  | Clear | 3 | 40 | Bedroom
Ceiling Fan | Compact Fluorescent |  | Twist | 3 | 13 | Bedroom
Ceiling Fixture | Incandescent |  | Standard A Lamp | 2 | 60 | Garage
Ceiling Fixture | Compact Fluorescent |  | Twist | 1 | 15 | Laundry Room
Chandelier (Hanging) | Compact Fluorescent |  | Twist | 1 | 13 | Kitchen
Ceiling Fixture | Incandescent |  | Standard A Lamp | 2 | 60 | Kitchen
Ceiling Fixture | Incandescent |  | Standard A Lamp | 2 | 60 | Kitchen
Floor lamp | Compact Fluorescent |  | Twist | 1 | 13 | Living Room
Chandelier (Hanging) | Compact Fluorescent |  | Twist | 1 | 15 | Living Room
Ceiling Fan | Compact Fluorescent |  | Twist | 3 | 15 | Master Bedroom
Table | Compact Fluorescent |  | Twist | 1 | 13 | Master Bedroom
Wall Mount | Compact Fluorescent |  | Twist | 3 | 15 | Bathroom
Ceiling Fixture | Compact Fluorescent |  | Twist | 2 | 15 | Bedroom
Ceiling Fixture | Compact Fluorescent |  | Twist | 1 | 22 | Bedroom
Ceiling Fixture | Compact Fluorescent |  | Twist | 2 | 15 | Bedroom
Ceiling Fixture | Compact Fluorescent |  | Circline (Screw Base) | 1 | 28 | Bedroom
Ceiling Fixture | Linear Fluorescent | 48 | T-12 | 2 | 40 | Garage
Wall Mount | Compact Fluorescent |  | Twist | 1 | 15 | Hall
Ceiling Fixture | Linear Fluorescent | 48 | T-12 | 2 | 40 | Kitchen
Ceiling Fixture | Compact Fluorescent |  | Twist | 2 | 15 | Living Room
Wall Mount | Compact Fluorescent |  | Twist | 3 | 15 | Bathroom
Wall Mount | Compact Fluorescent |  | Twist | 1 | 13 | Bedroom
Wall Mount | Compact Fluorescent |  | Twist | 1 | 18 | Bedroom
Table | Incandescent |  | Standard A Lamp | 1 | 60 | Bedroom
Architectural | Incandescent |  | Standard A Lamp | 1 | 100 | Other
Chandelier (Hanging) | Incandescent |  | Standard A Lamp | 3 | 60 | Dining Room
Wall Mount | Compact Fluorescent |  | Twist | 3 | 11 | Bedroom
Table | Compact Fluorescent |  | Twist | 1 | 26 | Family Room
Track | Compact Fluorescent |  | Flood | 4 | 15 | Kitchen
Recessed Can | Compact Fluorescent |  | Flood | 1 | 15 | Kitchen
Ceiling Fixture | Incandescent |  | Standard A Lamp | 1 | 100 | Laundry Room
Wall Mount | Compact Fluorescent |  | Globe | 3 | 11 | Bathroom
Table | Incandescent |  | Standard A Lamp | 1 | 60 | Master Bedroom
Wall Mount | Incandescent |  | Standard A Lamp | 1 | 60 | Master Bedroom
Recessed Can | Compact Fluorescent |  | Flood | 1 | 15 | Other
Floor lamp | Incandescent |  | 3-Way Incandescent | 2 | 150 | Other
Wall Mount | Compact Fluorescent |  | Twist | 1 | 18 | Hall
Ceiling Fixture | Incandescent |  | Standard A Lamp | 1 | 100 | Hall
Wall Mount | Compact Fluorescent |  | Twist | 1 | 11 | Hall
Recessed Can | Compact Fluorescent |  | Flood | 1 | 15 | Other
Track | Incandescent |  | Reflector | 3 | 65 | Kitchen
Ceiling Fixture | Incandescent |  | Reflector | 2 | 50 | Kitchen
Chandelier (Hanging) | Incandescent |  | Standard A Lamp | 5 | 100 | Kitchen
Wall Mount | Incandescent |  | Globe | 4 | 60 | Bathroom
Ceiling Fixture | Incandescent |  | Standard A Lamp | 3 | 100 | Bedroom
Ceiling Fixture | Incandescent |  | Standard A Lamp | 3 | 40 | Bedroom
Ceiling Fixture | Incandescent |  | Standard A Lamp | 1 | 100 | Garage
Garage door opener | Incandescent |  | Standard A Lamp | 2 | 40 | Garage
Floor lamp | Incandescent |  | 3-Way Incandescent | 1 | 100 | Living Room
Ceiling Fixture | Incandescent |  | Standard A Lamp | 1 | 100 | Hall
Wall Mount | Incandescent |  | Standard A Lamp | 4 | 100 | Bathroom
Ceiling Fixture | Incandescent |  | Standard A Lamp | 2 | 100 | Bedroom
Table | Incandescent |  | Mini base | 3 | 60 | Bedroom
Wall Mount | Incandescent |  | Mini base | 2 | 60 | Bedroom
Table | Compact Fluorescent |  | Twist | 1 | 15 | Bedroom
Ceiling Fixture | Incandescent |  | Standard A Lamp | 1 | 75 | Hall
Ceiling Fixture | Incandescent |  | Standard A Lamp | 3 | 75 | Family Room
Chandelier (Hanging) | Compact Fluorescent |  | Twist | 1 | 22 | Family Room
Wall Mount | Compact Fluorescent |  | Twist | 1 | 22 | Laundry Room
Ceiling Fixture | Incandescent |  | Mini base | 3 | 60 | Bedroom
Table | Incandescent |  | Decorative | 1 | 25 | Bedroom
Ceiling Fixture | Incandescent |  | Mini base | 3 | 60 | Bedroom
Chandelier (Hanging) | Incandescent |  | Globe | 3 | 40 | Dining Room
High bay | Linear Fluorescent | 48 | T-12 | 2 | 40 | Garage
Wall Mount | Incandescent |  | Standard A Lamp | 3 | 60 | Bathroom
Ceiling Fixture | Incandescent |  | Standard A Lamp | 2 | 60 | Hall
Recessed Can | Compact Fluorescent |  | Reflector | 1 | 15 | Kitchen
Ceiling Fixture | Incandescent |  | Standard A Lamp | 2 | 60 | Laundry Room
Ceiling Fan | Incandescent |  | Standard A Lamp | 3 | 60 | Living Room
Chandelier (Hanging) | Incandescent |  | Standard A Lamp | 3 | 60 | Living Room
Table | Incandescent |  | 3-Way Incandescent | 1 | 100 | Living Room
Table | Compact Fluorescent |  | Twist | 1 | 15 | Living Room
Wall Mount | Incandescent |  | Standard A Lamp | 2 | 40 | Bathroom
Wall Mount | Incandescent |  | Standard A Lamp | 2 | 60 | Bathroom
Ceiling Fixture | Incandescent |  | Standard A Lamp | 3 | 60 | Bedroom
Ceiling Fixture | Incandescent |  | Standard A Lamp | 2 | 60 | Closet
Wall Mount | Incandescent |  | Globe | 4 | 40 | Bathroom
Wall Mount | Incandescent |  | Globe | 6 | 40 | Bathroom
Ceiling Fixture | Incandescent |  | Standard A Lamp | 1 | 60 | Bathroom
Ceiling Fixture | Incandescent |  | Decorative | 1 | 40 | Bedroom
Recessed Can | Halogen |  | PAR | 1 | 30 | Bedroom
Ceiling Fixture | Linear Fluorescent | 48 | T-12 | 2 | 32 | Bedroom
Ceiling Fixture | Linear Fluorescent | 48 | T-12 | 2 | 40 | Office
Recessed Can | Halogen |  | PAR | 1 | 30 | Closet
Recessed Can | Halogen |  | PAR | 1 | 20 | Closet
Ceiling Fixture | Compact Fluorescent |  | Twist | 1 | 22 | Garage
Recessed Can | Halogen |  | PAR | 1 | 30 | Hall
Ceiling Fixture | Incandescent |  | Standard A Lamp | 4 | 40 | Kitchen
Recessed Can | Halogen |  | PAR | 1 | 30 | Kitchen
Recessed Can | Halogen |  | PAR | 1 | 20 | Laundry Room
Recessed Can | Halogen |  | PAR | 1 | 30 | Living Room
Recessed Can | Incandescent |  | Reflector | 1 | 40 | Master Bedroom
Ceiling Fixture | Incandescent |  | Standard A Lamp | 1 | 60 | Bathroom
Recessed Can | Incandescent |  | Reflector | 1 | 65 | Kitchen
Ceiling Fixture | Linear Fluorescent | 48 | T-12 | 2 | 32 | Other
Recessed Can | Halogen |  | PAR | 1 | 30 | Office
Table | Compact Fluorescent |  | Twist | 1 | 15 | Office
Ceiling Fixture | Incandescent |  | Standard A Lamp | 1 | 60 | Bathroom
Recessed Can | Incandescent |  | Standard A Lamp | 1 | 65 | Family Room
Chandelier (Hanging) | Incandescent |  | Standard A Lamp | 6 | 60 | Dining Room
Ceiling Fixture | Incandescent |  | Standard A Lamp | 1 | 60 | Hall
Recessed - other | Incandescent |  | Standard A Lamp | 1 | 60 | Living Room
Ceiling Fixture | Incandescent |  | Standard A Lamp | 1 | 60 | Living Room
Table | Incandescent |  | Standard A Lamp | 1 | 65 | Living Room
Ceiling Fixture | Incandescent |  | Standard A Lamp | 1 | 60 | Bedroom
Table | Incandescent |  | Standard A Lamp | 1 | 60 | Bedroom
Ceiling Fixture | Incandescent |  | Standard A Lamp | 1 | 60 | Hall
High bay | Incandescent |  | Standard A Lamp | 2 | 60 | Kitchen
Recessed - other | Incandescent |  | Standard A Lamp | 1 | 65 | Kitchen
Track | Incandescent |  | Standard A Lamp | 3 | 65 | Bedroom
Ceiling Fixture | Incandescent |  | Decorative | 1 | 60 | Bedroom
Table | Incandescent |  | Standard A Lamp | 1 | 60 | Bedroom
Recessed Can | Incandescent |  | Decorative | 1 | 40 | Bathroom
Ceiling Fixture | Incandescent |  | Standard A Lamp | 1 | 60 | Closet
Ceiling Fixture | Incandescent |  | Standard A Lamp | 1 | 60 | Other
Ceiling Fixture | Incandescent |  | Standard A Lamp | 1 | 60 | Bedroom
Table | Incandescent |  | Standard A Lamp | 1 | 60 | Bedroom
Recessed - other | Incandescent |  | Standard A Lamp | 1 | 60 | Closet
Ceiling Fixture | Incandescent |  | Standard A Lamp | 1 | 60 | Laundry Room
Wall Mount | Compact Fluorescent |  | Twist | 5 | 22 | Bathroom
Other | Other |  | LED Interior | 1 | 12 | Bathroom
Ceiling Fixture | Compact Fluorescent |  | Twist | 2 | 22 | Bedroom
Table | Incandescent |  | Standard A Lamp | 1 | 60 | Bedroom
Ceiling Fixture | Compact Fluorescent |  | Twist | 2 | 22 | Bedroom
Table | Incandescent |  | Standard A Lamp | 1 | 75 | Bedroom
Recessed Can | Incandescent |  | Reflector | 1 | 65 | Family Room
Table | Incandescent |  | Other | 1 | 10 | Family Room
Table | Compact Fluorescent |  | A shape bulb | 1 | 22 | Family Room
Torchiere | Compact Fluorescent |  | Twist | 1 | 22 | Hall
Recessed Can | Compact Fluorescent |  | Twist | 1 | 22 | Kitchen
Ceiling Fan | Incandescent |  | Globe | 4 | 40 | Kitchen
Recessed Can | Compact Fluorescent |  | Twist | 1 | 22 | Living Room
Floor lamp | Incandescent |  | Standard A Lamp | 1 | 75 | Living Room
Ceiling Fixture | Compact Fluorescent |  | Twist | 2 | 22 | Office
Table | Incandescent |  | Decorative | 1 | 25 | Office
Ceiling Fixture | Incandescent |  | Standard A Lamp | 1 | 60 | Other
Wall Mount | Compact Fluorescent |  | Twist | 2 | 22 | Bathroom
Ceiling Fixture | Incandescent |  | Standard A Lamp | 1 | 100 | Bathroom
Table | Incandescent |  | Decorative | 1 | 40 | Bedroom
Table | Compact Fluorescent |  | Twist | 1 | 22 | Bedroom
Ceiling Fixture | Compact Fluorescent |  | Twist | 1 | 15 | Closet
Ceiling Fan | Incandescent |  | Decorative | 4 | 40 | Family Room
Wall Mount | Incandescent |  | Decorative | 1 | 40 | Family Room
Floor lamp | Compact Fluorescent |  | Twist | 1 | 22 | Family Room
Wall Mount | Incandescent |  | Standard A Lamp | 2 | 40 | Family Room
Ceiling Fixture | Incandescent |  | Standard A Lamp | 2 | 75 | Kitchen
Ceiling Fixture | Linear Fluorescent | 48 | T-12 | 2 | 40 | Laundry Room
Table | Compact Fluorescent |  | Twist | 1 | 28 | Living Room
Floor lamp | Compact Fluorescent |  | Twist | 2 | 22 | Office
Ceiling Fixture | Incandescent |  | Standard A Lamp | 2 | 40 | Bedroom
Wall Mount | Incandescent |  | Standard A Lamp | 2 | 60 | Bathroom
Ceiling Fixture | Incandescent |  | Standard A Lamp | 1 | 60 | Hall
Wall Mount | Compact Fluorescent |  | Twist | 1 | 22 | Office
Ceiling Fixture | Incandescent |  | Standard A Lamp | 2 | 40 | Office
Ceiling Fixture | Incandescent |  | Globe | 6 | 60 | Bathroom
Ceiling Fixture | Incandescent |  | Standard A Lamp | 1 | 60 | Bathroom
Table | Incandescent |  | Standard A Lamp | 1 | 60 | Bedroom
Ceiling Fan | Incandescent |  | Standard A Lamp | 1 | 60 | Bedroom
Ceiling Fan | Compact Fluorescent |  | Twist | 3 | 15 | Bedroom
Table | Incandescent |  | Standard A Lamp | 1 | 60 | Bedroom
Ceiling Fixture | Incandescent |  | Standard A Lamp | 1 | 65 | Family Room
Table | Incandescent |  | Standard A Lamp | 1 | 75 | Family Room
Table | Incandescent |  | Standard A Lamp | 1 | 60 | Hall
Ceiling Fixture | Linear Fluorescent | 48 | T-8 | 4 | 32 | Kitchen
Ceiling Fixture | Linear Fluorescent | 48 | T-12 | 2 | 40 | Kitchen
Ceiling Fixture | Incandescent |  | Standard A Lamp | 1 | 60 | Laundry Room
Ceiling Fixture | Compact Fluorescent |  | Twist | 2 | 15 | Living Room
Table | Incandescent |  | Standard A Lamp | 1 | 75 | Living Room
Ceiling Fan | Compact Fluorescent |  | Twist | 2 | 15 | Living Room
Chandelier (Hanging) | Compact Fluorescent |  | Twist | 5 | 15 | Living Room
Wall Mount | Compact Fluorescent |  | Twist | 1 | 22 | Bathroom
Ceiling Fan | Compact Fluorescent |  | Pin base | 4 | 15 | Bedroom
Table | Compact Fluorescent |  | A shape bulb | 1 | 15 | Bedroom
Table | Compact Fluorescent |  | Twist | 1 | 15 | Bedroom
Table | Incandescent |  | Standard A Lamp | 1 | 25 | Bedroom
Chandelier (Hanging) | Halogen |  | Quartz Tube | 1 | 150 | Dining Room
Floor lamp | Incandescent |  | Standard A Lamp | 1 | 25 | Dining Room
Table | Incandescent |  | Standard A Lamp | 1 | 40 | Dining Room
Floor lamp | Incandescent |  | 3-Way Incandescent | 1 | 100 | Dining Room
Table | Compact Fluorescent |  | Twist | 1 | 15 | Family Room
Ceiling Fixture | Compact Fluorescent |  | Twist | 3 | 15 | Family Room
Torchiere | Halogen |  | Quartz Tube | 1 | 150 | Family Room
Floor lamp | Halogen |  | MR | 1 | 30 | Family Room
Ceiling Fan | Compact Fluorescent |  | Twist | 2 | 15 | Family Room
Table | Halogen |  | Quartz Tube | 1 | 75 | Family Room
Ceiling Fixture | Incandescent |  | Standard A Lamp | 1 | 100 | Garage
Ceiling Fixture | Compact Fluorescent |  | Twist | 1 | 28 | Garage
Garage door opener | Compact Fluorescent |  | Twist | 2 | 15 | Garage
Ceiling Fixture | Incandescent |  | Mini base | 2 | 40 | Hall
Ceiling Fixture | Compact Fluorescent |  | Twist | 1 | 22 | Hall
Wall Mount | Compact Fluorescent |  | Twist | 4 | 15 | Living Room
Floor lamp | Compact Fluorescent |  | Twist | 1 | 22 | Living Room
Floor lamp | Incandescent |  | Standard A Lamp | 3 | 60 | Living Room
Table | Incandescent |  | 3-Way Incandescent | 1 | 100 | Living Room
Floor lamp | Compact Fluorescent |  | Pin base | 1 | 15 | Living Room
Table | Halogen |  | Other | 1 | 30 | Living Room
Wall Mount | Compact Fluorescent |  | Globe | 4 | 15 | Bathroom
Ceiling Fan | Compact Fluorescent |  | Twist | 3 | 15 | Master Bedroom
Table | Compact Fluorescent |  | Twist | 1 | 22 | Master Bedroom
Table | Linear Fluorescent | 24 | T-8 | 1 | 16 | Office
Ceiling Fixture | Compact Fluorescent |  | Twist | 3 | 22 | Office
Recessed Can | Compact Fluorescent |  | Flood | 1 | 22 | Kitchen
Ceiling Fixture | Incandescent |  | Standard A Lamp | 1 | 75 | Kitchen
Ceiling Fixture | Compact Fluorescent |  | Twist | 1 | 23 | Other
Ceiling Fixture | Compact Fluorescent |  | Twist | 2 | 15 | Bathroom
Wall Mount | Compact Fluorescent |  | Twist | 1 | 13 | Bathroom
Ceiling Fixture | Compact Fluorescent |  | Twist | 2 | 13 | Bedroom
High bay | Linear Fluorescent | 48 | T-12 | 1 | 40 | Kitchen
Floor lamp | Compact Fluorescent |  | Twist | 1 | 23 | Living Room
Table | Compact Fluorescent |  | Other | 1 | 11 | Living Room
Floor lamp | Compact Fluorescent |  | Other | 1 | 11 | Living Room
Table | Incandescent |  | Standard A Lamp | 1 | 60 | Master Bedroom
Ceiling Fixture | Incandescent |  | Standard A Lamp | 2 | 60 | Master Bedroom
Ceiling Fixture | Compact Fluorescent |  | Twist | 2 | 15 | Office
Ceiling Fixture | Incandescent |  | Standard A Lamp | 1 | 60 | Bedroom
Ceiling Fixture | Incandescent |  | Standard A Lamp | 1 | 60 | Bedroom
Ceiling Fixture | Incandescent |  | Standard A Lamp | 1 | 60 | Bedroom
Wall Mount | Incandescent |  | Globe | 6 | 40 | Bathroom
Ceiling Fan | Compact Fluorescent |  | Twist | 4 | 15 | Kitchen
Other | Compact Fluorescent |  | Twist | 1 | 15 | Kitchen
Ceiling Fixture | Incandescent |  | Standard A Lamp | 1 | 60 | Laundry Room
Ceiling Fixture | Incandescent |  | Standard A Lamp | 2 | 60 | Living Room
Table | Halogen |  | MR | 1 | 50 | Living Room
Ceiling Fixture | Incandescent |  | Standard A Lamp | 2 | 60 | Bathroom
Track | Incandescent |  | Globe | 6 | 40 | Bathroom
Recessed Can | Incandescent |  | Heat Lamp | 1 | 75 | Bathroom
Ceiling Fixture | Incandescent |  | Standard A Lamp | 2 | 65 | Bedroom
Ceiling Fixture | Incandescent |  | Standard A Lamp | 2 | 65 | Bedroom
Wall Mount | Incandescent |  | Globe | 1 | 40 | Bedroom
Ceiling Fixture | Incandescent |  | Standard A Lamp | 2 | 65 | Family Room
Wall Mount | Incandescent |  | Globe | 2 | 40 | Family Room
Ceiling Fixture | Incandescent |  | Standard A Lamp | 2 | 60 | Hall
Recessed Can | Incandescent |  | Reflector | 1 | 65 | Hall
Wall Mount | Incandescent |  | Globe | 1 | 40 | Hall
Chandelier (Hanging) | Incandescent |  | Globe | 5 | 40 | Kitchen
Recessed Can | Incandescent |  | Reflector | 1 | 60 | Kitchen
Ceiling Fixture | Incandescent |  | Standard A Lamp | 2 | 60 | Kitchen
Ceiling Fixture | Incandescent |  | Standard A Lamp | 2 | 60 | Laundry Room
Torchiere | Compact Fluorescent |  | Twist | 1 | 28 | Living Room
Table | Compact Fluorescent |  | Twist | 1 | 28 | Living Room
Ceiling Fixture | Incandescent |  | Standard A Lamp | 2 | 60 | Living Room
Ceiling Fan | Compact Fluorescent |  | Twist | 4 | 28 | Living Room
Ceiling Fan | Compact Fluorescent |  | Twist | 4 | 28 | Master Bedroom
Table | Incandescent |  | Standard A Lamp | 1 | 60 | Master Bedroom
Recessed Can | Incandescent |  | Reflector | 1 | 60 | Master Bedroom
Wall Mount | Compact Fluorescent |  | Twist | 3 | 10 | Master Bedroom
Ceiling Fixture | Incandescent |  | Standard A Lamp | 2 | 60 | Other
Floor lamp | Compact Fluorescent |  | Twist | 1 | 28 | Other
Ceiling Fixture | Incandescent |  | Standard A Lamp | 2 | 60 | Other
Table | Incandescent |  | Reflector | 1 | 60 | Other
Ceiling Fixture | Incandescent |  | Standard A Lamp | 1 | 40 | Bathroom
Wall Mount | Compact Fluorescent |  | Twist | 1 | 15 | Bathroom
Ceiling Fixture | Incandescent |  | Standard A Lamp | 1 | 60 | Bedroom
Table | Incandescent |  | Standard A Lamp | 1 | 60 | Bedroom
Ceiling Fixture | Compact Fluorescent |  | Twist | 2 | 15 | Bedroom
Ceiling Fixture | Compact Fluorescent |  | Twist | 1 | 15 | Hall
Ceiling Fixture | Compact Fluorescent |  | Twist | 2 | 15 | Kitchen
Ceiling Fixture | Compact Fluorescent |  | Twist | 2 | 15 | Kitchen
Ceiling Fixture | Incandescent |  | Standard A Lamp | 1 | 60 | Living Room
Table | Incandescent |  | Standard A Lamp | 1 | 60 | Office
Ceiling Fixture | Incandescent |  | Standard A Lamp | 1 | 60 | Office
Ceiling Fixture | Incandescent |  | Standard A Lamp | 1 | 60 | Other
Wall Mount | Incandescent |  | Clear | 3 | 40 | Bathroom
Ceiling Fan | Incandescent |  | Heat Lamp | 1 | 150 | Bathroom
Wall Mount | Incandescent |  | Standard A Lamp | 6 | 40 | Bathroom
Ceiling Fixture | Incandescent |  | Standard A Lamp | 2 | 60 | Bedroom
Ceiling Fixture | Incandescent |  | Standard A Lamp | 2 | 60 | Bedroom
Ceiling Fixture | Incandescent |  | Standard A Lamp | 1 | 60 | Closet
Ceiling Fan | Incandescent |  | Standard A Lamp | 5 | 40 | Dining Room
Ceiling Fixture | Incandescent |  | Standard A Lamp | 1 | 60 | Hall
Ceiling Fixture | Linear Fluorescent | 48 | T-12 | 2 | 32 | Kitchen
Floor lamp | Incandescent |  | Standard A Lamp | 1 | 100 | Living Room
Ceiling Fan | Incandescent |  | Clear | 3 | 25 | Master Bedroom
Table | Incandescent |  | Standard A Lamp | 1 | 100 | Master Bedroom
Track | Compact Fluorescent |  | Twist | 3 | 15 | Office
Chandelier (Hanging) | Compact Fluorescent |  | Twist | 1 | 15 | Office
Wall Mount | Compact Fluorescent |  | Twist | 3 | 15 | Bathroom
Ceiling Fixture | Incandescent |  | Standard A Lamp | 1 | 60 | Bathroom
Ceiling Fixture | Compact Fluorescent |  | Twist | 2 | 15 | Bedroom
Recessed Can | Incandescent |  | Clear | 1 | 65 | Dining Room
Ceiling Fan | Compact Fluorescent |  | Twist | 4 | 15 | Dining Room
Ceiling Fixture | Compact Fluorescent |  | Twist | 2 | 15 | Hall
Ceiling Fixture | Linear Fluorescent | 24 | T-8 | 2 | 20 | Hall
Recessed Can | Incandescent |  | Reflector | 1 | 65 | Kitchen
Architectural | Halogen |  | MR | 1 | 20 | Kitchen
Ceiling Fixture | Linear Fluorescent | 48 | T-12 | 2 | 40 | Laundry Room
Wall Mount | Compact Fluorescent |  | Globe | 6 | 15 | Bathroom
Wall Mount | Compact Fluorescent |  | Twist | 1 | 15 | Bathroom
Ceiling Fan | Incandescent |  | Standard A Lamp | 4 | 60 | Bedroom
Table | Incandescent |  | Decorative | 1 | 5 | Bedroom
Table | Incandescent |  | Standard A Lamp | 1 | 60 | Bedroom
Floor lamp | Compact Fluorescent |  | Twist | 1 | 22 | Bedroom
Table | Incandescent |  | Mini base | 1 | 5 | Bedroom
Ceiling Fixture | Linear Fluorescent | 48 | T-12 | 2 | 40 | Office
Table | Compact Fluorescent |  | Pin base | 1 | 22 | Office
Ceiling Fixture | Linear Fluorescent | 48 | T-12 | 2 | 40 | Office
Torchiere | Halogen |  | Quartz Tube | 1 | 100 | Office
Table | Incandescent |  | Standard A Lamp | 1 | 60 | Office
Table | Compact Fluorescent |  | Twist | 1 | 15 | Office
Ceiling Fixture | Compact Fluorescent |  | Twist | 1 | 15 | Other
Ceiling Fixture | Incandescent |  | Standard A Lamp | 2 | 60 | Hall
Table | Compact Fluorescent |  | Twist | 1 | 15 | Family Room
Torchiere | Compact Fluorescent |  | Twist | 1 | 22 | Family Room
Floor lamp | Compact Fluorescent |  | Twist | 2 | 15 | Family Room
Torchiere | Halogen |  | Quartz Tube | 1 | 300 | Family Room
Ceiling Fixture | Incandescent |  | Standard A Lamp | 1 | 75 | Bathroom
Ceiling Fixture | Compact Fluorescent |  | Twist | 1 | 15 | Hall
Wall Mount | Incandescent |  | Standard A Lamp | 1 | 75 | Hall
Ceiling Fan | Compact Fluorescent |  | Twist | 1 | 22 | Bedroom
Wall Mount | Compact Fluorescent |  | Twist | 1 | 15 | Bedroom
Ceiling Fixture | Compact Fluorescent |  | Twist | 1 | 22 | Hall
Wall Mount | Compact Fluorescent |  | Twist | 2 | 22 | Bathroom
Ceiling Fixture | Compact Fluorescent |  | Twist | 2 | 15 | Bedroom
Recessed Can | Incandescent |  | Reflector | 1 | 42 | Bedroom
Ceiling Fixture | Compact Fluorescent |  | Twist | 1 | 15 | Other
Ceiling Fixture | Incandescent |  | Standard A Lamp | 1 | 75 | Other
Ceiling Fixture | Compact Fluorescent |  | Twist | 1 | 15 | Family Room
Track | Halogen |  | MR | 3 | 30 | Family Room
Ceiling Fixture | Compact Fluorescent |  | Twist | 1 | 15 | Other
Ceiling Fixture | Compact Fluorescent |  | Twist | 1 | 15 | Family Room
Floor lamp | Compact Fluorescent |  | Twist | 2 | 15 | Family Room
Ceiling Fixture | Linear Fluorescent | 48 | T-12 | 2 | 40 | Other
Table | Compact Fluorescent |  | Twist | 1 | 15 | Master Bedroom
Ceiling Fan | Incandescent |  | Decorative | 4 | 60 | Master Bedroom
Ceiling Fixture | Compact Fluorescent |  | Twist | 3 | 15 | Kitchen
Chandelier (Hanging) | Compact Fluorescent |  | Twist | 4 | 15 | Kitchen
Table | Compact Fluorescent |  | Twist | 1 | 15 | Living Room
Ceiling Fixture | Compact Fluorescent |  | Twist | 1 | 15 | Hall
Ceiling Fixture | Compact Fluorescent |  | Twist | 2 | 15 | Office
Table | Incandescent |  | Standard A Lamp | 1 | 75 | Office
Wall Mount | Compact Fluorescent |  | Twist | 2 | 15 | Bathroom
Ceiling Fixture | Compact Fluorescent |  | Twist | 1 | 15 | Bathroom
Ceiling Fixture | Compact Fluorescent |  | Twist | 2 | 15 | Bedroom
Table | Incandescent |  | Standard A Lamp | 1 | 60 | Bedroom
Ceiling Fixture | Compact Fluorescent |  | Twist | 2 | 15 | Bedroom
Wall Mount | Compact Fluorescent |  | A shape bulb | 5 | 15 | Bathroom
Wall Mount | Incandescent |  | Standard A Lamp | 5 | 60 | Bathroom
Ceiling Fixture | Compact Fluorescent |  | Twist | 2 | 15 | Bathroom
Recessed Can | Compact Fluorescent |  | Reflector | 1 | 15 | Bathroom
Chandelier (Hanging) | Incandescent |  | Mini base | 5 | 40 | Hall
Ceiling Fixture | Compact Fluorescent |  | Twist | 1 | 15 | Hall
Floor lamp | Compact Fluorescent |  | Twist | 1 | 15 | Family Room
Ceiling Fixture | Compact Fluorescent |  | Twist | 1 | 15 | Hall
Ceiling Fixture | Compact Fluorescent |  | Twist | 1 | 15 | Bedroom
Ceiling Fixture | Compact Fluorescent |  | Twist | 1 | 22 | Bedroom
Ceiling Fixture | Incandescent |  | Standard A Lamp | 1 | 75 | Bathroom
Wall Mount | Incandescent |  | Globe | 2 | 40 | Bathroom
Wall Mount | Compact Fluorescent |  | Twist | 2 | 7 | Bathroom
Ceiling Fixture | Compact Fluorescent |  | Twist | 2 | 15 | Laundry Room
Ceiling Fixture | Incandescent |  | Standard A Lamp | 1 | 60 | Bedroom
Floor lamp | Incandescent |  | Standard A Lamp | 1 | 75 | Bedroom
Table | Incandescent |  | Standard A Lamp | 1 | 60 | Bedroom
Ceiling Fixture | Compact Fluorescent |  | Twist | 1 | 13 | Bedroom
Ceiling Fan | Compact Fluorescent |  | Twist | 4 | 22 | Master Bedroom
Table | Incandescent |  | Standard A Lamp | 1 | 60 | Master Bedroom
Table | Compact Fluorescent |  | Twist | 1 | 13 | Master Bedroom
Garage door opener | Incandescent |  | Standard A Lamp | 1 | 60 | Garage
Ceiling Fixture | Incandescent |  | Standard A Lamp | 1 | 300 | Garage
Ceiling Fixture | Incandescent |  | Standard A Lamp | 1 | 150 | Garage
Wall Mount | Incandescent |  | Reflector | 2 | 150 | Garage
Ceiling Fixture | Incandescent |  | Standard A Lamp | 1 | 60 | Hall
Ceiling Fan | Compact Fluorescent |  | Twist | 3 | 22 | Hall
Ceiling Fixture | Incandescent |  | Standard A Lamp | 1 | 60 | Hall
Recessed Can | Incandescent |  | Reflector | 1 | 25 | Hall
Ceiling Fixture | Compact Fluorescent |  | Twist | 2 | 15 | Laundry Room
Floor lamp | Incandescent |  | Standard A Lamp | 2 | 40 | Laundry Room
Ceiling Fan | Incandescent |  | Clear | 4 | 40 | Living Room
Table | Compact Fluorescent |  | Twist | 1 | 15 | Living Room
Ceiling Fixture | Incandescent |  | Standard A Lamp | 1 | 75 | Other
Ceiling Fixture | Incandescent |  | Standard A Lamp | 1 | 60 | Office
Table | Incandescent |  | Other | 1 | 100 | Office
Ceiling Fixture | Incandescent |  | Standard A Lamp | 2 | 60 | Bathroom
Wall Mount | Incandescent |  | Standard A Lamp | 1 | 60 | Bathroom
Wall Mount | Compact Fluorescent |  | Twist | 1 | 22 | Hall
Ceiling Fixture | Compact Fluorescent |  | Twist | 2 | 22 | Other
Wall Mount | Incandescent |  | Globe | 5 | 40 | Bathroom
Wall Mount | Incandescent |  | Globe | 6 | 40 | Bathroom
Ceiling Fixture | Incandescent |  | Standard A Lamp | 1 | 60 | Bedroom
Ceiling Fixture | Incandescent |  | Standard A Lamp | 1 | 65 | Bedroom
Wall Mount | Incandescent |  | Globe | 4 | 40 | Bedroom
Ceiling Fixture | Incandescent |  | Standard A Lamp | 1 | 60 | Bedroom
Ceiling Fixture | Incandescent |  | Standard A Lamp | 2 | 60 | Bedroom
Ceiling Fixture | Incandescent |  | Standard A Lamp | 2 | 60 | Office
Ceiling Fixture | Compact Fluorescent |  | Twist | 2 | 22 | Family Room
Table | Compact Fluorescent |  | Twist | 1 | 15 | Family Room
Wall Mount | Incandescent |  | Standard A Lamp | 2 | 40 | Hall
Ceiling Fixture | Incandescent |  | Standard A Lamp | 1 | 65 | Closet
Ceiling Fixture | Incandescent |  | Standard A Lamp | 2 | 60 | Closet
Ceiling Fixture | Incandescent |  | Clear | 5 | 60 | Dining Room
Ceiling Fixture | Incandescent |  | Decorative | 3 | 25 | Hall
Recessed Can | Incandescent |  | Reflector | 1 | 75 | Kitchen
Ceiling Fixture | Incandescent |  | Standard A Lamp | 1 | 60 | Laundry Room
Ceiling Fan | Incandescent |  | Clear | 4 | 60 | Living Room
Table | Compact Fluorescent |  | Twist | 1 | 15 | Living Room
Ceiling Fixture | Incandescent |  | Standard A Lamp | 1 | 65 | Master Bedroom
Table | Compact Fluorescent |  | Twist | 1 | 15 | Master Bedroom
Ceiling Fixture | Incandescent |  | Standard A Lamp | 1 | 60 | Hall
Ceiling Fixture | Incandescent |  | Standard A Lamp | 1 | 60 | Bathroom
Recessed Can | Incandescent |  | Reflector | 1 | 65 | Bathroom
Chandelier (Hanging) | Incandescent |  | Standard A Lamp | 5 | 60 | Family Room
Recessed Can | Incandescent |  | Reflector | 1 | 65 | Family Room
Ceiling Fixture | Compact Fluorescent |  | Twist | 1 | 15 | Garage
Recessed Can | Incandescent |  | Reflector | 1 | 65 | Kitchen
Wall Mount | Linear Fluorescent | 24 | T-12 | 1 | 20 | Kitchen
Ceiling Fixture | Linear Fluorescent | 48 | T-12 | 4 | 40 | Laundry Room
Recessed Can | Incandescent |  | Reflector | 1 | 65 | Living Room
Recessed Can | Incandescent |  | Reflector | 1 | 65 | Master Bedroom
Ceiling Fan | Incandescent |  | Standard A Lamp | 2 | 60 | Master Bedroom
Recessed Can | Incandescent |  | Reflector | 1 | 65 | Bathroom
Ceiling Fixture | Incandescent |  | Standard A Lamp | 1 | 60 | Bathroom
Ceiling Fixture | Linear Fluorescent | 48 | T-12 | 4 | 40 | Closet
Exterior | Incandescent |  | Standard A Lamp | 1 | 100 | Other
Ceiling Fixture | Linear Fluorescent | 48 | T-12 | 4 | 40 | Other
Ceiling Fixture | Incandescent |  | Standard A Lamp | 1 | 60 | Other
Chandelier (Hanging) | Incandescent |  | Standard A Lamp | 4 | 60 | Bedroom
Recessed Can | Incandescent |  | Reflector | 1 | 65 | Bedroom
Ceiling Fixture | Incandescent |  | Standard A Lamp | 1 | 60 | Bathroom
Wall Mount | Incandescent |  | Standard A Lamp | 4 | 60 | Bathroom
Ceiling Fixture | Incandescent |  | Standard A Lamp | 1 | 60 | Bedroom
Wall Mount | Compact Fluorescent |  | Twist | 6 | 15 | Bathroom
Chandelier (Hanging) | Incandescent |  | Globe | 1 | 100 | Dining Room
Ceiling Fixture | Compact Fluorescent |  | Twist | 2 | 15 | Family Room
Table | Incandescent |  | Standard A Lamp | 1 | 75 | Family Room
Other | Halogen |  | Quartz Tube | 1 | 150 | Family Room
Garage door opener | Incandescent |  | Standard A Lamp | 1 | 60 | Garage
Ceiling Fixture | Linear Fluorescent | 48 | T-12 | 2 | 40 | Garage
Other | Other |  | Other | 1 | 12 | Garage
Ceiling Fixture | Incandescent |  | Mini base | 3 | 25 | Hall
Ceiling Fixture | Incandescent |  | Standard A Lamp | 2 | 60 | Bedroom
Ceiling Fixture | Linear Fluorescent | 48 | T-12 | 2 | 40 | Kitchen
Ceiling Fixture | Linear Fluorescent | 24 | T-12 | 2 | 20 | Laundry Room
Table | Compact Fluorescent |  | Pin base | 1 | 28 | Living Room
Table | Incandescent |  | 3-Way Incandescent | 1 | 100 | Living Room
Ceiling Fan | Incandescent |  | Globe | 3 | 40 | Master Bedroom
Wall Mount | Incandescent |  | Clear | 3 | 60 | Bathroom
Wall Mount | Compact Fluorescent |  | Twist | 3 | 13 | Bathroom
Ceiling Fixture | Incandescent |  | Standard A Lamp | 1 | 40 | Bathroom
Wall Mount | Incandescent |  | Standard A Lamp | 2 | 60 | Bathroom
Wall Mount | Compact Fluorescent |  | Twist | 2 | 13 | Bathroom
Chandelier (Hanging) | Compact Fluorescent |  | Twist | 2 | 13 | Bedroom
Ceiling Fixture | Incandescent |  | Standard A Lamp | 1 | 60 | Bedroom
Recessed Can | Incandescent |  | Reflector | 1 | 65 | Other
Ceiling Fixture | Linear Fluorescent | 48 | T-8 | 4 | 32 | Garage
Ceiling Fixture | Incandescent |  | Standard A Lamp | 1 | 60 | Garage
Ceiling Fixture | Linear Fluorescent | 48 | T-12 | 2 | 40 | Garage
Garage door opener | Incandescent |  | Standard A Lamp | 1 | 60 | Garage
Recessed Can | Incandescent |  | Reflector | 1 | 65 | Hall
Recessed Can | Incandescent |  | Reflector | 1 | 65 | Kitchen
Recessed Can | Compact Fluorescent |  | Reflector | 1 | 15 | Kitchen
Floor lamp | Incandescent |  | Standard A Lamp | 1 | 60 | Laundry Room
Ceiling Fixture | Incandescent |  | Standard A Lamp | 1 | 60 | Laundry Room
Chandelier (Hanging) | Incandescent |  | Standard A Lamp | 3 | 60 | Living Room
Chandelier (Hanging) | Incandescent |  | Standard A Lamp | 3 | 60 | Master Bedroom
Floor lamp | Compact Fluorescent |  | Twist | 1 | 13 | Master Bedroom
Ceiling Fixture | Incandescent |  | Standard A Lamp | 1 | 60 | Other
Ceiling Fixture | Incandescent |  | Standard A Lamp | 1 | 60 | Garage
Ceiling Fixture | Compact Fluorescent |  | Twist | 1 | 22 | Bedroom
Ceiling Fixture | Incandescent |  | Standard A Lamp | 1 | 60 | Bedroom
Floor lamp | Compact Fluorescent |  | Twist | 2 | 28 | Dining Room
Ceiling Fixture | Compact Fluorescent |  | A shape bulb | 1 | 22 | Garage
Low bay | Linear Fluorescent | 48 | T-8 | 2 | 32 | Garage
Ceiling Fixture | Compact Fluorescent |  | Twist | 1 | 22 | Hall
Recessed Can | Incandescent |  | Reflector | 1 | 65 | Kitchen
Track | Halogen |  | PAR | 1 | 30 | Kitchen
Chandelier (Hanging) | Incandescent |  | Decorative | 6 | 40 | Living Room
Ceiling Fixture | Incandescent |  | Standard A Lamp | 1 | 60 | Bathroom
Chandelier (Hanging) | Compact Fluorescent |  | Twist | 2 | 15 | Master Bedroom
Table | Compact Fluorescent |  | Twist | 1 | 15 | Master Bedroom
Chandelier (Hanging) | Compact Fluorescent |  | Twist | 2 | 15 | Bedroom
Table | Compact Fluorescent |  | Twist | 1 | 22 | Bedroom
Table | Compact Fluorescent |  | Twist | 1 | 22 | Laundry Room
Wall Mount | Incandescent |  | Globe | 6 | 40 | Closet
Wall Mount | Incandescent |  | Globe | 3 | 40 | Bathroom
Ceiling Fixture | Compact Fluorescent |  | Twist | 2 | 15 | Bathroom
Ceiling Fixture | Compact Fluorescent |  | Twist | 2 | 15 | Master Bedroom
Table | Incandescent |  | Decorative | 1 | 150 | Master Bedroom
Floor lamp | Incandescent |  | Standard A Lamp | 3 | 100 | Master Bedroom
Table | Incandescent |  | Decorative | 3 | 40 | Master Bedroom
Table | Incandescent |  | Standard A Lamp | 1 | 100 | Master Bedroom
Ceiling Fixture | Compact Fluorescent |  | Twist | 2 | 15 | Bedroom
Table | Incandescent |  | Standard A Lamp | 1 | 40 | Bedroom
Table | Compact Fluorescent |  | Twist | 1 | 15 | Bedroom
Ceiling Fixture | Compact Fluorescent |  | Twist | 1 | 22 | Garage
Ceiling Fixture | Linear Fluorescent | 48 | T-8 | 2 | 32 | Garage
Garage door opener | Incandescent |  | Standard A Lamp | 1 | 100 | Garage
Ceiling Fixture | Compact Fluorescent |  | Twist | 2 | 15 | Hall
Wall Mount | Incandescent |  | Mini base | 1 | 25 | Hall
Ceiling Fixture | Compact Fluorescent |  | Twist | 2 | 15 | Kitchen
Ceiling Fixture | Incandescent |  | Standard A Lamp | 1 | 100 | Kitchen
Other | Incandescent |  | Reflector | 2 | 25 | Kitchen
Wall Mount | Incandescent |  | Mini base | 1 | 25 | Kitchen
Ceiling Fixture | Compact Fluorescent |  | Twist | 2 | 15 | Laundry Room
Ceiling Fixture | Compact Fluorescent |  | Twist | 2 | 15 | Living Room
Table | Incandescent |  | Standard A Lamp | 1 | 100 | Living Room
Torchiere | Incandescent |  | Standard A Lamp | 1 | 100 | Living Room
Wall Mount | Incandescent |  | Globe | 3 | 40 | Bathroom
Ceiling Fixture | Compact Fluorescent |  | Twist | 2 | 15 | Other
Ceiling Fixture | Compact Fluorescent |  | Twist | 2 | 22 | Other
Ceiling Fixture | Linear Fluorescent | 48 | T-8 | 2 | 32 | Office
Table | Incandescent |  | Standard A Lamp | 1 | 40 | Office
Ceiling Fixture | Linear Fluorescent | 48 | T-8 | 2 | 32 | Other
Wall Mount | Incandescent |  | Standard A Lamp | 2 | 65 | Bathroom
Ceiling Fixture | Incandescent |  | Standard A Lamp | 2 | 65 | Bedroom
Ceiling Fixture | Incandescent |  | Standard A Lamp | 1 | 65 | Bedroom
Ceiling Fixture | Incandescent |  | Standard A Lamp | 1 | 65 | Bedroom
Chandelier (Hanging) | Incandescent |  | Standard A Lamp | 5 | 65 | Dining Room
Ceiling Fixture | Linear Fluorescent | 48 | T-12 | 4 | 40 | Hall
Ceiling Fixture | Incandescent |  | Standard A Lamp | 1 | 60 | Laundry Room
Table | Compact Fluorescent |  | Twist | 1 | 22 | Living Room
Floor lamp | Incandescent |  | Standard A Lamp | 1 | 75 | Living Room
Ceiling Fixture | Incandescent |  | Standard A Lamp | 1 | 60 | Closet
Ceiling Fixture | Linear Fluorescent | 48 | T-12 | 4 | 40 | Garage
Wall Mount | Incandescent |  | Standard A Lamp | 2 | 60 | Bathroom
Ceiling Fixture | Incandescent |  | Standard A Lamp | 1 | 60 | Bedroom
Table | Incandescent |  | Standard A Lamp | 1 | 60 | Bedroom
Ceiling Fixture | Incandescent |  | Standard A Lamp | 1 | 60 | Bedroom
Floor lamp | Incandescent |  | Standard A Lamp | 1 | 60 | Bedroom
Ceiling Fixture | Incandescent |  | Standard A Lamp | 1 | 60 | Garage
Ceiling Fixture | Incandescent |  | Standard A Lamp | 2 | 60 | Kitchen
Ceiling Fixture | Incandescent |  | Standard A Lamp | 1 | 60 | Laundry Room
Table | Incandescent |  | Standard A Lamp | 1 | 60 | Living Room
Ceiling Fixture | Halogen |  | Other | 2 | 60 | Bathroom
Ceiling Fixture | Compact Fluorescent |  | Pin base | 1 | 27 | Bathroom
Wall Mount | Incandescent |  | Standard A Lamp | 4 | 80 | Bathroom
Ceiling Fan | Incandescent |  | Decorative | 3 | 60 | Bedroom
Ceiling Fan | Incandescent |  | Decorative | 3 | 60 | Bedroom
Ceiling Fan | Incandescent |  | Decorative | 3 | 60 | Bedroom
Wall Mount | Linear Fluorescent | 12 | T-8 | 1 | 15 | Closet
Chandelier (Hanging) | Compact Fluorescent |  | Globe | 3 | 11 | Dining Room
Chandelier (Hanging) | Incandescent |  | Standard A Lamp | 2 | 100 | Hall
Chandelier (Hanging) | Incandescent |  | Clear | 3 | 60 | Family Room
Table | Incandescent |  | Other | 1 | 40 | Family Room
Table | Incandescent |  | 3-Way Incandescent | 1 | 100 | Family Room
Ceiling Fixture | Incandescent |  | Standard A Lamp | 1 | 60 | Garage
Ceiling Fixture | Incandescent |  | Standard A Lamp | 2 | 75 | Hall
Ceiling Fixture | Incandescent |  | Standard A Lamp | 2 | 60 | Hall
Recessed Can | Incandescent |  | Reflector | 1 | 65 | Kitchen
Recessed Can | Compact Fluorescent |  | Straight Tube | 1 | 11 | Kitchen
Architectural | Halogen |  | Other | 1 | 20 | Kitchen
Ceiling Fixture | Compact Fluorescent |  | Twist | 2 | 19 | Laundry Room
Ceiling Fixture | Compact Fluorescent |  | Twist | 1 | 23 | Laundry Room
Recessed Can | Incandescent |  | Reflector | 1 | 65 | Living Room
Floor lamp | Incandescent |  | Standard A Lamp | 1 | 60 | Living Room
Table | Incandescent |  | Clear | 1 | 100 | Living Room
Ceiling Fixture | Incandescent |  | Standard A Lamp | 2 | 100 | Bathroom
Wall Mount | Incandescent |  | Standard A Lamp | 3 | 100 | Bathroom
Ceiling Fan | Incandescent |  | Decorative | 4 | 60 | Master Bedroom
Architectural | Incandescent |  | Mini base | 3 | 40 | Master Bedroom
Ceiling Fixture | Linear Fluorescent | 48 | T-8 | 4 | 32 | Office
Ceiling Fixture | Compact Fluorescent |  | Twist | 1 | 28 | Other
Ceiling Fixture | Compact Fluorescent |  | Circline (Screw Base) | 1 | 28 | Other
Ceiling Fixture | Incandescent |  | Standard A Lamp | 1 | 65 | Other
Ceiling Fixture | Incandescent |  | Standard A Lamp | 1 | 100 | Other
Table | Incandescent |  | Standard A Lamp | 1 | 65 | Other
Ceiling Fixture | Incandescent |  | Reflector | 1 | 60 | Bathroom
Table | Incandescent |  | Standard A Lamp | 1 | 65 | Bedroom
Ceiling Fan | Incandescent |  | Standard A Lamp | 1 | 75 | Bedroom
Ceiling Fixture | Compact Fluorescent |  | Twist | 1 | 28 | Bedroom
Ceiling Fixture | Incandescent |  | Standard A Lamp | 4 | 60 | Dining Room
Ceiling Fixture | Incandescent |  | Reflector | 1 | 65 | Other
Floor lamp | Compact Fluorescent |  | Twist | 5 | 22 | Family Room
Floor lamp | Incandescent |  | Globe | 3 | 100 | Family Room
Ceiling Fixture | Incandescent |  | Standard A Lamp | 1 | 100 | Family Room
Ceiling Fixture | Linear Fluorescent | 48 | T-4 | 2 | 40 | Garage
Ceiling Fixture | Incandescent |  | Standard A Lamp | 1 | 75 | Kitchen
Ceiling Fixture | Incandescent |  | Standard A Lamp | 3 | 60 | Bedroom
Table | Incandescent |  | 3-Way Incandescent | 1 | 70 | Bedroom
Ceiling Fixture | Incandescent |  | Decorative | 3 | 40 | Bedroom
Chandelier (Hanging) | Incandescent |  | Standard A Lamp | 5 | 60 | Dining Room
Ceiling Fixture | Incandescent |  | Standard A Lamp | 1 | 60 | Closet
Wall Mount | Incandescent |  | Standard A Lamp | 1 | 60 | Closet
Ceiling Fixture | Incandescent |  | Standard A Lamp | 1 | 60 | Bedroom
Chandelier (Hanging) | Incandescent |  | Standard A Lamp | 6 | 60 | Dining Room
Wall Mount | Incandescent |  | Standard A Lamp | 3 | 60 | Bathroom
Table | Incandescent |  | Standard A Lamp | 1 | 60 | Office
Ceiling Fixture | Compact Fluorescent |  | Twist | 2 | 15 | Office
Ceiling Fixture | Incandescent |  | Decorative | 3 | 40 | Family Room
Chandelier (Hanging) | Incandescent |  | Standard A Lamp | 3 | 60 | Hall
Ceiling Fixture | Incandescent |  | Standard A Lamp | 1 | 60 | Garage
Garage door opener | Incandescent |  | Standard A Lamp | 1 | 60 | Garage
Recessed Can | Compact Fluorescent |  | Reflector | 1 | 23 | Hall
Recessed Can | Incandescent |  | Reflector | 1 | 65 | Hall
Recessed Can | Incandescent |  | Reflector | 1 | 65 | Kitchen
Recessed Can | Compact Fluorescent |  | Reflector | 1 | 15 | Kitchen
Ceiling Fixture | Incandescent |  | Standard A Lamp | 2 | 60 | Laundry Room
Ceiling Fan | Incandescent |  | Standard A Lamp | 3 | 60 | Living Room
Table | Incandescent |  | Clear | 1 | 60 | Living Room
Table | Compact Fluorescent |  | Twist | 2 | 13 | Living Room
Wall Mount | Incandescent |  | Mini base | 3 | 40 | Bathroom
Recessed Can | Halogen |  | PAR | 1 | 90 | Bathroom
Ceiling Fixture | Compact Fluorescent |  | Twist | 2 | 15 | Master Bedroom
Table | Compact Fluorescent |  | Twist | 1 | 15 | Master Bedroom
Ceiling Fixture | Incandescent |  | Standard A Lamp | 1 | 60 | Closet
Ceiling Fixture | Incandescent |  | Standard A Lamp | 1 | 60 | Closet
Wall Mount | Incandescent |  | Standard A Lamp | 2 | 60 | Bathroom
Wall Mount | Compact Fluorescent |  | Twist | 2 | 15 | Bathroom
Recessed Can | Compact Fluorescent |  | Reflector | 1 | 23 | Hall
Ceiling Fixture | Halogen |  | MR | 3 | 50 | Hall
Ceiling Fixture | Incandescent |  | Standard A Lamp | 2 | 60 | Bathroom
Ceiling Fan | Compact Fluorescent |  | Twist | 2 | 15 | Living Room
Recessed Can | Incandescent |  | Reflector | 1 | 60 | Living Room
Table | Compact Fluorescent |  | Twist | 1 | 15 | Living Room
Wall Mount | Compact Fluorescent |  | Twist | 1 | 15 | Bathroom
Ceiling Fan | Compact Fluorescent |  | Twist | 2 | 15 | Bedroom
Table | Compact Fluorescent |  | Twist | 1 | 15 | Bedroom
Table | Incandescent |  | Standard A Lamp | 1 | 100 | Bedroom
Ceiling Fixture | Linear Fluorescent | 48 | T-8 | 2 | 32 | Closet
Wall Mount | Linear Fluorescent | 21 | T-5 | 1 | 8 | Closet
Chandelier (Hanging) | Incandescent |  | Standard A Lamp | 2 | 60 | Family Room
Ceiling Fan | Compact Fluorescent |  | Twist | 3 | 15 | Family Room
Table | Compact Fluorescent |  | Twist | 1 | 15 | Family Room
Table | Compact Fluorescent |  | Straight Tube | 1 | 28 | Family Room
Torchiere | Incandescent |  | 3-Way Incandescent | 1 | 100 | Family Room
Ceiling Fixture | Linear Fluorescent | 48 | T-8 | 2 | 32 | Laundry Room
Ceiling Fixture | Linear Fluorescent | 48 | T-12 | 2 | 40 | Garage
Recessed Can | Incandescent |  | Reflector | 1 | 60 | Kitchen
Ceiling Fixture | Halogen |  | MR | 3 | 50 | Kitchen
Chandelier (Hanging) | Incandescent |  | Standard A Lamp | 5 | 60 | Dining Room
Ceiling Fixture | Incandescent |  | Standard A Lamp | 1 | 40 | Hall
Wall Mount | Compact Fluorescent |  | Twist | 4 | 15 | Bathroom
Ceiling Fixture | Incandescent |  | Standard A Lamp | 1 | 40 | Closet
Ceiling Fan | Incandescent |  | Standard A Lamp | 1 | 60 | Bedroom
Table | Incandescent |  | Standard A Lamp | 1 | 60 | Bedroom
Ceiling Fan | Compact Fluorescent |  | Twist | 1 | 15 | Bedroom
Floor lamp | Incandescent |  | Standard A Lamp | 1 | 100 | Bedroom
Chandelier (Hanging) | Incandescent |  | Standard A Lamp | 1 | 60 | Hall
Chandelier (Hanging) | Incandescent |  | Standard A Lamp | 5 | 60 | Hall
Wall Mount | Incandescent |  | Globe | 4 | 40 | Bathroom
Wall Mount | Other |  | LED Interior | 3 | 12 | Bathroom
Recessed Can | Other |  | LED Interior | 1 | 12 | Bathroom
Recessed Can | Incandescent |  | Reflector | 1 | 65 | Bathroom
Ceiling Fan | Compact Fluorescent |  | Twist | 4 | 15 | Bedroom
Table | Compact Fluorescent |  | Twist | 1 | 15 | Bedroom
Table | Incandescent |  | Standard A Lamp | 1 | 60 | Bedroom
Ceiling Fixture | Incandescent |  | Standard A Lamp | 1 | 100 | Garage
Ceiling Fixture | Linear Fluorescent | 48 | T-12 | 2 | 40 | Garage
Garage door opener | Incandescent |  | Standard A Lamp | 1 | 100 | Garage
Ceiling Fixture | Incandescent |  | Mini base | 3 | 40 | Hall
Ceiling Fixture | Incandescent |  | Mini base | 3 | 40 | Kitchen
Ceiling Fixture | Compact Fluorescent |  | Twist | 2 | 15 | Kitchen
Table | Incandescent |  | Standard A Lamp | 1 | 75 | Living Room
Ceiling Fan | Other |  | LED Interior | 4 | 12 | Living Room
Recessed Can | Compact Fluorescent |  | Reflector | 1 | 15 | Bedroom
Wall Mount | Incandescent |  | Heat Lamp | 1 | 40 | Bedroom
Ceiling Fixture | Compact Fluorescent |  | Circline (Screw Base) | 1 | 22 | Bedroom
Recessed Can | Compact Fluorescent |  | Reflector | 1 | 15 | Laundry Room
Wall Mount | Compact Fluorescent |  | Twist | 1 | 15 | Laundry Room
Ceiling Fixture | Incandescent |  | Mini base | 3 | 40 | Bedroom
Recessed Can | Compact Fluorescent |  | Reflector | 1 | 15 | Hall
Ceiling Fixture | Compact Fluorescent |  | Twist | 1 | 22 | Bedroom
Ceiling Fixture | Compact Fluorescent |  | Twist | 1 | 22 | Living Room
Table | Compact Fluorescent |  | Twist | 1 | 22 | Living Room
Floor lamp | Incandescent |  | Standard A Lamp | 1 | 150 | Living Room
Wall Mount | Incandescent |  | Globe | 8 | 60 | Bathroom
Wall Mount | Incandescent |  | Globe | 4 | 60 | Bathroom
Ceiling Fixture | Compact Fluorescent |  | Twist | 1 | 15 | Bedroom
Table | Incandescent |  | Standard A Lamp | 1 | 40 | Bedroom
Ceiling Fixture | Compact Fluorescent |  | Twist | 1 | 15 | Bedroom
Table | Incandescent |  | Standard A Lamp | 1 | 40 | Bedroom
Other | Other |  | LED Interior | 1 | 12 | Bedroom
Ceiling Fixture | Linear Fluorescent | 48 | T-12 | 2 | 32 | Garage
Ceiling Fixture | Linear Fluorescent | 96 | T-5 | 4 | 20 | Garage
Ceiling Fixture | Incandescent |  | Standard A Lamp | 1 | 100 | Garage
Garage door opener | Incandescent |  | Standard A Lamp | 1 | 60 | Garage
Ceiling Fixture | Compact Fluorescent |  | Twist | 1 | 15 | Hall
Ceiling Fixture | Compact Fluorescent |  | Twist | 6 | 15 | Kitchen
Recessed Can | Incandescent |  | Reflector | 1 | 75 | Kitchen
Recessed Can | Compact Fluorescent |  | Reflector | 1 | 15 | Kitchen
Ceiling Fixture | Compact Fluorescent |  | Twist | 2 | 22 | Laundry Room
Table | Incandescent |  | Standard A Lamp | 1 | 100 | Living Room
Ceiling Fan | Incandescent |  | Standard A Lamp | 1 | 60 | Living Room
Recessed Can | Incandescent |  | Reflector | 1 | 65 | Bedroom
Table | Halogen |  | Quartz Tube | 1 | 100 | Bedroom
Ceiling Fixture | Compact Fluorescent |  | Twist | 2 | 22 | Other
Other | Incandescent |  | Decorative | 1 | 25 | Other
Ceiling Fixture | Compact Fluorescent |  | Twist | 1 | 22 | Other
Ceiling Fixture | Compact Fluorescent |  | Twist | 1 | 15 | Other
Ceiling Fixture | Incandescent |  | Standard A Lamp | 2 | 40 | Bedroom
Ceiling Fixture | Incandescent |  | Standard A Lamp | 2 | 40 | Bedroom
Table | Incandescent |  | Standard A Lamp | 1 | 75 | Bedroom
Ceiling Fixture | Incandescent |  | Standard A Lamp | 2 | 60 | Bedroom
Table | Incandescent |  | Standard A Lamp | 1 | 60 | Bedroom
Wall Mount | Incandescent |  | Clear | 4 | 20 | Bathroom
Ceiling Fan | Incandescent |  | Standard A Lamp | 1 | 40 | Bathroom
Ceiling Fixture | Incandescent |  | Standard A Lamp | 3 | 60 | Family Room
Ceiling Fixture | Incandescent |  | Standard A Lamp | 1 | 40 | Family Room
Ceiling Fixture | Incandescent |  | Standard A Lamp | 1 | 40 | Hall
Ceiling Fixture | Linear Fluorescent | 48 | T-12 | 2 | 34 | Other
Ceiling Fixture | Incandescent |  | Standard A Lamp | 1 | 40 | Other
Chandelier (Hanging) | Incandescent |  | Clear | 4 | 40 | Kitchen
Ceiling Fixture | Incandescent |  | Standard A Lamp | 1 | 40 | Kitchen
Wall Mount | Incandescent |  | Standard A Lamp | 1 | 40 | Kitchen
Table | Incandescent |  | Standard A Lamp | 1 | 75 | Living Room
Table | Compact Fluorescent |  | Twist | 1 | 22 | Living Room
Ceiling Fixture | Incandescent |  | Standard A Lamp | 2 | 60 | Office
Ceiling Fixture | Incandescent |  | Standard A Lamp | 1 | 40 | Hall
Ceiling Fan | Incandescent |  | Standard A Lamp | 1 | 40 | Bathroom
Wall Mount | Incandescent |  | Decorative | 4 | 25 | Bathroom
Ceiling Fixture | Incandescent |  | Standard A Lamp | 1 | 60 | Hall
Ceiling Fixture | Incandescent |  | Standard A Lamp | 3 | 60 | Bedroom
Ceiling Fixture | Compact Fluorescent |  | Twist | 1 | 22 | Bathroom
Recessed - other | Linear Fluorescent | 36 | T-8 | 2 | 20 | Bathroom
Wall Mount | Incandescent |  | Globe | 3 | 40 | Bathroom
Ceiling Fan | Incandescent |  | Globe | 3 | 40 | Bedroom
Table | Incandescent |  | Standard A Lamp | 2 | 25 | Bedroom
Ceiling Fan | Incandescent |  | Decorative | 3 | 40 | Bedroom
Table | Compact Fluorescent |  | Twist | 1 | 22 | Bedroom
Table | Incandescent |  | Standard A Lamp | 1 | 60 | Bedroom
Floor lamp | Compact Fluorescent |  | Twist | 1 | 22 | Family Room
Table | Incandescent |  | Standard A Lamp | 1 | 40 | Family Room
Table | Incandescent |  | Standard A Lamp | 1 | 60 | Family Room
Ceiling Fixture | Incandescent |  | Standard A Lamp | 1 | 60 | Garage
Garage door opener | Incandescent |  | Standard A Lamp | 1 | 25 | Garage
Ceiling Fixture | Incandescent |  | Other | 1 | 150 | Garage
Ceiling Fixture | Incandescent |  | Standard A Lamp | 1 | 60 | Hall
Ceiling Fixture | Halogen |  | PAR | 5 | 50 | Kitchen
Ceiling Fixture | Incandescent |  | Standard A Lamp | 1 | 60 | Laundry Room
Ceiling Fan | Incandescent |  | Standard A Lamp | 2 | 75 | Living Room
Chandelier (Hanging) | Compact Fluorescent |  | Globe | 1 | 15 | Living Room
Floor lamp | Compact Fluorescent |  | 3-Way CFL | 1 | 22 | Living Room
Table | Compact Fluorescent |  | 3-Way CFL | 1 | 22 | Living Room
Chandelier (Hanging) | Incandescent |  | Other | 1 | 100 | Other
Ceiling Fixture | Incandescent |  | Standard A Lamp | 1 | 75 | Other
Ceiling Fixture | Incandescent |  | Other | 1 | 100 | Other
Ceiling Fixture | Incandescent |  | Standard A Lamp | 1 | 60 | Hall
Wall Mount | Compact Fluorescent |  | Twist | 2 | 15 | Bathroom
Ceiling Fixture | Incandescent |  | Heat Lamp | 2 | 150 | Bathroom
Ceiling Fixture | Incandescent |  | Standard A Lamp | 2 | 60 | Bedroom
Ceiling Fixture | Compact Fluorescent |  | A shape bulb | 2 | 9 | Bedroom
Table | Compact Fluorescent |  | Twist | 1 | 15 | Bedroom
Ceiling Fixture | Compact Fluorescent |  | Twist | 1 | 15 | Hall
Chandelier (Hanging) | Compact Fluorescent |  | A shape bulb | 5 | 9 | Kitchen
Ceiling Fixture | Compact Fluorescent |  | Twist | 1 | 9 | Kitchen
Recessed - other | Incandescent |  | Standard A Lamp | 1 | 60 | Kitchen
Table | Compact Fluorescent |  | Twist | 1 | 15 | Living Room
Table | Compact Fluorescent |  | Twist | 2 | 15 | Living Room
Ceiling Fixture | Compact Fluorescent |  | Twist | 3 | 15 | Kitchen
Ceiling Fixture | Incandescent |  | Standard A Lamp | 1 | 60 | Bedroom
Floor lamp | Incandescent |  | Standard A Lamp | 1 | 75 | Living Room
Ceiling Fixture | Compact Fluorescent |  | Twist | 2 | 15 | Bedroom
Table | Compact Fluorescent |  | Twist | 1 | 15 | Bedroom
Table | Incandescent |  | Standard A Lamp | 1 | 60 | Bedroom
Ceiling Fixture | Incandescent |  | Standard A Lamp | 1 | 60 | Bedroom
Table | Compact Fluorescent |  | Straight Tube | 1 | 28 | Bedroom
Table | Incandescent |  | Standard A Lamp | 1 | 60 | Bedroom
Ceiling Fixture | Compact Fluorescent |  | Twist | 1 | 15 | Bedroom
Ceiling Fixture | Compact Fluorescent |  | Twist | 1 | 15 | Laundry Room
Ceiling Fixture | Compact Fluorescent |  | Twist | 1 | 15 | Family Room
Ceiling Fixture | Incandescent |  | Standard A Lamp | 1 | 100 | Other
Ceiling Fixture | Compact Fluorescent |  | Twist | 1 | 22 | Other
Ceiling Fixture | Linear Fluorescent | 24 | T-8 | 1 | 20 | Other
Wall Mount | Compact Fluorescent |  | Twist | 1 | 15 | Hall
Wall Mount | Incandescent |  | Standard A Lamp | 1 | 60 | Hall
Ceiling Fixture | Incandescent |  | Standard A Lamp | 1 | 60 | Bathroom
Ceiling Fixture | Incandescent |  | Standard A Lamp | 2 | 60 | Bedroom
Ceiling Fixture | Incandescent |  | Standard A Lamp | 1 | 60 | Closet
Ceiling Fixture | Incandescent |  | Standard A Lamp | 2 | 60 | Kitchen
Recessed Can | Incandescent |  | Reflector | 1 | 65 | Kitchen
Ceiling Fixture | Incandescent |  | Standard A Lamp | 2 | 60 | Laundry Room
Table | Compact Fluorescent |  | Straight Tube | 1 | 15 | Living Room
Table | Incandescent |  | Standard A Lamp | 1 | 100 | Living Room
Ceiling Fixture | Incandescent |  | Standard A Lamp | 2 | 60 | Office
Ceiling Fixture | Incandescent |  | Standard A Lamp | 2 | 40 | Bathroom
Wall Mount | Incandescent |  | Clear | 4 | 40 | Bathroom
Ceiling Fixture | Incandescent |  | Standard A Lamp | 2 | 40 | Bedroom
Floor lamp | Incandescent |  | Standard A Lamp | 1 | 75 | Bedroom
Ceiling Fixture | Incandescent |  | Standard A Lamp | 2 | 60 | Family Room
Wall Mount | Incandescent |  | Standard A Lamp | 1 | 75 | Family Room
Ceiling Fixture | Incandescent |  | Globe | 1 | 90 | Family Room
Ceiling Fixture | Incandescent |  | Standard A Lamp | 2 | 65 | Other
Recessed Can | Incandescent |  | Reflector | 1 | 75 | Family Room
Ceiling Fixture | Incandescent |  | Standard A Lamp | 2 | 60 | Family Room
Ceiling Fixture | Incandescent |  | Standard A Lamp | 2 | 60 | Hall
Ceiling Fixture | Linear Fluorescent | 48 | T-12 | 2 | 40 | Kitchen
Ceiling Fixture | Incandescent |  | Standard A Lamp | 2 | 60 | Laundry Room
Ceiling Fixture | Compact Fluorescent |  | Twist | 2 | 22 | Living Room
Torchiere | Incandescent |  | Globe | 1 | 60 | Living Room
Floor lamp | Incandescent |  | Standard A Lamp | 1 | 40 | Living Room
Ceiling Fan | Compact Fluorescent |  | Twist | 2 | 22 | Living Room
Recessed Can | Incandescent |  | Reflector | 1 | 75 | Bathroom
Ceiling Fixture | Incandescent |  | Standard A Lamp | 1 | 60 | Bathroom
Ceiling Fixture | Incandescent |  | Standard A Lamp | 3 | 40 | Master Bedroom
Ceiling Fixture | Linear Fluorescent | 48 | T-12 | 2 | 40 | Other
Table | Incandescent |  | Standard A Lamp | 1 | 40 | Office
Floor lamp | Incandescent |  | Standard A Lamp | 1 | 60 | Office
Torchiere | Incandescent |  | Standard A Lamp | 1 | 75 | Office
Ceiling Fixture | Incandescent |  | Standard A Lamp | 1 | 60 | Hall
Recessed Can | Incandescent |  | Reflector | 1 | 75 | Other
Ceiling Fixture | Incandescent |  | Standard A Lamp | 2 | 60 | Closet
Wall Mount | Incandescent |  | Globe | 4 | 40 | Bathroom
Wall Mount | Incandescent |  | Globe | 4 | 60 | Bathroom
Wall Mount | Incandescent |  | Globe | 6 | 60 | Bathroom
Ceiling Fixture | Incandescent |  | Standard A Lamp | 2 | 40 | Bedroom
Table | Compact Fluorescent |  | Twist | 1 | 15 | Bedroom
Ceiling Fixture | Incandescent |  | Standard A Lamp | 2 | 40 | Bedroom
Table | Incandescent |  | Standard A Lamp | 1 | 60 | Bedroom
Table | Compact Fluorescent |  | Twist | 1 | 15 | Bedroom
Ceiling Fixture | Incandescent |  | Standard A Lamp | 1 | 60 | Bedroom
Ceiling Fixture | Compact Fluorescent |  | Twist | 2 | 15 | Bedroom
Table | Incandescent |  | Standard A Lamp | 1 | 60 | Bedroom
Ceiling Fixture | Incandescent |  | Standard A Lamp | 1 | 60 | Closet
Ceiling Fixture | Compact Fluorescent |  | Twist | 2 | 15 | Dining Room
Table | Incandescent |  | Decorative | 2 | 60 | Dining Room
Garage door opener | Incandescent |  | Standard A Lamp | 2 | 60 | Garage
Ceiling Fixture | Compact Fluorescent |  | Twist | 1 | 15 | Garage
Recessed Can | Incandescent |  | Reflector | 1 | 60 | Hall
Recessed Can | Compact Fluorescent |  | Reflector | 1 | 15 | Kitchen
Recessed - other | Incandescent |  | Standard A Lamp | 1 | 40 | Kitchen
Ceiling Fixture | Incandescent |  | Standard A Lamp | 1 | 60 | Laundry Room
Recessed Can | Compact Fluorescent |  | Twist | 1 | 22 | Living Room
Ceiling Fixture | Incandescent |  | Clear | 1 | 60 | Bathroom
Ceiling Fixture | Compact Fluorescent |  | Twist | 2 | 15 | Master Bedroom
Wall Mount | Compact Fluorescent |  | Twist | 1 | 15 | Master Bedroom
Table | Incandescent |  | Mini base | 3 | 40 | Master Bedroom
Wall Mount | Compact Fluorescent |  | Twist | 3 | 15 | Bathroom
Wall Mount | Incandescent |  | Standard A Lamp | 2 | 60 | Bathroom
Ceiling Fixture | Compact Fluorescent |  | Twist | 1 | 15 | Bathroom
Ceiling Fixture | Compact Fluorescent |  | Twist | 2 | 15 | Bedroom
Wall Mount | Incandescent |  | Clear | 1 | 60 | Bedroom
Track | Incandescent |  | Standard A Lamp | 3 | 60 | Bedroom
Floor lamp | Incandescent |  | Standard A Lamp | 1 | 100 | Bedroom
Ceiling Fixture | Compact Fluorescent |  | Twist | 1 | 15 | Hall
Ceiling Fixture | Incandescent |  | Standard A Lamp | 1 | 60 | Hall
Ceiling Fixture | Linear Fluorescent | 48 | T-12 | 4 | 40 | Office
Wall Mount | Incandescent |  | Standard A Lamp | 4 | 40 | Living Room
Ceiling Fixture | Linear Fluorescent | 40 | T-12 | 4 | 40 | Living Room
Ceiling Fan | Compact Fluorescent |  | Twist | 3 | 15 | Living Room
Table | Incandescent |  | Standard A Lamp | 1 | 100 | Living Room
Floor lamp | Incandescent |  | Standard A Lamp | 1 | 75 | Living Room
Floor lamp | Incandescent |  | 3-Way Incandescent | 1 | 200 | Living Room
Floor lamp | Incandescent |  | Standard A Lamp | 1 | 60 | Living Room
Wall Mount | Incandescent |  | Standard A Lamp | 1 | 100 | Living Room
Table | Incandescent |  | Standard A Lamp | 1 | 40 | Living Room
Ceiling Fixture | Linear Fluorescent | 48 | T-12 | 2 | 40 | Laundry Room
Recessed Can | Compact Fluorescent |  | Globe | 1 | 15 | Kitchen
Ceiling Fixture | Incandescent |  | Standard A Lamp | 1 | 40 | Living Room
Table | Compact Fluorescent |  | A shape bulb | 1 | 15 | Living Room
Table | Incandescent |  | Standard A Lamp | 1 | 60 | Living Room
Ceiling Fixture | Incandescent |  | Standard A Lamp | 2 | 40 | Hall
Ceiling Fixture | Incandescent |  | Standard A Lamp | 1 | 40 | Office
Table | Incandescent |  | 3-Way Incandescent | 1 | 100 | Office
Ceiling Fixture | Incandescent |  | Standard A Lamp | 2 | 40 | Bedroom
Table | Incandescent |  | 3-Way Incandescent | 1 | 100 | Bedroom
Table | Incandescent |  | Standard A Lamp | 1 | 25 | Bedroom
Wall Mount | Incandescent |  | Globe | 1 | 40 | Bathroom
Ceiling Fan | Incandescent |  | Standard A Lamp | 3 | 40 | Master Bedroom
Table | Compact Fluorescent |  | Twist | 1 | 15 | Master Bedroom
Wall Mount | Incandescent |  | Globe | 4 | 40 | Bathroom
Ceiling Fan | Incandescent |  | Standard A Lamp | 3 | 60 | Bedroom
Table | Incandescent |  | Mini base | 1 | 25 | Bedroom
Table | Incandescent |  | Standard A Lamp | 1 | 40 | Bedroom
Wall Mount | Halogen |  | PAR | 3 | 75 | Bathroom
Ceiling Fixture | Incandescent |  | Standard A Lamp | 2 | 60 | Bathroom
Ceiling Fixture | Linear Fluorescent | 96 | T-12 | 2 | 100 | Garage
Recessed Can | Halogen |  | PAR | 1 | 75 | Hall
Track | Halogen |  | MR | 4 | 75 | Hall
Track | Halogen |  | MR | 3 | 75 | Kitchen
Recessed Can | Halogen |  | PAR | 1 | 75 | Kitchen
Recessed - other | Linear Fluorescent | 36 | Fluorescent Other | 2 | 32 | Kitchen
Recessed Can | Incandescent |  | Reflector | 1 | 65 | Laundry Room
Recessed Can | Halogen |  | PAR | 1 | 75 | Living Room
Table | Incandescent |  | Standard A Lamp | 1 | 40 | Living Room
Floor lamp | Compact Fluorescent |  | Twist | 1 | 15 | Living Room
Track | Halogen |  | MR | 3 | 75 | Living Room
Ceiling Fan | Incandescent |  | Standard A Lamp | 1 | 75 | Master Bedroom
Table | Incandescent |  | Standard A Lamp | 1 | 60 | Master Bedroom
Wall Mount | Halogen |  | Other | 4 | 50 | Bathroom
Ceiling Fixture | Incandescent |  | Standard A Lamp | 2 | 60 | Bathroom
Ceiling Fixture | Incandescent |  | Standard A Lamp | 1 | 60 | Closet
Ceiling Fan | Halogen |  | MR | 3 | 75 | Office
Other | Halogen |  | Quartz Tube | 1 | 100 | Office
Recessed Can | Incandescent |  | Reflector | 1 | 65 | Closet
Ceiling Fan | Incandescent |  | Standard A Lamp | 1 | 60 | Other
Ceiling Fixture | Compact Fluorescent |  | Twist | 1 | 15 | Bathroom
Ceiling Fixture | Compact Fluorescent |  | Twist | 3 | 22 | Bedroom
Table | Incandescent |  | Standard A Lamp | 1 | 100 | Bedroom
Ceiling Fixture | Compact Fluorescent |  | Twist | 1 | 15 | Bedroom
Table | Incandescent |  | Standard A Lamp | 1 | 75 | Bedroom
Ceiling Fixture | Incandescent |  | Standard A Lamp | 1 | 60 | Dining Room
Ceiling Fixture | Compact Fluorescent |  | Twist | 1 | 15 | Other
Low bay | Linear Fluorescent | 45 | T-12 | 2 | 40 | Garage
Garage door opener | Incandescent |  | Standard A Lamp | 1 | 60 | Garage
Ceiling Fixture | Compact Fluorescent |  | Twist | 2 | 15 | Hall
Ceiling Fixture | Incandescent |  | Standard A Lamp | 2 | 60 | Kitchen
Ceiling Fixture | Compact Fluorescent |  | Twist | 1 | 22 | Kitchen
Ceiling Fixture | Incandescent |  | Standard A Lamp | 2 | 60 | Laundry Room
Floor lamp | Compact Fluorescent |  | 3-Way CFL | 1 | 15 | Living Room
Table | Compact Fluorescent |  | Twist | 1 | 18 | Living Room
Ceiling Fan | Incandescent |  | Standard A Lamp | 1 | 25 | Bathroom
Track | Incandescent |  | Standard A Lamp | 2 | 60 | Bathroom
Wall Mount | Incandescent |  | Decorative | 4 | 40 | Bathroom
Ceiling Fixture | Incandescent |  | Standard A Lamp | 1 | 60 | Master Bedroom
Table | Incandescent |  | Standard A Lamp | 1 | 100 | Master Bedroom
Ceiling Fixture | Incandescent |  | Standard A Lamp | 2 | 100 | Bedroom
Table | Compact Fluorescent |  | Twist | 2 | 15 | Bedroom
Chandelier (Hanging) | Incandescent |  | Decorative | 3 | 40 | Bedroom
Table | Incandescent |  | Standard A Lamp | 2 | 25 | Bedroom
Recessed Can | Incandescent |  | Standard A Lamp | 1 | 60 | Other
Chandelier (Hanging) | Incandescent |  | Standard A Lamp | 1 | 60 | Other
Ceiling Fixture | Incandescent |  | Globe | 1 | 100 | Other
Ceiling Fixture | Incandescent |  | Standard A Lamp | 2 | 60 | Hall
Ceiling Fixture | Incandescent |  | Standard A Lamp | 2 | 60 | Hall
Ceiling Fixture | Incandescent |  | Standard A Lamp | 2 | 60 | Kitchen
Ceiling Fixture | Incandescent |  | Globe | 1 | 100 | Kitchen
Other | Incandescent |  | Standard A Lamp | 1 | 75 | Kitchen
Ceiling Fixture | Incandescent |  | Standard A Lamp | 1 | 60 | Laundry Room
Ceiling Fan | Incandescent |  | Standard A Lamp | 4 | 60 | Living Room
Ceiling Fixture | Incandescent |  | Globe | 3 | 25 | Living Room
Table | Incandescent |  | Standard A Lamp | 1 | 100 | Living Room
Wall Mount | Incandescent |  | Globe | 4 | 40 | Bathroom
Architectural | Incandescent |  | Standard A Lamp | 1 | 40 | Bathroom
Ceiling Fixture | Compact Fluorescent |  | Twist | 1 | 15 | Bedroom
Floor lamp | Incandescent |  | Standard A Lamp | 1 | 75 | Bedroom
Floor lamp | Compact Fluorescent |  | Twist | 1 | 15 | Bedroom
Table | Incandescent |  | Standard A Lamp | 1 | 25 | Bedroom
Ceiling Fixture | Compact Fluorescent |  | Twist | 3 | 15 | Dining Room
Table | Compact Fluorescent |  | Twist | 1 | 15 | Family Room
Table | Compact Fluorescent |  | Twist | 1 | 15 | Family Room
Table | Incandescent |  | 3-Way Incandescent | 1 | 100 | Family Room
Ceiling Fan | Incandescent |  | Decorative | 4 | 40 | Family Room
Ceiling Fixture | Incandescent |  | Standard A Lamp | 1 | 150 | Garage
Ceiling Fixture | Linear Fluorescent | 48 | T-12 | 2 | 40 | Garage
Garage door opener | Incandescent |  | Standard A Lamp | 1 | 40 | Garage
Ceiling Fixture | Incandescent |  | Standard A Lamp | 2 | 65 | Hall
Ceiling Fixture | Compact Fluorescent |  | Twist | 3 | 15 | Kitchen
Ceiling Fixture | Incandescent |  | Standard A Lamp | 2 | 65 | Laundry Room
Floor lamp | Incandescent |  | Standard A Lamp | 1 | 75 | Living Room
Table | Incandescent |  | 3-Way Incandescent | 1 | 100 | Living Room
Ceiling Fixture | Compact Fluorescent |  | Twist | 2 | 15 | Master Bedroom
Table | Incandescent |  | 3-Way Incandescent | 1 | 100 | Master Bedroom
Ceiling Fixture | Incandescent |  | Standard A Lamp | 2 | 75 | Bedroom
Wall Mount | Incandescent |  | Clear | 3 | 40 | Bathroom
Wall Mount | Incandescent |  | Standard A Lamp | 4 | 40 | Bathroom
Recessed Can | Incandescent |  | Heat Lamp | 2 | 150 | Bathroom
Wall Mount | Incandescent |  | Standard A Lamp | 3 | 40 | Bathroom
Recessed Can | Incandescent |  | Heat Lamp | 2 | 150 | Bathroom
Ceiling Fixture | Incandescent |  | Standard A Lamp | 3 | 60 | Bathroom
Wall Mount | Incandescent |  | Standard A Lamp | 1 | 60 | Bathroom
Floor lamp | Incandescent |  | Clear | 1 | 40 | Bathroom
Ceiling Fixture | Incandescent |  | Standard A Lamp | 3 | 60 | Bedroom
Table | Halogen |  | MR | 1 | 50 | Bedroom
Table | Incandescent |  | Standard A Lamp | 1 | 75 | Master Bedroom
Table | Incandescent |  | 3-Way Incandescent | 1 | 100 | Master Bedroom
Ceiling Fixture | Incandescent |  | Mini base | 5 | 40 | Master Bedroom
Chandelier (Hanging) | Incandescent |  | Decorative | 4 | 40 | Dining Room
Floor lamp | Incandescent |  | 3-Way Incandescent | 1 | 100 | Family Room
Table | Incandescent |  | 3-Way Incandescent | 1 | 100 | Family Room
Table | Halogen |  | MR | 2 | 30 | Family Room
Ceiling Fixture | Incandescent |  | Standard A Lamp | 1 | 60 | Garage
Garage door opener | Incandescent |  | Standard A Lamp | 1 | 60 | Garage
Ceiling Fixture | Incandescent |  | Reflector | 1 | 65 | Kitchen
Table | Incandescent |  | Clear | 1 | 60 | Kitchen
Recessed Can | Incandescent |  | Reflector | 1 | 65 | Kitchen
Recessed Can | Incandescent |  | Reflector | 1 | 65 | Kitchen
Recessed Can | Compact Fluorescent |  | Reflector | 1 | 22 | Kitchen
Architectural | Incandescent |  | Standard A Lamp | 1 | 25 | Kitchen
Table | Incandescent |  | 3-Way Incandescent | 1 | 100 | Living Room
Floor lamp | Incandescent |  | 3-Way Incandescent | 1 | 100 | Living Room
Table | Incandescent |  | Decorative | 1 | 40 | Living Room
Wall Mount | Incandescent |  | 3-Way Incandescent | 1 | 100 | Family Room
Table | Incandescent |  | Standard A Lamp | 1 | 60 | Family Room
Track | Incandescent |  | Globe | 5 | 60 | Bathroom
Wall Mount | Incandescent |  | Globe | 5 | 60 | Bathroom
Ceiling Fixture | Compact Fluorescent |  | Twist | 1 | 15 | Bedroom
Ceiling Fixture | Incandescent |  | Standard A Lamp | 2 | 25 | Bedroom
Table | Compact Fluorescent |  | Twist | 1 | 15 | Bedroom
Ceiling Fixture | Compact Fluorescent |  | Twist | 2 | 15 | Bedroom
Table | Compact Fluorescent |  | Twist | 1 | 15 | Bedroom
Ceiling Fixture | Linear Fluorescent | 48 | T-8 | 2 | 32 | Garage
Recessed Can | Incandescent |  | Reflector | 1 | 65 | Garage
Ceiling Fixture | Incandescent |  | Standard A Lamp | 2 | 60 | Hall
Ceiling Fixture | Compact Fluorescent |  | Twist | 2 | 15 | Kitchen
Ceiling Fixture | Linear Fluorescent | 48 | T-8 | 2 | 32 | Kitchen
Recessed - other | Incandescent |  | Standard A Lamp | 1 | 40 | Kitchen
Recessed Can | Compact Fluorescent |  | Reflector | 1 | 22 | Kitchen
Ceiling Fixture | Incandescent |  | Standard A Lamp | 1 | 60 | Laundry Room
Table | Compact Fluorescent |  | Twist | 1 | 15 | Living Room
Wall Mount | Incandescent |  | Standard A Lamp | 2 | 65 | Bathroom
Chandelier (Hanging) | Incandescent |  | Standard A Lamp | 2 | 60 | Dining Room
Ceiling Fixture | Incandescent |  | Standard A Lamp | 2 | 60 | Hall
Table | Incandescent |  | Standard A Lamp | 1 | 65 | Family Room
Recessed - other | Incandescent |  | Reflector | 1 | 65 | Family Room
Low bay | Linear Fluorescent | 48 | T-12 | 2 | 40 | Garage
Ceiling Fixture | Incandescent |  | Standard A Lamp | 1 | 65 | Bedroom
Table | Incandescent |  | Standard A Lamp | 1 | 65 | Bedroom
Recessed Can | Incandescent |  | Reflector | 1 | 65 | Hall
Recessed Can | Incandescent |  | Reflector | 1 | 65 | Kitchen
Ceiling Fixture | Incandescent |  | Standard A Lamp | 1 | 65 | Laundry Room
Wall Mount | Incandescent |  | Standard A Lamp | 3 | 65 | Bathroom
Ceiling Fan | Incandescent |  | Standard A Lamp | 4 | 65 | Master Bedroom
Table | Compact Fluorescent |  | Twist | 1 | 15 | Master Bedroom
Ceiling Fixture | Incandescent |  | Standard A Lamp | 2 | 65 | Bedroom
Ceiling Fixture | Incandescent |  | Decorative | 1 | 65 | Closet
Wall Mount | Compact Fluorescent |  | Twist | 8 | 15 | Bathroom
Ceiling Fixture | Incandescent |  | Standard A Lamp | 1 | 60 | Bathroom
Ceiling Fixture | Incandescent |  | Heat Lamp | 2 | 150 | Bathroom
Wall Mount | Compact Fluorescent |  | Twist | 3 | 15 | Bathroom
Ceiling Fixture | Compact Fluorescent |  | Twist | 2 | 22 | Bedroom
Table | Incandescent |  | Standard A Lamp | 1 | 150 | Bedroom
Ceiling Fixture | Incandescent |  | Standard A Lamp | 2 | 100 | Bedroom
Table | Incandescent |  | 3-Way Incandescent | 1 | 125 | Bedroom
Ceiling Fixture | Incandescent |  | Standard A Lamp | 2 | 100 | Bedroom
Table | Incandescent |  | 3-Way Incandescent | 1 | 150 | Bedroom
Garage door opener | Compact Fluorescent |  | Twist | 1 | 28 | Garage
Ceiling Fixture | Compact Fluorescent |  | Straight Tube | 1 | 28 | Garage
Ceiling Fixture | Incandescent |  | Standard A Lamp | 1 | 60 | Hall
Ceiling Fixture | Incandescent |  | Standard A Lamp | 2 | 60 | Hall
Wall Mount | Compact Fluorescent |  | Twist | 1 | 15 | Hall
Chandelier (Hanging) | Incandescent |  | Standard A Lamp | 1 | 100 | Hall
Ceiling Fixture | Incandescent |  | Standard A Lamp | 2 | 100 | Hall
Ceiling Fixture | Linear Fluorescent | 60 | T-12 | 2 | 60 | Kitchen
Chandelier (Hanging) | Incandescent |  | Mini base | 5 | 40 | Kitchen
Table | Incandescent |  | 3-Way Incandescent | 1 | 200 | Living Room
Ceiling Fixture | Incandescent |  | Standard A Lamp | 1 | 65 | Office
Chandelier (Hanging) | Incandescent |  | Standard A Lamp | 1 | 100 | Office
Floor lamp | Compact Fluorescent |  | Twist | 1 | 22 | Office
Ceiling Fixture | Incandescent |  | Standard A Lamp | 2 | 60 | Hall
Ceiling Fixture | Incandescent |  | Standard A Lamp | 1 | 100 | Other
Ceiling Fixture | Incandescent |  | Standard A Lamp | 1 | 60 | Other
Ceiling Fixture | Incandescent |  | Heat Lamp | 2 | 250 | Bathroom
Wall Mount | Compact Fluorescent |  | Twist | 1 | 14 | Bathroom
Ceiling Fixture | Compact Fluorescent |  | Twist | 2 | 13 | Bedroom
Table | Incandescent |  | Standard A Lamp | 1 | 40 | Bedroom
Ceiling Fixture | Compact Fluorescent |  | Twist | 1 | 15 | Hall
Ceiling Fixture | Incandescent |  | Standard A Lamp | 3 | 60 | Family Room
Table | Compact Fluorescent |  | Twist | 1 | 13 | Family Room
Ceiling Fixture | Compact Fluorescent |  | Twist | 1 | 22 | Garage
Ceiling Fixture | Compact Fluorescent |  | Twist | 1 | 14 | Hall
Ceiling Fixture | Incandescent |  | Standard A Lamp | 1 | 150 | Hall
Recessed Can | Incandescent |  | Globe | 1 | 40 | Kitchen
Ceiling Fixture | Compact Fluorescent |  | Twist | 1 | 13 | Kitchen
Ceiling Fixture | Linear Fluorescent | 48 | T-12 | 2 | 40 | Kitchen
Table | Compact Fluorescent |  | A shape bulb | 1 | 15 | Living Room
Wall Mount | Incandescent |  | Globe | 3 | 40 | Bathroom
Ceiling Fixture | Incandescent |  | Heat Lamp | 2 | 200 | Bathroom
Ceiling Fixture | Compact Fluorescent |  | Twist | 3 | 13 | Master Bedroom
Table | Compact Fluorescent |  | Twist | 1 | 13 | Master Bedroom
Ceiling Fixture | Compact Fluorescent |  | Twist | 1 | 13 | Closet
Recessed Can | Incandescent |  | Reflector | 1 | 65 | Bedroom
Ceiling Fixture | Incandescent |  | Standard A Lamp | 1 | 60 | Bedroom
Ceiling Fixture | Incandescent |  | Standard A Lamp | 2 | 60 | Other
Ceiling Fixture | Linear Fluorescent | 48 | T-12 | 2 | 60 | Other
Ceiling Fixture | Linear Fluorescent | 48 | T-12 | 2 | 40 | Other
Ceiling Fixture | Linear Fluorescent | 48 | T-12 | 4 | 40 | Other
Table | Incandescent |  | Standard A Lamp | 1 | 60 | Other
Table | Incandescent |  | Standard A Lamp | 1 | 60 | Other
Table | Incandescent |  | Reflector | 1 | 65 | Other
Ceiling Fixture | Incandescent |  | Standard A Lamp | 1 | 100 | Other
Ceiling Fixture | Incandescent |  | Standard A Lamp | 1 | 100 | Other
Ceiling Fixture | Linear Fluorescent | 48 | T-12 | 4 | 40 | Other
Ceiling Fixture | Linear Fluorescent | 48 | T-12 | 4 | 40 | Bathroom
Wall Mount | Incandescent |  | Clear | 3 | 40 | Bathroom
Ceiling Fixture | Incandescent |  | Standard A Lamp | 1 | 60 | Bathroom
Ceiling Fan | Incandescent |  | Clear | 4 | 40 | Bedroom
Other | Linear Fluorescent | 24 | T-8 | 1 | 15 | Bedroom
Ceiling Fan | Incandescent |  | Clear | 4 | 40 | Bedroom
Ceiling Fixture | Incandescent |  | Standard A Lamp | 1 | 60 | Bedroom
Table | Incandescent |  | Standard A Lamp | 1 | 100 | Bedroom
Ceiling Fixture | Incandescent |  | Standard A Lamp | 1 | 100 | Other
Ceiling Fixture | Compact Fluorescent |  | Twist | 1 | 22 | Other
Table | Compact Fluorescent |  | Twist | 1 | 22 | Hall
Ceiling Fixture | Incandescent |  | Standard A Lamp | 1 | 100 | Garage
Ceiling Fixture | Linear Fluorescent | 48 | T-12 | 2 | 40 | Garage
Garage door opener | Incandescent |  | Standard A Lamp | 1 | 60 | Garage
Ceiling Fan | Compact Fluorescent |  | Twist | 1 | 15 | Kitchen
Chandelier (Hanging) | Compact Fluorescent |  | Twist | 1 | 22 | Kitchen
Recessed Can | Incandescent |  | Reflector | 1 | 65 | Kitchen
Table | Compact Fluorescent |  | Twist | 1 | 22 | Living Room
Floor lamp | Compact Fluorescent |  | Twist | 1 | 22 | Living Room
Ceiling Fan | Incandescent |  | Standard A Lamp | 1 | 60 | Living Room
Ceiling Fixture | Incandescent |  | Standard A Lamp | 1 | 60 | Living Room
Ceiling Fixture | Compact Fluorescent |  | Twist | 1 | 15 | Living Room
Ceiling Fixture | Linear Fluorescent | 48 | T-12 | 4 | 40 | Bathroom
Wall Mount | Incandescent |  | Clear | 3 | 40 | Bathroom
Ceiling Fixture | Incandescent |  | Standard A Lamp | 1 | 60 | Bathroom
Ceiling Fixture | Compact Fluorescent |  | Twist | 2 | 15 | Master Bedroom
Table | Compact Fluorescent |  | Twist | 1 | 22 | Master Bedroom
Torchiere | Incandescent |  | Standard A Lamp | 3 | 60 | Master Bedroom
Ceiling Fan | Incandescent |  | Standard A Lamp | 1 | 60 | Office
Table | Incandescent |  | Standard A Lamp | 1 | 150 | Office
Ceiling Fixture | Incandescent |  | Standard A Lamp | 1 | 60 | Office
Floor lamp | Incandescent |  | Standard A Lamp | 3 | 75 | Office
Ceiling Fixture | Incandescent |  | Mini base | 2 | 25 | Hall
Ceiling Fixture | Incandescent |  | Standard A Lamp | 1 | 60 | Hall
Chandelier (Hanging) | Incandescent |  | Globe | 1 | 40 | Other
Table | Incandescent |  | Standard A Lamp | 1 | 60 | Other
Ceiling Fixture | Incandescent |  | Standard A Lamp | 1 | 60 | Other
Ceiling Fixture | Incandescent |  | Standard A Lamp | 1 | 60 | Other
Ceiling Fixture | Incandescent |  | Standard A Lamp | 2 | 60 | Other
Ceiling Fixture | Incandescent |  | Standard A Lamp | 1 | 60 | Bathroom
Ceiling Fixture | Incandescent |  | Standard A Lamp | 1 | 60 | Bathroom
Ceiling Fixture | Incandescent |  | Standard A Lamp | 2 | 60 | Bedroom
Ceiling Fixture | Incandescent |  | Standard A Lamp | 3 | 60 | Dining Room
Ceiling Fixture | Incandescent |  | Standard A Lamp | 1 | 60 | Hall
Wall Mount | Incandescent |  | Standard A Lamp | 1 | 60 | Hall
Ceiling Fixture | Incandescent |  | Standard A Lamp | 1 | 60 | Kitchen
Ceiling Fixture | Compact Fluorescent |  | Twist | 1 | 15 | Kitchen
Ceiling Fixture | Incandescent |  | Other | 3 | 60 | Living Room
Table | Compact Fluorescent |  | Twist | 1 | 15 | Living Room
Ceiling Fixture | Compact Fluorescent |  | Twist | 1 | 15 | Other
Ceiling Fixture | Incandescent |  | Standard A Lamp | 1 | 60 | Other
Ceiling Fixture | Incandescent |  | Standard A Lamp | 3 | 60 | Master Bedroom
Table | Incandescent |  | Standard A Lamp | 1 | 60 | Master Bedroom
Ceiling Fixture | Incandescent |  | Standard A Lamp | 1 | 60 | Closet
Ceiling Fixture | Incandescent |  | Standard A Lamp | 2 | 60 | Office
Table | Incandescent |  | Standard A Lamp | 1 | 60 | Office
Ceiling Fixture | Incandescent |  | Standard A Lamp | 2 | 60 | Hall
Ceiling Fixture | Incandescent |  | Standard A Lamp | 2 | 60 | Bathroom
Ceiling Fixture | Incandescent |  | Standard A Lamp | 2 | 60 | Bedroom
Table | Incandescent |  | Decorative | 1 | 40 | Bedroom
Ceiling Fixture | Incandescent |  | Standard A Lamp | 2 | 60 | Bedroom
Table | Compact Fluorescent |  | Twist | 1 | 13 | Bedroom
Ceiling Fixture | Incandescent |  | Standard A Lamp | 1 | 60 | Bedroom
Ceiling Fixture | Incandescent |  | Standard A Lamp | 2 | 60 | Family Room
Ceiling Fixture | Incandescent |  | Standard A Lamp | 1 | 60 | Hall
Ceiling Fixture | Incandescent |  | Standard A Lamp | 1 | 60 | Bathroom
Wall Mount | Incandescent |  | Globe | 3 | 25 | Bathroom
Ceiling Fixture | Incandescent |  | Standard A Lamp | 2 | 60 | Bedroom
Table | Incandescent |  | Standard A Lamp | 1 | 150 | Bedroom
Garage door opener | Incandescent |  | Standard A Lamp | 1 | 60 | Garage
Ceiling Fixture | Compact Fluorescent |  | Twist | 1 | 22 | Garage
Chandelier (Hanging) | Incandescent |  | Standard A Lamp | 7 | 40 | Kitchen
Recessed Can | Incandescent |  | Reflector | 1 | 65 | Kitchen
Ceiling Fixture | Incandescent |  | Standard A Lamp | 1 | 60 | Kitchen
Ceiling Fixture | Incandescent |  | Standard A Lamp | 1 | 60 | Laundry Room
Table | Incandescent |  | Standard A Lamp | 1 | 150 | Living Room
Ceiling Fan | Incandescent |  | Standard A Lamp | 1 | 60 | Living Room
Table | Incandescent |  | Clear | 1 | 60 | Living Room
Recessed Can | Incandescent |  | Reflector | 1 | 75 | Living Room
Wall Mount | Incandescent |  | Globe | 7 | 25 | Bathroom
Ceiling Fan | Incandescent |  | Standard A Lamp | 1 | 60 | Master Bedroom
Ceiling Fixture | Linear Fluorescent | 24 | T-8 | 1 | 20 | Master Bedroom
Table | Incandescent |  | Standard A Lamp | 1 | 40 | Master Bedroom
Ceiling Fixture | Incandescent |  | Standard A Lamp | 1 | 60 | Other
Table | Compact Fluorescent |  | Twist | 1 | 13 | Hall
Recessed Can | Incandescent |  | Reflector | 1 | 75 | Hall
Ceiling Fixture | Incandescent |  | Standard A Lamp | 1 | 60 | Hall
Ceiling Fixture | Incandescent |  | Standard A Lamp | 1 | 60 | Bedroom
Table | Incandescent |  | Standard A Lamp | 1 | 60 | Bedroom
Ceiling Fixture | Incandescent |  | Standard A Lamp | 1 | 60 | Bedroom
Table | Incandescent |  | Standard A Lamp | 1 | 60 | Bedroom
Ceiling Fixture | Incandescent |  | Standard A Lamp | 1 | 60 | Hall
Ceiling Fixture | Incandescent |  | Standard A Lamp | 1 | 60 | Other
Ceiling Fixture | Incandescent |  | Standard A Lamp | 1 | 60 | Other
Wall Mount | Incandescent |  | Standard A Lamp | 2 | 60 | Bathroom
Wall Mount | Incandescent |  | Standard A Lamp | 2 | 100 | Bathroom
Recessed Can | Incandescent |  | Reflector | 1 | 75 | Bathroom
Recessed Can | Compact Fluorescent |  | Flood | 1 | 22 | Bathroom
Ceiling Fixture | Incandescent |  | Standard A Lamp | 2 | 60 | Bedroom
Floor lamp | Incandescent |  | 3-Way Incandescent | 1 | 150 | Bedroom
Floor lamp | Incandescent |  | Standard A Lamp | 1 | 60 | Bedroom
Wall Mount | Linear Fluorescent | 12 | T-8 | 1 | 18 | Closet
Ceiling Fixture | Incandescent |  | Standard A Lamp | 2 | 60 | Closet
Ceiling Fixture | Incandescent |  | Standard A Lamp | 1 | 60 | Closet
Chandelier (Hanging) | Incandescent |  | Standard A Lamp | 5 | 60 | Dining Room
Recessed Can | Incandescent |  | Reflector | 1 | 75 | Other
Chandelier (Hanging) | Incandescent |  | Standard A Lamp | 9 | 60 | Other
Ceiling Fixture | Incandescent |  | Standard A Lamp | 1 | 150 | Garage
Ceiling Fixture | Compact Fluorescent |  | Twist | 2 | 14 | Bedroom
Floor lamp | Incandescent |  | Standard A Lamp | 1 | 60 | Bedroom
Ceiling Fixture | Incandescent |  | Standard A Lamp | 2 | 60 | Bedroom
Recessed Can | Incandescent |  | Reflector | 1 | 75 | Kitchen
Ceiling Fixture | Compact Fluorescent |  | Twist | 1 | 14 | Laundry Room
Recessed Can | Incandescent |  | Reflector | 1 | 75 | Living Room
Recessed Can | Incandescent |  | Reflector | 1 | 75 | Other
Wall Mount | Incandescent |  | Standard A Lamp | 3 | 75 | Bathroom
Ceiling Fixture | Incandescent |  | Standard A Lamp | 2 | 60 | Master Bedroom
Ceiling Fixture | Incandescent |  | Standard A Lamp | 1 | 75 | Closet
Torchiere | Incandescent |  | Standard A Lamp | 1 | 100 | Office
Recessed Can | Incandescent |  | Reflector | 1 | 75 | Other
Ceiling Fixture | Compact Fluorescent |  | Twist | 2 | 14 | Other
Recessed Can | Incandescent |  | Reflector | 1 | 75 | Hall
Ceiling Fixture | Compact Fluorescent |  | Flood | 1 | 22 | Bathroom
Wall Mount | Incandescent |  | Standard A Lamp | 4 | 60 | Bathroom
Ceiling Fixture | Incandescent |  | Standard A Lamp | 1 | 60 | Bathroom
Chandelier (Hanging) | Incandescent |  | Standard A Lamp | 1 | 60 | Bedroom
Table | Incandescent |  | Standard A Lamp | 1 | 60 | Bedroom
Table | Incandescent |  | Standard A Lamp | 1 | 60 | Bedroom
Wall Mount | Incandescent |  | Globe | 4 | 60 | Bedroom
Ceiling Fixture | Incandescent |  | Standard A Lamp | 1 | 60 | Bedroom
Table | Incandescent |  | Standard A Lamp | 1 | 60 | Bedroom
Ceiling Fixture | Incandescent |  | Standard A Lamp | 1 | 60 | Bedroom
Ceiling Fixture | Incandescent |  | Standard A Lamp | 1 | 65 | Bedroom
Floor lamp | Incandescent |  | Standard A Lamp | 1 | 60 | Bedroom
Floor lamp | Incandescent |  | Standard A Lamp | 1 | 60 | Other
Ceiling Fixture | Linear Fluorescent | 48 | T-12 | 2 | 40 | Garage
Garage door opener | Incandescent |  | Standard A Lamp | 1 | 60 | Garage
Wall Mount | Incandescent |  | Standard A Lamp | 2 | 60 | Hall
Chandelier (Hanging) | Incandescent |  | Mini base | 9 | 25 | Hall
Chandelier (Hanging) | Incandescent |  | Decorative | 6 | 40 | Kitchen
Ceiling Fixture | Incandescent |  | Standard A Lamp | 1 | 60 | Kitchen
Recessed Can | Incandescent |  | Reflector | 1 | 65 | Kitchen
Chandelier (Hanging) | Incandescent |  | Decorative | 5 | 40 | Kitchen
Ceiling Fixture | Incandescent |  | Standard A Lamp | 2 | 60 | Kitchen
Floor lamp | Incandescent |  | Standard A Lamp | 4 | 60 | Living Room
Floor lamp | Incandescent |  | Standard A Lamp | 1 | 60 | Living Room
Ceiling Fixture | Compact Fluorescent |  | Twist | 1 | 15 | Bedroom
Table | Other |  | LED Interior | 1 | 12 | Bedroom
Wall Mount | Halogen |  | Quartz Tube | 1 | 100 | Bathroom
Wall Mount | Halogen |  |  | 1 | 30 | Bathroom
Ceiling Fixture | Incandescent |  | Heat Lamp | 1 | 125 | Bathroom
Track | Halogen |  | PAR | 1 | 50 | Dining Room
Floor lamp | Incandescent |  | Standard A Lamp | 1 | 60 | Bedroom
Ceiling Fixture | Compact Fluorescent |  | Twist | 1 | 15 | Bedroom
Chandelier (Hanging) | Compact Fluorescent |  | Twist | 1 | 22 | Family Room
Floor lamp | Halogen |  | Quartz Tube | 1 | 50 | Family Room
Table | Halogen |  | MR | 1 | 20 | Family Room
Wall Mount | Incandescent |  | Standard A Lamp | 1 | 60 | Bedroom
Track | Halogen |  | PAR | 1 | 50 | Kitchen
Recessed Can | Compact Fluorescent |  | Flood | 1 | 22 | Kitchen
Floor lamp | Compact Fluorescent |  | Straight Tube | 1 | 22 | Living Room
Floor lamp | Compact Fluorescent |  | Twist | 1 | 15 | Living Room
Floor lamp | Compact Fluorescent |  | Twist | 1 | 15 | Living Room
Floor lamp | Compact Fluorescent |  | Twist | 1 | 22 | Living Room
Ceiling Fan | Compact Fluorescent |  | Twist | 1 | 22 | Office
Table | Compact Fluorescent |  | Straight Tube | 1 | 28 | Office
Table | Halogen |  | MR | 1 | 30 | Office
Track | Halogen |  | PAR | 1 | 50 | Hall
Track | Halogen |  | PAR | 3 | 50 | Hall
Chandelier (Hanging) | Compact Fluorescent |  | Twist | 1 | 22 | Hall
Ceiling Fixture | Compact Fluorescent |  | Twist | 1 | 15 | Hall
Table | Compact Fluorescent |  | Straight Tube | 1 | 15 | Other
Other | Other |  | Decorative | 1 | 15 | Family Room
Recessed Can | Compact Fluorescent |  | Twist | 1 | 15 | Family Room
High bay | Compact Fluorescent |  | Twist | 1 | 15 | Bathroom
Chandelier (Hanging) | Incandescent |  | Standard A Lamp | 1 | 5 | Dining Room
Ceiling Fixture | Linear Fluorescent | 48 | T-12 | 2 | 40 | Garage
Wall Mount | Compact Fluorescent |  | Twist | 1 | 15 | Garage
Ceiling Fixture | Compact Fluorescent |  | Twist | 1 | 22 | Bedroom
Ceiling Fixture | Halogen |  | MR | 1 | 50 | Kitchen
Architectural | Compact Fluorescent |  | Twist | 3 | 15 | Kitchen
Ceiling Fixture | Halogen |  | MR | 3 | 50 | Kitchen
Table | Compact Fluorescent |  | Twist | 1 | 13 | Living Room
Floor lamp | Compact Fluorescent |  | Twist | 1 | 13 | Living Room
Ceiling Fixture | Compact Fluorescent |  | Twist | 2 | 15 | Master Bedroom
Table | Compact Fluorescent |  | Twist | 1 | 15 | Master Bedroom
Ceiling Fixture | Incandescent |  | Standard A Lamp | 1 | 60 | Hall
Ceiling Fixture | Incandescent |  | Standard A Lamp | 2 | 60 | Bathroom
Table | Incandescent |  | Standard A Lamp | 1 | 40 | Bathroom
Ceiling Fixture | Incandescent |  | Standard A Lamp | 2 | 60 | Bathroom
Wall Mount | Incandescent |  | Standard A Lamp | 3 | 60 | Bathroom
Architectural | Incandescent |  | Standard A Lamp | 1 | 40 | Bathroom
Recessed Can | Incandescent |  | Reflector | 1 | 60 | Bedroom
Recessed Can | Incandescent |  | Reflector | 1 | 60 | Bedroom
Table | Incandescent |  | Standard A Lamp | 1 | 60 | Bedroom
Chandelier (Hanging) | Incandescent |  | Standard A Lamp | 2 | 60 | Dining Room
Table | Incandescent |  | Standard A Lamp | 1 | 60 | Dining Room
Table | Incandescent |  | Standard A Lamp | 1 | 60 | Dining Room
Recessed Can | Incandescent |  | Reflector | 1 | 60 | Family Room
Table | Incandescent |  | Standard A Lamp | 1 | 60 | Family Room
Garage door opener | Incandescent |  | Standard A Lamp | 1 | 60 | Garage
Ceiling Fixture | Incandescent |  | Globe | 2 | 100 | Garage
Ceiling Fixture | Linear Fluorescent | 52 | T-5 | 2 | 40 | Garage
Garage door opener | Incandescent |  | Standard A Lamp | 1 | 60 | Garage
Ceiling Fixture | Incandescent |  | Standard A Lamp | 1 | 100 | Garage
Recessed - other | Incandescent |  | Reflector | 1 | 60 | Hall
Chandelier (Hanging) | Incandescent |  | Standard A Lamp | 4 | 60 | Hall
Table | Incandescent |  | Decorative | 2 | 40 | Hall
Recessed Can | Incandescent |  | Reflector | 1 | 60 | Kitchen
Chandelier (Hanging) | Incandescent |  | Standard A Lamp | 1 | 100 | Kitchen
Ceiling Fixture | Incandescent |  | Standard A Lamp | 2 | 60 | Laundry Room
Table | Incandescent |  | Standard A Lamp | 1 | 60 | Living Room
Ceiling Fixture | Incandescent |  | Standard A Lamp | 2 | 60 | Master Bedroom
Table | Incandescent |  | Standard A Lamp | 1 | 60 | Master Bedroom
Recessed Can | Incandescent |  | Reflector | 1 | 60 | Bathroom
Wall Mount | Incandescent |  | Standard A Lamp | 1 | 60 | Bathroom
Ceiling Fixture | Incandescent |  | Standard A Lamp | 2 | 65 | Bathroom
Chandelier (Hanging) | Incandescent |  | Standard A Lamp | 1 | 60 | Other
Recessed Can | Incandescent |  | Reflector | 1 | 60 | Office
Ceiling Fixture | Incandescent |  | Standard A Lamp | 2 | 60 | Office
Table | Incandescent |  | Standard A Lamp | 1 | 60 | Office
Chandelier (Hanging) | Incandescent |  | Standard A Lamp | 3 | 60 | Other
Chandelier (Hanging) | Incandescent |  | Globe | 1 | 100 | Other
Table | Incandescent |  | Standard A Lamp | 2 | 60 | Other
Table | Halogen |  | MR | 1 | 50 | Living Room
Table | Incandescent |  | Reflector | 1 | 75 | Living Room
Recessed - other | Incandescent |  | Reflector | 1 | 65 | Bathroom
Recessed - other | Incandescent |  | Heat Lamp | 1 | 250 | Bathroom
Wall Mount | Halogen |  | Other | 1 | 50 | Bathroom
Recessed Can | Incandescent |  | Reflector | 1 | 65 | Bathroom
Ceiling Fixture | Linear Fluorescent | 48 | T-12 | 2 | 40 | Other
Ceiling Fixture | Incandescent |  | Standard A Lamp | 1 | 60 | Bedroom
Wall Mount | Incandescent |  | Standard A Lamp | 1 | 60 | Bedroom
Table | Compact Fluorescent |  | Twist | 1 | 15 | Bedroom
Recessed Can | Incandescent |  | Reflector | 1 | 65 | Hall
Recessed Can | Incandescent |  | Reflector | 1 | 65 | Bathroom
Wall Mount | Halogen |  | MR | 1 | 50 | Bathroom
Recessed - other | Incandescent |  | Reflector | 1 | 65 | Bathroom
Recessed - other | Incandescent |  | Heat Lamp | 1 | 250 | Bathroom
Wall Mount | Incandescent |  | 3-Way Incandescent | 1 | 100 | Family Room
Table | Incandescent |  | 3-Way Incandescent | 1 | 100 | Family Room
Recessed Can | Incandescent |  | Reflector | 1 | 65 | Family Room
Wall Mount | Incandescent |  | Standard A Lamp | 2 | 60 | Bathroom
Recessed Can | Incandescent |  | Reflector | 1 | 65 | Living Room
Table | Halogen |  | MR | 1 | 50 | Living Room
Table | Compact Fluorescent |  | Twist | 1 | 15 | Living Room
Architectural | Halogen |  | MR | 1 | 20 | Kitchen
Recessed Can | Incandescent |  | Reflector | 1 | 65 | Kitchen
Recessed Can | Incandescent |  | Reflector | 1 | 65 | Hall
Recessed Can | Incandescent |  | Standard A Lamp | 1 | 65 | Hall
Ceiling Fixture | Linear Fluorescent | 48 | T-12 | 2 | 40 | Laundry Room
Table | Incandescent |  | 3-Way Incandescent | 1 | 100 | Bedroom
Table | Incandescent |  | Standard A Lamp | 1 | 25 | Bedroom
Table | Incandescent |  | Standard A Lamp | 1 | 60 | Bedroom
Recessed Can | Compact Fluorescent |  | Flood | 1 | 22 | Bathroom
Recessed Can | Compact Fluorescent |  | Flood | 1 | 22 | Laundry Room
Chandelier (Hanging) | Incandescent |  | Mini base | 6 | 40 | Dining Room
Architectural | Halogen |  | MR | 1 | 50 | Dining Room
Architectural | Halogen |  | MR | 1 | 20 | Dining Room
Recessed Can | Incandescent |  | Reflector | 1 | 65 | Dining Room
Recessed Can | Incandescent |  | Reflector | 1 | 65 | Bathroom
Chandelier (Hanging) | Incandescent |  | Standard A Lamp | 1 | 60 | Bathroom
Wall Mount | Incandescent |  | Mini base | 1 | 40 | Family Room
Table | Compact Fluorescent |  | Twist | 1 | 15 | Family Room
Floor lamp | Compact Fluorescent |  | Twist | 1 | 15 | Family Room
Wall Mount | Incandescent |  | Standard A Lamp | 1 | 60 | Hall
Wall Mount | Incandescent |  | Standard A Lamp | 1 | 60 | Master Bedroom
Floor lamp | Compact Fluorescent |  | Twist | 1 | 15 | Master Bedroom
Recessed Can | Incandescent |  | Reflector | 1 | 65 | Master Bedroom
Track | Incandescent |  | Reflector | 2 | 65 | Master Bedroom
Table | Incandescent |  | Standard A Lamp | 1 | 60 | Master Bedroom
Recessed Can | Incandescent |  | Standard A Lamp | 1 | 40 | Closet
Wall Mount | Incandescent |  | Standard A Lamp | 2 | 75 | Bathroom
Wall Mount | Halogen |  | PAR | 1 | 30 | Bathroom
Ceiling Fixture | Incandescent |  | Heat Lamp | 2 | 250 | Bathroom
Wall Mount | Incandescent |  | Standard A Lamp | 3 | 75 | Bathroom
Ceiling Fixture | Incandescent |  | Standard A Lamp | 2 | 60 | Bedroom
Ceiling Fixture | Incandescent |  | Standard A Lamp | 1 | 60 | Bedroom
Ceiling Fixture | Incandescent |  | Standard A Lamp | 2 | 40 | Bedroom
Ceiling Fixture | Compact Fluorescent |  | Twist | 1 | 22 | Garage
Ceiling Fixture | Linear Fluorescent | 48 | T-12 | 2 | 40 | Garage
Garage door opener | Incandescent |  | Standard A Lamp | 2 | 60 | Garage
Ceiling Fixture | Incandescent |  | Standard A Lamp | 1 | 60 | Hall
Ceiling Fixture | Incandescent |  | Standard A Lamp | 2 | 60 | Hall
Track | Halogen |  | PAR | 1 | 30 | Kitchen
Recessed Can | Incandescent |  | Reflector | 1 | 60 | Kitchen
Recessed - other | Halogen |  | PAR | 1 | 30 | Kitchen
Recessed Can | Incandescent |  | Reflector | 1 | 65 | Living Room
Floor lamp | Incandescent |  | Standard A Lamp | 1 | 100 | Living Room
Table | Incandescent |  | Standard A Lamp | 1 | 60 | Other
Recessed Can | Compact Fluorescent |  | Reflector | 1 | 15 | Other
Wall Mount | Incandescent |  | Standard A Lamp | 1 | 60 | Other
Ceiling Fixture | Incandescent |  | Decorative | 2 | 40 | Bathroom
Ceiling Fixture | Incandescent |  | Decorative | 2 | 60 | Bedroom
Table | Incandescent |  | Standard A Lamp | 1 | 60 | Bedroom
Ceiling Fixture | Incandescent |  | Standard A Lamp | 1 | 60 | Other
Floor lamp | Compact Fluorescent |  | Twist | 1 | 22 | Living Room
Table | Compact Fluorescent |  | Twist | 1 | 22 | Living Room
Ceiling Fixture | Incandescent |  | Standard A Lamp | 1 | 60 | Garage
Wall Mount | Incandescent |  | Decorative | 1 | 60 | Bathroom
Ceiling Fixture | Incandescent |  | Globe | 1 | 65 | Bathroom
Wall Mount | Incandescent |  | Globe | 1 | 60 | Bedroom
Floor lamp | Compact Fluorescent |  | Twist | 1 | 22 | Bedroom
Wall Mount | Incandescent |  | Standard A Lamp | 1 | 60 | Bedroom
Wall Mount | Compact Fluorescent |  | Twist | 1 | 22 | Hall
Ceiling Fixture | Incandescent |  | Reflector | 1 | 60 | Kitchen
Chandelier (Hanging) | Compact Fluorescent |  | Twist | 1 | 22 | Kitchen
Ceiling Fixture | Compact Fluorescent |  | Twist | 1 | 22 | Laundry Room
Table | Compact Fluorescent |  | Twist | 1 | 22 | Office
Wall Mount | Incandescent |  | Globe | 1 | 60 | Office
Ceiling Fixture | Incandescent |  | Standard A Lamp | 2 | 60 | Bedroom
Table | Incandescent |  | Standard A Lamp | 1 | 60 | Bedroom
Ceiling Fixture | Incandescent |  | Standard A Lamp | 2 | 60 | Bedroom
Ceiling Fixture | Linear Fluorescent | 96 | T-12 | 2 | 110 | Garage
Ceiling Fixture | Incandescent |  | Standard A Lamp | 1 | 75 | Garage
Wall Mount | Incandescent |  | Globe | 3 | 25 | Bathroom
Ceiling Fixture | Incandescent |  | Standard A Lamp | 1 | 40 | Bathroom
Ceiling Fixture | Incandescent |  | Standard A Lamp | 2 | 60 | Bedroom
Table | Incandescent |  | Standard A Lamp | 1 | 75 | Bedroom
Ceiling Fixture | Incandescent |  | Standard A Lamp | 1 | 60 | Hall
Ceiling Fan | Incandescent |  | Standard A Lamp | 3 | 40 | Living Room
Table | Incandescent |  | Standard A Lamp | 1 | 60 | Living Room
Chandelier (Hanging) | Compact Fluorescent |  | Twist | 1 | 15 | Kitchen
Chandelier (Hanging) | Incandescent |  | Standard A Lamp | 4 | 25 | Kitchen
Ceiling Fixture | Linear Fluorescent | 24 | T-12 | 2 | 20 | Kitchen
Ceiling Fixture | Incandescent |  | Standard A Lamp | 1 | 40 | Hall
Ceiling Fixture | Incandescent |  | Standard A Lamp | 2 | 75 | Bedroom
Wall Mount | Incandescent |  | Globe | 6 | 25 | Bathroom
Ceiling Fixture | Incandescent |  | Standard A Lamp | 1 | 100 | Bathroom
Wall Mount | Incandescent |  | Standard A Lamp | 1 | 90 | Bathroom
Ceiling Fixture | Incandescent |  | Standard A Lamp | 1 | 40 | Bathroom
Ceiling Fixture | Incandescent |  | Standard A Lamp | 2 | 60 | Bedroom
Ceiling Fixture | Incandescent |  | Standard A Lamp | 2 | 60 | Bedroom
Table | Incandescent |  | Standard A Lamp | 1 | 100 | Bedroom
Ceiling Fixture | Incandescent |  | Standard A Lamp | 2 | 75 | Bedroom
Table | Incandescent |  | Standard A Lamp | 1 | 100 | Bedroom
Chandelier (Hanging) | Incandescent |  | Standard A Lamp | 1 | 100 | Bedroom
Chandelier (Hanging) | Incandescent |  | Decorative | 3 | 60 | Dining Room
Ceiling Fixture | Incandescent |  | Standard A Lamp | 2 | 75 | Family Room
Table | Incandescent |  | Standard A Lamp | 1 | 150 | Family Room
Floor lamp | Compact Fluorescent |  | Twist | 3 | 15 | Family Room
Chandelier (Hanging) | Incandescent |  | Decorative | 6 | 40 | Dining Room
Table | Compact Fluorescent |  | Twist | 1 | 15 | Dining Room
Ceiling Fixture | Linear Fluorescent | 48 | T-12 | 2 | 40 | Kitchen
High bay | Incandescent |  | Mini base | 2 | 40 | Kitchen
Ceiling Fan | Incandescent |  | Standard A Lamp | 4 | 75 | Living Room
Table | Incandescent |  | Standard A Lamp | 1 | 100 | Living Room
Ceiling Fixture | Incandescent |  | Standard A Lamp | 1 | 100 | Bathroom
Wall Mount | Incandescent |  | Standard A Lamp | 1 | 60 | Bathroom
Ceiling Fan | Incandescent |  | Standard A Lamp | 2 | 60 | Master Bedroom
Table | Incandescent |  | Standard A Lamp | 1 | 100 | Master Bedroom
Ceiling Fixture | Incandescent |  | Standard A Lamp | 2 | 65 | Closet
Ceiling Fixture | Incandescent |  | Standard A Lamp | 1 | 100 | Hall
Low bay | Linear Fluorescent | 48 | T-12 | 2 | 40 | Other
Chandelier (Hanging) | Incandescent |  | Standard A Lamp | 1 | 100 | Other
Ceiling Fixture | Incandescent |  | Standard A Lamp | 3 | 40 | Laundry Room
Wall Mount | Incandescent |  | Decorative | 6 | 40 | Bathroom
Wall Mount | Incandescent |  | Decorative | 4 | 40 | Bathroom
Ceiling Fixture | Incandescent |  | Decorative | 2 | 40 | Bedroom
Floor lamp | Incandescent |  | Standard A Lamp | 1 | 125 | Bedroom
Table | Incandescent |  | Decorative | 3 | 25 | Bedroom
Table | Incandescent |  | Standard A Lamp | 1 | 60 | Bedroom
Recessed Can | Incandescent |  | Reflector | 1 | 40 | Bedroom
Ceiling Fixture | Incandescent |  | Standard A Lamp | 1 | 60 | Closet
Ceiling Fixture | Incandescent |  | Standard A Lamp | 2 | 60 | Other
Ceiling Fan | Incandescent |  | Standard A Lamp | 1 | 60 | Family Room
Table | Incandescent |  | Decorative | 1 | 40 | Family Room
Garage door opener | Incandescent |  | Clear | 2 | 40 | Garage
Ceiling Fixture | Incandescent |  | Standard A Lamp | 2 | 60 | Garage
Chandelier (Hanging) | Compact Fluorescent |  | Globe | 1 | 15 | Dining Room
Recessed Can | Compact Fluorescent |  | Reflector | 1 | 15 | Dining Room
Ceiling Fixture | Incandescent |  | Standard A Lamp | 2 | 60 | Laundry Room
Ceiling Fan | Incandescent |  | Decorative | 1 | 40 | Office
Ceiling Fixture | Incandescent |  | Standard A Lamp | 1 | 60 | Other
Wall Mount | Incandescent |  | Standard A Lamp | 4 | 40 | Bathroom
Ceiling Fixture | Incandescent |  | Standard A Lamp | 2 | 40 | Bathroom
Chandelier (Hanging) | Incandescent |  | Standard A Lamp | 1 | 60 | Bathroom
Ceiling Fixture | Incandescent |  | Standard A Lamp | 3 | 60 | Bathroom
Ceiling Fixture | Incandescent |  | Standard A Lamp | 3 | 65 | Bedroom
Ceiling Fixture | Incandescent |  | Standard A Lamp | 3 | 60 | Bedroom
Ceiling Fan | Incandescent |  | Standard A Lamp | 2 | 60 | Dining Room
Ceiling Fixture | Compact Fluorescent |  | Twist | 1 | 22 | Hall
Ceiling Fixture | Incandescent |  | Standard A Lamp | 3 | 60 | Kitchen
Ceiling Fixture | Incandescent |  | Mini base | 3 | 40 | Living Room
Ceiling Fixture | Incandescent |  | Standard A Lamp | 3 | 60 | Other
Wall Mount | Incandescent |  | Standard A Lamp | 1 | 100 | Bathroom
Ceiling Fixture | Incandescent |  | Clear | 4 | 40 | Laundry Room
Ceiling Fixture | Incandescent |  | Decorative | 2 | 40 | Living Room
Wall Mount | Halogen |  | PAR | 5 | 20 | Living Room
Track | Incandescent |  | Reflector | 4 | 40 | Living Room
Ceiling Fixture | Incandescent |  | Clear | 2 | 40 | Living Room
Table | Incandescent |  | Decorative | 1 | 25 | Living Room
Ceiling Fixture | Incandescent |  | Other | 3 | 60 | Office
Track | Halogen |  | PAR | 3 | 30 | Office
Wall Mount | Linear Fluorescent | 12 | T-5 | 2 | 16 | Office
Table | Halogen |  | PAR | 1 | 30 | Office
Table | Incandescent |  | Decorative | 1 | 25 | Office
Ceiling Fan | Incandescent |  | Other | 4 | 60 | Dining Room
Other | Incandescent |  | Mini base | 1 | 25 | Dining Room
Ceiling Fixture | Incandescent |  | Standard A Lamp | 1 | 100 | Other
Ceiling Fixture | Linear Fluorescent | 48 | T-12 | 2 | 42 | Garage
Ceiling Fixture | Incandescent |  | Reflector | 1 | 65 | Garage
Ceiling Fixture | Compact Fluorescent |  | Twist | 1 | 22 | Garage
Garage door opener | Incandescent |  | Standard A Lamp | 1 | 40 | Garage
Ceiling Fixture | Halogen |  | PAR | 1 | 75 | Garage
Recessed Can | Incandescent |  | Reflector | 1 | 150 | Kitchen
Recessed - other | Linear Fluorescent | 48 | T-12 | 4 | 40 | Kitchen
Ceiling Fixture | Incandescent |  | Clear | 4 | 25 | Living Room
Chandelier (Hanging) | Incandescent |  | Mini base | 2 | 40 | Living Room
Floor lamp | Compact Fluorescent |  | Twist | 1 | 22 | Living Room
Floor lamp | Incandescent |  | Clear | 4 | 25 | Living Room
Wall Mount | Incandescent |  | Clear | 8 | 40 | Bathroom
Ceiling Fixture | Incandescent |  | Heat Lamp | 2 | 250 | Bathroom
Ceiling Fan | Compact Fluorescent |  | Twist | 3 | 15 | Bedroom
Table | Incandescent |  | Clear | 1 | 5 | Bedroom
Ceiling Fan | Compact Fluorescent |  | Twist | 4 | 15 | Bedroom
Ceiling Fan | Incandescent |  | Decorative | 3 | 60 | Bedroom
Table | Incandescent |  | Standard A Lamp | 1 | 60 | Bedroom
Floor lamp | Compact Fluorescent |  | Twist | 1 | 22 | Bedroom
Ceiling Fixture | Incandescent |  | Standard A Lamp | 2 | 60 | Hall
Ceiling Fan | Incandescent |  | Standard A Lamp | 1 | 60 | Hall
Wall Mount | Halogen |  | Quartz Tube | 3 | 75 | Bathroom
Wall Mount | Incandescent |  | Standard A Lamp | 3 | 100 | Bathroom
Ceiling Fan | Compact Fluorescent |  | Twist | 2 | 22 | Family Room
Floor lamp | Incandescent |  | Standard A Lamp | 1 | 60 | Family Room
Recessed Can | Incandescent |  | Reflector | 1 | 65 | Family Room
Wall Mount | Incandescent |  | Standard A Lamp | 1 | 60 | Family Room
Table | Compact Fluorescent |  | Twist | 1 | 22 | Family Room
Recessed Can | Incandescent |  | Reflector | 1 | 65 | Family Room
Low bay | Linear Fluorescent | 96 | T-12 | 2 | 100 | Garage
Low bay | Linear Fluorescent | 96 | T-12 | 2 | 100 | Garage
Recessed Can | Incandescent |  | Reflector | 1 | 65 | Bedroom
Floor lamp | Incandescent |  | Standard A Lamp | 1 | 65 | Bedroom
Wall Mount | Incandescent |  | Standard A Lamp | 1 | 65 | Hall
Recessed Can | Incandescent |  | Reflector | 1 | 65 | Kitchen
Recessed Can | Incandescent |  | Reflector | 1 | 65 | Kitchen
Chandelier (Hanging) | Incandescent |  | Globe | 1 | 75 | Kitchen
High bay | Linear Fluorescent | 48 | T-12 | 1 | 40 | Kitchen
Recessed Can | Incandescent |  | Reflector | 1 | 65 | Bathroom
Recessed Can | Incandescent |  | Reflector | 1 | 65 | Master Bedroom
Ceiling Fixture | Linear Fluorescent | 48 | T-12 | 2 | 40 | Closet
Recessed Can | Incandescent |  | Reflector | 1 | 65 | Office
Floor lamp | Incandescent |  | Standard A Lamp | 1 | 60 | Office
Ceiling Fixture | Linear Fluorescent | 48 | T-12 | 2 | 40 | Closet
Ceiling Fixture | Linear Fluorescent | 48 | T-8 | 2 | 32 | Other
Table | Compact Fluorescent |  | Mini base | 1 | 22 | Other
Table | Incandescent |  | Standard A Lamp | 2 | 75 | Other
Ceiling Fan | Incandescent |  | Standard A Lamp | 2 | 60 | Other
Wall Mount | Incandescent |  | Standard A Lamp | 1 | 65 | Hall
Ceiling Fixture | Linear Fluorescent | 48 | T-12 | 2 | 40 | Laundry Room
Wall Mount | Incandescent |  | Mini base | 5 | 40 | Bathroom
Chandelier (Hanging) | Compact Fluorescent |  | Twist | 2 | 22 | Dining Room
Wall Mount | Incandescent |  | Decorative | 1 | 60 | Dining Room
Wall Mount | Compact Fluorescent |  | Twist | 1 | 22 | Garage
Chandelier (Hanging) | Compact Fluorescent |  | Twist | 1 | 22 | Bedroom
Recessed - other | Incandescent |  | Reflector | 1 | 60 | Hall
Ceiling Fixture | Linear Fluorescent | 48 | T-8 | 4 | 32 | Kitchen
Chandelier (Hanging) | Incandescent |  | Globe | 1 | 75 | Living Room
Table | Compact Fluorescent |  | Twist | 1 | 22 | Living Room
Wall Mount | Compact Fluorescent |  | Twist | 2 | 22 | Master Bedroom
Chandelier (Hanging) | Compact Fluorescent |  | Twist | 1 | 22 | Bedroom
Table | Halogen |  | Quartz Tube | 1 | 50 | Bedroom
Ceiling Fixture | Linear Fluorescent | 48 | T-12 | 2 | 40 | Closet
Ceiling Fixture | Linear Fluorescent | 96 | T-12 | 2 | 100 | Other
Ceiling Fixture | Linear Fluorescent | 48 | T-8 | 2 | 32 | Bathroom
Ceiling Fixture | Compact Fluorescent |  | Twist | 1 | 22 | Bathroom
Track | Incandescent |  | Clear | 4 | 40 | Bathroom
Ceiling Fixture | Compact Fluorescent |  | Twist | 1 | 22 | Hall
Ceiling Fixture | Compact Fluorescent |  | Twist | 4 | 15 | Family Room
Wall Mount | Incandescent |  | Standard A Lamp | 2 | 75 | Bathroom
Track | Incandescent |  | Decorative | 4 | 40 | Bathroom
Ceiling Fixture | Incandescent |  | Standard A Lamp | 2 | 75 | Hall
Ceiling Fixture | Compact Fluorescent |  | Twist | 1 | 15 | Hall
Ceiling Fixture | Incandescent |  | Decorative | 1 | 90 | Hall
Ceiling Fixture | Incandescent |  | Standard A Lamp | 1 | 75 | Other
Ceiling Fixture | Incandescent |  | Standard A Lamp | 3 | 60 | Other
Ceiling Fixture | Incandescent |  | Standard A Lamp | 1 | 60 | Closet
Wall Mount | Linear Fluorescent | 24 | T-5 | 1 | 20 | Laundry Room
Chandelier (Hanging) | Compact Fluorescent |  | Twist | 4 | 15 | Kitchen
Recessed Can | Compact Fluorescent |  | Twist | 1 | 22 | Kitchen
Ceiling Fixture | Incandescent |  | Standard A Lamp | 1 | 75 | Garage
Garage door opener | Incandescent |  | Standard A Lamp | 2 | 60 | Garage
Ceiling Fixture | Incandescent |  | Reflector | 1 | 65 | Living Room
Ceiling Fixture | Incandescent |  | Standard A Lamp | 2 | 75 | Hall
Ceiling Fixture | Compact Fluorescent |  | Twist | 2 | 22 | Office
Ceiling Fixture | Compact Fluorescent |  | Twist | 3 | 22 | Bedroom
Ceiling Fixture | Compact Fluorescent |  | Twist | 1 | 22 | Bathroom
Wall Mount | Incandescent |  | Decorative | 2 | 40 | Bathroom
Ceiling Fan | Compact Fluorescent |  | Twist | 3 | 15 | Bedroom
Table | Incandescent |  | Standard A Lamp | 1 | 40 | Bedroom
Wall Mount | Incandescent |  | Globe | 4 | 60 | Bathroom
Ceiling Fixture | Incandescent |  | Standard A Lamp | 2 | 60 | Bedroom
Chandelier (Hanging) | Incandescent |  | Mini base | 6 | 40 | Dining Room
Ceiling Fixture | Incandescent |  | Globe | 1 | 60 | Garage
Ceiling Fixture | Incandescent |  | Standard A Lamp | 1 | 75 | Garage
Ceiling Fixture | Linear Fluorescent | 48 | T-12 | 2 | 40 | Garage
Ceiling Fixture | Compact Fluorescent |  | Twist | 2 | 15 | Hall
Ceiling Fixture | Incandescent |  | Standard A Lamp | 2 | 40 | Hall
Table | Compact Fluorescent |  | Twist | 1 | 15 | Living Room
Floor lamp | Compact Fluorescent |  | Twist | 1 | 15 | Living Room
Ceiling Fixture | Incandescent |  | Standard A Lamp | 2 | 40 | Master Bedroom
Floor lamp | Incandescent |  | Other | 1 | 40 | Master Bedroom
Table | Incandescent |  | Mini base | 1 | 5 | Master Bedroom
Ceiling Fixture | Halogen |  | MR | 4 | 50 | Office
Ceiling Fixture | Incandescent |  | Standard A Lamp | 2 | 60 | Hall
Ceiling Fixture | Compact Fluorescent |  | Pin base | 1 | 22 | Laundry Room
Ceiling Fixture | Compact Fluorescent |  | Twist | 1 | 15 | Hall
Wall Mount | Incandescent |  | Mini base | 4 | 40 | Bathroom
Ceiling Fixture | Incandescent |  | Standard A Lamp | 2 | 60 | Bedroom
Table | Incandescent |  | Standard A Lamp | 1 | 40 | Bedroom
Ceiling Fixture | Incandescent |  | Standard A Lamp | 2 | 60 | Bedroom
Ceiling Fixture | Incandescent |  | Standard A Lamp | 1 | 75 | Other
Ceiling Fixture | Compact Fluorescent |  | Twist | 1 | 15 | Family Room
Ceiling Fixture | Incandescent |  | Standard A Lamp | 1 | 60 | Family Room
Ceiling Fixture | Incandescent |  | Standard A Lamp | 1 | 60 | Other
Wall Mount | Incandescent |  | Globe | 4 | 40 | Bathroom
Ceiling Fixture | Linear Fluorescent | 48 | T-12 | 4 | 40 | Kitchen
Ceiling Fixture | Incandescent |  | Standard A Lamp | 5 | 60 | Family Room
Recessed Can | Compact Fluorescent |  | A shape bulb | 1 | 15 | Bathroom
Wall Mount | Incandescent |  | Decorative | 3 | 40 | Bathroom
Ceiling Fixture | Compact Fluorescent |  | Twist | 2 | 15 | Bedroom
Table | Compact Fluorescent |  | Twist | 1 | 15 | Bedroom
Recessed Can | Compact Fluorescent |  | Flood | 1 | 22 | Dining Room
Torchiere | Halogen |  | Quartz Tube | 1 | 150 | Dining Room
Chandelier (Hanging) | Compact Fluorescent |  | Twist | 3 | 15 | Hall
Ceiling Fixture | Compact Fluorescent |  | Twist | 1 | 15 | Hall
Recessed Can | Incandescent |  | Standard A Lamp | 1 | 60 | Family Room
Wall Mount | Compact Fluorescent |  | Pin base | 1 | 22 | Family Room
Ceiling Fixture | Compact Fluorescent |  | Twist | 1 | 22 | Hall
Wall Mount | Compact Fluorescent |  | Twist | 1 | 15 | Hall
Recessed Can | Compact Fluorescent |  | A shape bulb | 1 | 22 | Kitchen
Ceiling Fixture | Compact Fluorescent |  | A shape bulb | 2 | 22 | Laundry Room
Floor lamp | Compact Fluorescent |  | Twist | 1 | 22 | Living Room
Table | Compact Fluorescent |  | Twist | 1 | 15 | Living Room
Ceiling Fixture | Compact Fluorescent |  | Twist | 2 | 15 | Bathroom
Wall Mount | Incandescent |  | Mini base | 3 | 25 | Bathroom
Table | Compact Fluorescent |  | Twist | 1 | 15 | Master Bedroom
Ceiling Fixture | Compact Fluorescent |  | Twist | 2 | 15 | Master Bedroom
Wall Mount | Compact Fluorescent |  | Twist | 1 | 15 | Master Bedroom
Track | Incandescent |  | Standard A Lamp | 1 | 60 | Master Bedroom
Table | Compact Fluorescent |  | Twist | 1 | 15 | Master Bedroom
Ceiling Fan | Incandescent |  | Decorative | 3 | 40 | Office
Table | Incandescent |  | Standard A Lamp | 1 | 60 | Office
Ceiling Fixture | Linear Fluorescent | 48 | T-8 | 2 | 32 | Garage
Ceiling Fan | Incandescent |  | Standard A Lamp | 4 | 60 | Master Bedroom
Table | Incandescent |  | Decorative | 1 | 40 | Master Bedroom
Wall Mount | Incandescent |  | Standard A Lamp | 3 | 60 | Bathroom
Wall Mount | Compact Fluorescent |  | A shape bulb | 1 | 15 | Bathroom
Chandelier (Hanging) | Incandescent |  | Decorative | 3 | 40 | Dining Room
Chandelier (Hanging) | Compact Fluorescent |  | Decorative | 1 | 22 | Dining Room
Ceiling Fixture | Compact Fluorescent |  | Twist | 1 | 15 | Hall
Ceiling Fixture | Incandescent |  | Standard A Lamp | 1 | 60 | Hall
Ceiling Fixture | Compact Fluorescent |  | Twist | 1 | 15 | Hall
Chandelier (Hanging) | Incandescent |  | Decorative | 2 | 40 | Hall
Track | Halogen |  | MR | 1 | 50 | Kitchen
Other | Incandescent |  | Clear | 1 | 25 | Kitchen
Ceiling Fixture | Incandescent |  | Reflector | 3 | 65 | Living Room
Wall Mount | Compact Fluorescent |  | Reflector | 3 | 28 | Living Room
Table | Compact Fluorescent |  | Twist | 1 | 15 | Living Room
Ceiling Fixture | Incandescent |  | Standard A Lamp | 3 | 60 | Office
Ceiling Fixture | Compact Fluorescent |  | Twist | 1 | 15 | Office
Table | Linear Fluorescent | 18 | T-8 | 2 | 16 | Office
Table | Incandescent |  | Mini base | 1 | 25 | Office
Wall Mount | Incandescent |  | Standard A Lamp | 4 | 40 | Bathroom
Ceiling Fixture | Compact Fluorescent |  | Twist | 1 | 15 | Bathroom
Ceiling Fixture | Incandescent |  | Standard A Lamp | 4 | 60 | Bedroom
Table | Compact Fluorescent |  | Twist | 1 | 15 | Bedroom
Ceiling Fixture | Incandescent |  | Standard A Lamp | 1 | 60 | Closet
Ceiling Fixture | Compact Fluorescent |  | Twist | 1 | 22 | Kitchen
Ceiling Fixture | Linear Fluorescent | 48 | T-12 | 2 | 32 | Kitchen
Ceiling Fixture | Compact Fluorescent |  | Twist | 2 | 22 | Hall
Ceiling Fixture | Compact Fluorescent |  | Twist | 3 | 22 | Hall
Ceiling Fixture | Incandescent |  | Standard A Lamp | 1 | 60 | Bedroom
Table | Incandescent |  | Standard A Lamp | 1 | 60 | Bedroom
Table | Incandescent |  | Standard A Lamp | 1 | 65 | Bedroom
Recessed Can | Halogen |  | MR | 1 | 50 | Living Room
Ceiling Fixture | Compact Fluorescent |  | Twist | 1 | 15 | Living Room
Table | Incandescent |  | Standard A Lamp | 1 | 75 | Living Room
Ceiling Fixture | Incandescent |  | Standard A Lamp | 2 | 60 | Bedroom
Table | Incandescent |  | Standard A Lamp | 1 | 60 | Bedroom
Ceiling Fixture | Incandescent |  | Standard A Lamp | 1 | 60 | Bathroom
Ceiling Fan | Incandescent |  | Standard A Lamp | 1 | 40 | Bathroom
Ceiling Fixture | Compact Fluorescent |  | Twist | 1 | 15 | Office
Recessed Can | Incandescent |  | Reflector | 1 | 65 | Bathroom
Ceiling Fixture | Incandescent |  | Standard A Lamp | 1 | 60 | Bathroom
Ceiling Fixture | Incandescent |  | Standard A Lamp | 1 | 40 | Bathroom
Ceiling Fixture | Compact Fluorescent |  | Twist | 3 | 22 | Master Bedroom
Table | Incandescent |  | Standard A Lamp | 1 | 60 | Master Bedroom
Table | Incandescent |  | Standard A Lamp | 1 | 100 | Master Bedroom
Ceiling Fixture | Compact Fluorescent |  | Twist | 1 | 15 | Garage
Garage door opener | Compact Fluorescent |  | Twist | 2 | 15 | Garage
Ceiling Fixture | Compact Fluorescent |  | Twist | 2 | 15 | Hall
Ceiling Fixture | Linear Fluorescent | 48 | T-12 | 2 | 40 | Closet
Ceiling Fixture | Compact Fluorescent |  | Twist | 2 | 16 | Family Room
Floor lamp | Incandescent |  | Standard A Lamp | 1 | 200 | Family Room
Table | Compact Fluorescent |  | Twist | 1 | 22 | Family Room
Ceiling Fixture | Incandescent |  | Standard A Lamp | 1 | 60 | Kitchen
Ceiling Fixture | Compact Fluorescent |  | Twist | 1 | 22 | Kitchen
Other | Linear Fluorescent | 12 | T-4 | 1 | 16 | Kitchen
Chandelier (Hanging) | Compact Fluorescent |  | Twist | 5 | 15 | Other
Wall Mount | Incandescent |  | Mini base | 1 | 25 | Other
Wall Mount | Incandescent |  | Standard A Lamp | 2 | 75 | Bathroom
Chandelier (Hanging) | Compact Fluorescent |  | Twist | 3 | 22 | Dining Room
Floor lamp | Incandescent |  | Standard A Lamp | 2 | 40 | Living Room
Table | Incandescent |  | Standard A Lamp | 1 | 40 | Living Room
Table | Incandescent |  | Heat Lamp | 2 | 40 | Living Room
Wall Mount | Incandescent |  | Standard A Lamp | 1 | 40 | Closet
Ceiling Fixture | Compact Fluorescent |  | Twist | 1 | 15 | Hall
Ceiling Fixture | Compact Fluorescent |  | Twist | 2 | 15 | Bedroom
Table | Incandescent |  | Standard A Lamp | 1 | 40 | Bedroom
Table | Incandescent |  | Standard A Lamp | 1 | 60 | Bedroom
Ceiling Fixture | Incandescent |  | Standard A Lamp | 3 | 60 | Bedroom
Ceiling Fixture | Incandescent |  | Standard A Lamp | 1 | 100 | Hall
Ceiling Fixture | Incandescent |  | Standard A Lamp | 2 | 65 | Bedroom
Ceiling Fixture | Incandescent |  | Standard A Lamp | 1 | 75 | Other
Ceiling Fixture | Compact Fluorescent |  | Twist | 1 | 15 | Other
Ceiling Fixture | Compact Fluorescent |  | Twist | 1 | 28 | Living Room
Ceiling Fixture | Incandescent |  | Standard A Lamp | 1 | 75 | Living Room
Ceiling Fixture | Linear Fluorescent | 48 | T-8 | 2 | 32 | Family Room
Ceiling Fixture | Compact Fluorescent |  | Twist | 1 | 15 | Bedroom
Wall Mount | Incandescent |  | Standard A Lamp | 1 | 100 | Bathroom
Ceiling Fan | Compact Fluorescent |  | Twist | 3 | 28 | Dining Room
Ceiling Fan | Compact Fluorescent |  | Twist | 1 | 22 | Kitchen
Ceiling Fixture | Compact Fluorescent |  | Twist | 1 | 28 | Laundry Room
Wall Mount | Compact Fluorescent |  | Twist | 1 | 22 | Laundry Room
Ceiling Fixture | Incandescent |  | Standard A Lamp | 1 | 75 | Garage
Ceiling Fan | Compact Fluorescent |  | Twist | 2 | 28 | Living Room
Ceiling Fixture | Compact Fluorescent |  | Twist | 1 | 22 | Hall
Ceiling Fan | Compact Fluorescent |  | Twist | 3 | 28 | Master Bedroom
Ceiling Fixture | Incandescent |  | Standard A Lamp | 2 | 60 | Master Bedroom
Ceiling Fixture | Incandescent |  | Standard A Lamp | 1 | 75 | Bedroom
Ceiling Fixture | Incandescent |  | Mini base | 5 | 40 | Dining Room
Recessed Can | Compact Fluorescent |  | Reflector | 1 | 15 | Kitchen
Ceiling Fixture | Incandescent |  | Mini base | 3 | 60 | Closet
Recessed Can | Compact Fluorescent |  | Reflector | 1 | 15 | Bathroom
Wall Mount | Incandescent |  | Standard A Lamp | 3 | 100 | Bathroom
Chandelier (Hanging) | Incandescent |  | Mini base | 4 | 60 | Bathroom
Wall Mount | Incandescent |  | Standard A Lamp | 3 | 100 | Bathroom
Table | Compact Fluorescent |  | Twist | 1 | 15 | Office
Architectural | Other |  | Other | 1 | 50 | Office
Wall Mount | Incandescent |  | Clear | 5 | 50 | Bathroom
Track | Incandescent |  | Reflector | 3 | 75 | Bedroom
Ceiling Fixture | Linear Fluorescent | 48 | T-12 | 2 | 40 | Garage
Wall Mount | Incandescent |  | Reflector | 2 | 75 | Garage
Ceiling Fixture | Incandescent |  | Clear | 3 | 40 | Closet
Ceiling Fixture | Incandescent |  | Reflector | 1 | 75 | Living Room
Table | Incandescent |  | Standard A Lamp | 1 | 100 | Living Room
Floor lamp | Incandescent |  | Standard A Lamp | 1 | 100 | Living Room
Chandelier (Hanging) | Incandescent |  | Mini base | 3 | 40 | Hall
Ceiling Fixture | Incandescent |  | Clear | 3 | 25 | Hall
Table | Incandescent |  | Standard A Lamp | 1 | 75 | Family Room
Ceiling Fixture | Compact Fluorescent |  | Reflector | 1 | 15 | Family Room
Recessed Can | Compact Fluorescent |  | Reflector | 1 | 15 | Family Room
Wall Mount | Incandescent |  | Standard A Lamp | 1 | 65 | Closet
Ceiling Fixture | Incandescent |  | Standard A Lamp | 1 | 75 | Laundry Room
Table | Compact Fluorescent |  | Twist | 1 | 15 | Master Bedroom
Table | Incandescent |  | Standard A Lamp | 2 | 75 | Master Bedroom
Table | Incandescent |  | Standard A Lamp | 1 | 60 | Master Bedroom
Ceiling Fixture | Incandescent |  | Standard A Lamp | 1 | 60 | Bathroom
Table | Halogen |  | PAR | 1 | 30 | Bedroom
Chandelier (Hanging) | Incandescent |  | Standard A Lamp | 1 | 60 | Bedroom
Ceiling Fixture | Incandescent |  | Standard A Lamp | 1 | 60 | Closet
Ceiling Fixture | Incandescent |  | Standard A Lamp | 1 | 60 | Hall
Recessed Can | Incandescent |  | Reflector | 1 | 65 | Kitchen
Wall Mount | Halogen |  | PAR | 1 | 20 | Kitchen
Wall Mount | Incandescent |  | Standard A Lamp | 1 | 60 | Kitchen
Ceiling Fixture | Incandescent |  | Standard A Lamp | 1 | 60 | Laundry Room
Ceiling Fixture | Incandescent |  | Standard A Lamp | 1 | 60 | Laundry Room
Ceiling Fixture | Compact Fluorescent |  | Twist | 1 | 15 | Bathroom
Ceiling Fixture | Compact Fluorescent |  | Twist | 1 | 15 | Bedroom
Ceiling Fixture | Compact Fluorescent |  | Twist | 1 | 15 | Kitchen
Ceiling Fixture | Compact Fluorescent |  | Straight Tube | 1 | 15 | Laundry Room
Ceiling Fixture | Compact Fluorescent |  | Twist | 1 | 15 | Living Room
Ceiling Fixture | Compact Fluorescent |  | Twist | 1 | 15 | Master Bedroom
Wall Mount | Incandescent |  | Globe | 4 | 60 | Bathroom
Wall Mount | Incandescent |  | Globe | 8 | 40 | Bathroom
Wall Mount | Compact Fluorescent |  | Twist | 3 | 23 | Bathroom
Ceiling Fixture | Compact Fluorescent |  | Twist | 4 | 13 | Bedroom
Table | Incandescent |  | Mini base | 1 | 40 | Bedroom
Ceiling Fixture | Compact Fluorescent |  | Twist | 2 | 26 | Bedroom
Table | Incandescent |  | Standard A Lamp | 1 | 60 | Bedroom
Ceiling Fan | Compact Fluorescent |  | Twist | 3 | 23 | Bedroom
Table | Halogen |  | Other | 1 | 50 | Bedroom
Table | Incandescent |  | Clear | 1 | 60 | Bedroom
Ceiling Fixture | Compact Fluorescent |  | Pin base | 1 | 22 | Bedroom
Table | Compact Fluorescent |  | Twist | 1 | 23 | Bedroom
Table | Halogen |  | Other | 1 | 20 | Bedroom
Ceiling Fixture | Linear Fluorescent | 48 | T-8 | 2 | 32 | Bedroom
Chandelier (Hanging) | Compact Fluorescent |  | Twist | 5 | 26 | Dining Room
Wall Mount | Compact Fluorescent |  | Twist | 1 | 23 | Hall
Ceiling Fixture | Incandescent |  | Clear | 1 | 60 | Hall
Ceiling Fixture | Compact Fluorescent |  | Twist | 1 | 23 | Hall
Ceiling Fixture | Linear Fluorescent | 48 | T-8 | 4 | 32 | Family Room
Ceiling Fixture | Compact Fluorescent |  | Twist | 1 | 15 | Family Room
Floor lamp | Incandescent |  | 3-Way Incandescent | 1 | 70 | Family Room
Ceiling Fixture | Incandescent |  | Standard A Lamp | 1 | 75 | Other
Ceiling Fixture | Linear Fluorescent | 48 | T-12 | 4 | 40 | Kitchen
Ceiling Fixture | Linear Fluorescent | 48 | T-8 | 4 | 32 | Kitchen
Ceiling Fixture | Linear Fluorescent | 12 | T-8 | 1 | 15 | Kitchen
Ceiling Fan | Compact Fluorescent |  | Twist | 3 | 13 | Laundry Room
Floor lamp | Compact Fluorescent |  | Twist | 1 | 32 | Living Room
Table | Incandescent |  | 3-Way Incandescent | 1 | 70 | Living Room
Table | Compact Fluorescent |  | Twist | 1 | 15 | Living Room
Floor lamp | Compact Fluorescent |  | Pin base | 1 | 27 | Living Room
Ceiling Fixture | Incandescent |  | Standard A Lamp | 1 | 60 | Bathroom
Table | Incandescent |  | Standard A Lamp | 1 | 40 | Bedroom
Ceiling Fixture | Incandescent |  | Standard A Lamp | 1 | 60 | Bedroom
Ceiling Fixture | Incandescent |  | Standard A Lamp | 1 | 100 | Kitchen
Ceiling Fixture | Compact Fluorescent |  | Twist | 2 | 15 | Kitchen
Table | Incandescent |  | Decorative | 1 | 25 | Kitchen
Table | Incandescent |  | Decorative | 2 | 40 | Living Room
Table | Incandescent |  | Standard A Lamp | 1 | 60 | Living Room
Ceiling Fixture | Compact Fluorescent |  | Straight Tube | 1 | 28 | Living Room
Table | Compact Fluorescent |  | Twist | 1 | 15 | Living Room
Table | Incandescent |  | Standard A Lamp | 1 | 25 | Other
Ceiling Fixture | Compact Fluorescent |  | Twist | 1 | 13 | Bathroom
Ceiling Fixture | Compact Fluorescent |  | Twist | 2 | 15 | Bedroom
Table | Compact Fluorescent |  | Twist | 1 | 13 | Bedroom
Ceiling Fixture | Compact Fluorescent |  | Twist | 2 | 15 | Dining Room
Ceiling Fan | Incandescent |  | Standard A Lamp | 1 | 60 | Kitchen
Ceiling Fixture | Compact Fluorescent |  | Twist | 1 | 15 | Laundry Room
Ceiling Fan | Compact Fluorescent |  | Twist | 1 | 22 | Living Room
Ceiling Fixture | Compact Fluorescent |  | Twist | 1 | 13 | Bedroom
Ceiling Fixture | Incandescent |  | Standard A Lamp | 1 | 60 | Other
Ceiling Fixture | Incandescent |  | Standard A Lamp | 1 | 60 | Bathroom
Track | Incandescent |  | Globe | 5 | 40 | Bathroom
Ceiling Fixture | Incandescent |  | Clear | 3 | 60 | Bedroom
Ceiling Fixture | Incandescent |  | Standard A Lamp | 1 | 60 | Bedroom
Ceiling Fixture | Incandescent |  | Standard A Lamp | 1 | 60 | Bedroom
Ceiling Fixture | Incandescent |  | Standard A Lamp | 1 | 60 | Hall
Ceiling Fixture | Compact Fluorescent |  | Twist | 2 | 15 | Hall
Ceiling Fixture | Incandescent |  | Standard A Lamp | 1 | 60 | Hall
Ceiling Fixture | Incandescent |  | Standard A Lamp | 3 | 60 | Kitchen
Ceiling Fan | Incandescent |  | Standard A Lamp | 3 | 60 | Living Room
Floor lamp | Incandescent |  | Standard A Lamp | 1 | 60 | Living Room
Ceiling Fan | Incandescent |  | Standard A Lamp | 2 | 60 | Office
Ceiling Fan | Incandescent |  | Standard A Lamp | 4 | 60 | Other
Ceiling Fixture | Linear Fluorescent | 60 | T-12 | 4 | 40 | Other
Ceiling Fixture | Incandescent |  | Heat Lamp | 1 | 250 | Bathroom
Wall Mount | Incandescent |  | Standard A Lamp | 2 | 60 | Bathroom
Ceiling Fixture | Compact Fluorescent |  | Twist | 1 | 15 | Bathroom
Wall Mount | Incandescent |  | Globe | 4 | 60 | Bathroom
Wall Mount | Halogen |  | Quartz Tube | 1 | 150 | Bedroom
Table | Incandescent |  | Standard A Lamp | 1 | 75 | Bedroom
Wall Mount | Incandescent |  | Standard A Lamp | 1 | 60 | Bedroom
Table | Incandescent |  | Standard A Lamp | 1 | 60 | Bedroom
Chandelier (Hanging) | Incandescent |  | Standard A Lamp | 4 | 60 | Dining Room
Torchiere | Incandescent |  | 3-Way Incandescent | 1 | 100 | Family Room
Floor lamp | Incandescent |  | Standard A Lamp | 1 | 75 | Family Room
Table | Incandescent |  | Standard A Lamp | 1 | 60 | Family Room
Ceiling Fixture | Compact Fluorescent |  | Twist | 1 | 23 | Garage
Garage door opener | Incandescent |  | Standard A Lamp | 2 | 40 | Garage
Ceiling Fixture | Incandescent |  | Standard A Lamp | 1 | 60 | Hall
Ceiling Fixture | Linear Fluorescent |  | Fluorescent Other | 1 | 60 | Laundry Room
Wall Mount | Halogen |  | Quartz Tube | 1 | 150 | Master Bedroom
Architectural | Incandescent |  | Colored | 1 | 70 | Master Bedroom
Recessed Can | Incandescent |  | Reflector | 1 | 65 | Kitchen
Architectural | Linear Fluorescent | 24 | T-5 | 1 | 13 | Kitchen
Architectural | Linear Fluorescent | 12 | T-5 | 1 | 8 | Kitchen
Ceiling Fixture | Incandescent |  | Standard A Lamp | 1 | 60 | Other
Wall Mount | Incandescent |  | Standard A Lamp | 4 | 40 | Bathroom
Ceiling Fixture | Incandescent |  | Reflector | 2 | 65 | Bathroom
Wall Mount | Compact Fluorescent |  | Twist | 4 | 22 | Bathroom
Ceiling Fixture | Incandescent |  | Reflector | 2 | 125 | Bathroom
Ceiling Fixture | Incandescent |  | Standard A Lamp | 3 | 60 | Bedroom
Table | Incandescent |  | Decorative | 1 | 40 | Bedroom
Recessed Can | Incandescent |  | Reflector | 1 | 40 | Bedroom
Chandelier (Hanging) | Incandescent |  | Standard A Lamp | 1 | 100 | Bedroom
Table | Incandescent |  | Standard A Lamp | 1 | 60 | Bedroom
Ceiling Fixture | Incandescent |  | Standard A Lamp | 1 | 60 | Garage
Ceiling Fixture | Incandescent |  | Standard A Lamp | 1 | 75 | Hall
Chandelier (Hanging) | Incandescent |  | Decorative | 12 | 40 | Kitchen
Recessed Can | Incandescent |  | Reflector | 1 | 65 | Kitchen
Recessed - other | Linear Fluorescent | 12 | T-5 | 1 | 16 | Kitchen
Table | Incandescent |  | Standard A Lamp | 1 | 100 | Living Room
Table | Compact Fluorescent |  | Twist | 1 | 22 | Living Room
Ceiling Fan | Incandescent |  | Reflector | 3 | 40 | Bedroom
Track | Incandescent |  | Reflector | 1 | 40 | Bedroom
Table | Incandescent |  | Standard A Lamp | 1 | 60 | Bedroom
Floor lamp | Incandescent |  | Standard A Lamp | 1 | 75 | Living Room
Ceiling Fan | Incandescent |  | Standard A Lamp | 3 | 60 | Kitchen
Ceiling Fixture | Incandescent |  | Standard A Lamp | 3 | 60 | Kitchen
Architectural | Incandescent |  | Standard A Lamp | 1 | 40 | Kitchen
Ceiling Fixture | Compact Fluorescent |  | Twist | 1 | 15 | Hall
Ceiling Fixture | Compact Fluorescent |  | Twist | 2 | 15 | Bedroom
Table | Compact Fluorescent |  | Twist | 1 | 15 | Bedroom
Wall Mount | Incandescent |  | Mini base | 8 | 25 | Bathroom
Ceiling Fixture | Compact Fluorescent |  | Twist | 2 | 15 | Bathroom
Ceiling Fan | Incandescent |  | Standard A Lamp | 1 | 60 | Bedroom
Ceiling Fixture | Compact Fluorescent |  | Twist | 1 | 22 | Bedroom
Floor lamp | Incandescent |  | Standard A Lamp | 1 | 60 | Bedroom
Ceiling Fixture | Compact Fluorescent |  | Twist | 2 | 14 | Bathroom
Wall Mount | Compact Fluorescent |  | Twist | 1 | 13 | Bathroom
Ceiling Fan | Incandescent |  | Standard A Lamp | 3 | 60 | Bedroom
Table | Compact Fluorescent |  | Twist | 1 | 13 | Bedroom
Ceiling Fixture | Incandescent |  | Standard A Lamp | 2 | 60 | Bedroom
Ceiling Fixture | Linear Fluorescent | 48 | T-12 | 2 | 40 | Office
Floor lamp | Incandescent |  | Standard A Lamp | 9 | 60 | Office
Floor lamp | Compact Fluorescent |  | Twist | 1 | 15 | Office
Ceiling Fan | Incandescent |  | Standard A Lamp | 4 | 60 | Dining Room
Ceiling Fixture | Incandescent |  | Standard A Lamp | 1 | 60 | Hall
Ceiling Fixture | Incandescent |  | Mini base | 3 | 40 | Hall
Chandelier (Hanging) | Incandescent |  | Standard A Lamp | 1 | 60 | Kitchen
Ceiling Fixture | Compact Fluorescent |  | Twist | 3 | 18 | Kitchen
Ceiling Fixture | Incandescent |  | Standard A Lamp | 1 | 60 | Kitchen
Ceiling Fixture | Compact Fluorescent |  | Circline (Screw Base) | 2 | 27 | Laundry Room
Floor lamp | Compact Fluorescent |  | Twist | 3 | 15 | Living Room
Floor lamp | Incandescent |  | Standard A Lamp | 7 | 60 | Living Room
Wall Mount | Incandescent |  | Globe | 6 | 60 | Bathroom
Ceiling Fixture | Compact Fluorescent |  | Twist | 1 | 15 | Bathroom
Ceiling Fan | Incandescent |  | Decorative | 3 | 50 | Master Bedroom
Table | Incandescent |  | Clear | 1 | 60 | Master Bedroom
Ceiling Fan | Incandescent |  | Standard A Lamp | 1 | 75 | Office
Wall Mount | Incandescent |  | Globe | 3 | 40 | Bathroom
Ceiling Fixture | Incandescent |  | Standard A Lamp | 2 | 60 | Bedroom
Ceiling Fixture | Incandescent |  | Standard A Lamp | 2 | 60 | Hall
Ceiling Fixture | Halogen |  | PAR | 3 | 75 | Kitchen
Ceiling Fixture | Incandescent |  | Standard A Lamp | 2 | 60 | Kitchen
Floor lamp | Incandescent |  | Standard A Lamp | 1 | 60 | Living Room
Wall Mount | Incandescent |  | Clear | 2 | 25 | Bathroom
Ceiling Fixture | Incandescent |  | Standard A Lamp | 1 | 40 | Bathroom
Wall Mount | Halogen |  | Quartz Tube | 2 | 100 | Bathroom
Chandelier (Hanging) | Compact Fluorescent |  | Twist | 3 | 22 | Hall
Recessed Can | Incandescent |  | Reflector | 1 | 65 | Hall
Ceiling Fan | Compact Fluorescent |  | Decorative | 1 | 36 | Hall
Chandelier (Hanging) | Compact Fluorescent |  | Twist | 1 | 22 | Bedroom
Table | Incandescent |  | Decorative | 1 | 5 | Bedroom
Recessed Can | Compact Fluorescent |  | Twist | 1 | 22 | Kitchen
Chandelier (Hanging) | Halogen |  | PAR | 1 | 50 | Kitchen
Recessed Can | Compact Fluorescent |  | Twist | 1 | 22 | Laundry Room
Track | Halogen |  | PAR | 3 | 50 | Laundry Room
Recessed Can | Compact Fluorescent |  | Twist | 1 | 22 | Living Room
Track | Halogen |  | PAR | 3 | 50 | Living Room
Wall Mount | Halogen | 24 | Quartz Tube | 2 | 30 | Bathroom
Ceiling Fixture | Compact Fluorescent |  | Twist | 1 | 15 | Bathroom
Track | Halogen |  | PAR | 3 | 50 | Master Bedroom
Ceiling Fan | Compact Fluorescent |  | Circline (Screw Base) | 1 | 28 | Master Bedroom
Table | Incandescent |  | Decorative | 2 | 5 | Master Bedroom
Ceiling Fixture | Linear Fluorescent | 48 | T-8 | 2 | 20 | Master Bedroom
Recessed Can | Compact Fluorescent |  | Twist | 1 | 22 | Office
Ceiling Fixture | Incandescent |  | Decorative | 2 | 25 | Office
Low bay | Linear Fluorescent | 60 | T-12 | 2 | 40 | Garage
Ceiling Fixture | Compact Fluorescent |  | Twist | 1 | 22 | Garage
Chandelier (Hanging) | Compact Fluorescent |  | Twist | 1 | 22 | Bedroom
Ceiling Fixture | Halogen |  | PAR | 1 | 50 | Bedroom
Wall Mount | Linear Fluorescent | 24 | T-8 | 2 | 20 | Bathroom
Ceiling Fixture | Compact Fluorescent |  | Twist | 2 | 22 | Closet
Ceiling Fixture | Compact Fluorescent |  | Circline (Screw Base) | 1 | 22 | Family Room
Table | Incandescent |  | Standard A Lamp | 1 | 150 | Family Room
Wall Mount | Compact Fluorescent |  | Decorative | 1 | 13 | Family Room
Table | Linear Fluorescent | 24 | T-8 | 1 | 16 | Family Room
Ceiling Fixture | Compact Fluorescent |  | Twist | 1 | 22 | Other
Ceiling Fixture | Compact Fluorescent |  | Reflector | 1 | 15 | Other
Ceiling Fixture | Linear Fluorescent | 48 | T-12 | 1 | 40 | Other
Ceiling Fixture | Incandescent |  | Standard A Lamp | 2 | 60 | Bedroom
Table | Compact Fluorescent |  | Twist | 1 | 15 | Bedroom
Table | Incandescent |  | Standard A Lamp | 1 | 40 | Bedroom
Ceiling Fixture | Compact Fluorescent |  | Twist | 2 | 13 | Bedroom
Table | Compact Fluorescent |  | Pin base | 1 | 22 | Bedroom
Ceiling Fixture | Compact Fluorescent |  | Twist | 1 | 15 | Bedroom
Ceiling Fixture | Incandescent |  | Standard A Lamp | 2 | 60 | Bedroom
Wall Mount | Linear Fluorescent | 24 | T-12 | 1 | 20 | Bedroom
Ceiling Fixture | Compact Fluorescent |  | Twist | 1 | 15 | Hall
Chandelier (Hanging) | Compact Fluorescent |  | Twist | 5 | 15 | Kitchen
Ceiling Fixture | Incandescent |  | Standard A Lamp | 1 | 60 | Kitchen
Chandelier (Hanging) | Incandescent |  | Decorative | 4 | 40 | Living Room
Floor lamp | Incandescent |  | Standard A Lamp | 1 | 150 | Living Room
Table | Incandescent |  | Standard A Lamp | 1 | 60 | Living Room
Ceiling Fixture | Compact Fluorescent |  | Twist | 1 | 22 | Living Room
Wall Mount | Incandescent |  | Standard A Lamp | 2 | 40 | Bathroom
Table | Incandescent |  | Standard A Lamp | 1 | 60 | Bedroom
Ceiling Fixture | Incandescent |  | Standard A Lamp | 2 | 60 | Bedroom
Ceiling Fixture | Linear Fluorescent | 24 | T-8 | 2 | 20 | Bedroom
Ceiling Fixture | Incandescent |  | Standard A Lamp | 1 | 60 | Bathroom
Wall Mount | Linear Fluorescent | 24 | T-8 | 2 | 20 | Bathroom
Wall Mount | Compact Fluorescent |  | Twist | 1 | 15 | Bathroom
Ceiling Fixture | Compact Fluorescent |  | Twist | 2 | 15 | Bedroom
Floor lamp | Halogen |  | Quartz Tube | 1 | 100 | Bedroom
Ceiling Fixture | Compact Fluorescent |  | Twist | 1 | 22 | Hall
Wall Mount | Incandescent |  | Globe | 1 | 60 | Bathroom
Wall Mount | Incandescent |  | Globe | 3 | 40 | Bathroom
Wall Mount | Incandescent |  | Mini base | 1 | 4 | Bathroom
Ceiling Fixture | Incandescent |  | Standard A Lamp | 2 | 60 | Bedroom
Chandelier (Hanging) | Incandescent |  | Mini base | 4 | 40 | Dining Room
Recessed - other | Incandescent |  | Reflector | 1 | 65 | Hall
Other | Incandescent |  | Standard A Lamp | 1 | 60 | Kitchen
Chandelier (Hanging) | Incandescent |  | Mini base | 1 | 40 | Kitchen
Recessed Can | Incandescent |  | Reflector | 1 | 65 | Kitchen
Recessed Can | Incandescent |  | Reflector | 1 | 55 | Kitchen
Ceiling Fixture | Incandescent |  | Standard A Lamp | 2 | 60 | Laundry Room
Floor lamp | Incandescent |  | Standard A Lamp | 2 | 75 | Living Room
Table | Incandescent |  | Standard A Lamp | 1 | 75 | Living Room
Table | Incandescent |  | 3-Way Incandescent | 1 | 100 | Living Room
Ceiling Fixture | Halogen |  | MR | 4 | 50 | Master Bedroom
Ceiling Fixture | Incandescent |  | Standard A Lamp | 2 | 60 | Office
Table | Incandescent |  | Standard A Lamp | 1 | 40 | Office
Ceiling Fixture | Linear Fluorescent | 24 | T-8 | 1 | 32 | Closet
Wall Mount | Linear Fluorescent | 48 | T-8 | 1 | 32 | Closet
Wall Mount | Incandescent |  | Standard A Lamp | 1 | 40 | Bathroom
Recessed Can | Incandescent |  | Standard A Lamp | 1 | 60 | Bathroom
Recessed Can | Halogen |  | PAR | 1 | 50 | Bathroom
Wall Mount | Incandescent |  | Standard A Lamp | 2 | 60 | Bedroom
Ceiling Fan | Compact Fluorescent |  | Twist | 2 | 15 | Bedroom
Floor lamp | Halogen |  | MR | 1 | 150 | Bedroom
Ceiling Fan | Incandescent |  | Standard A Lamp | 4 | 60 | Bedroom
Table | Incandescent |  | Standard A Lamp | 1 | 100 | Bedroom
Ceiling Fixture | Incandescent |  | Standard A Lamp | 2 | 60 | Closet
Chandelier (Hanging) | Incandescent |  | Standard A Lamp | 3 | 100 | Hall
Wall Mount | Linear Fluorescent | 96 | T-4 | 1 | 20 | Closet
Ceiling Fixture | Linear Fluorescent | 48 | T-12 | 2 | 40 | Garage
Garage door opener | Incandescent |  | Standard A Lamp | 1 | 60 | Garage
Recessed - other | Incandescent |  | Standard A Lamp | 1 | 60 | Hall
Recessed Can | Compact Fluorescent |  | Reflector | 1 | 15 | Living Room
Recessed Can | Incandescent |  | Reflector | 1 | 65 | Living Room
Chandelier (Hanging) | Incandescent |  | Standard A Lamp | 5 | 100 | Living Room
Chandelier (Hanging) | Incandescent |  | Standard A Lamp | 1 | 100 | Living Room
Ceiling Fan | Incandescent |  | Standard A Lamp | 2 | 60 | Living Room
Table | Incandescent |  | Standard A Lamp | 1 | 100 | Living Room
Wall Mount | Halogen |  | Other | 2 | 30 | Living Room
Recessed Can | Halogen |  | Quartz Tube | 1 | 30 | Living Room
Wall Mount | Incandescent |  | Standard A Lamp | 3 | 60 | Bathroom
Recessed Can | Incandescent |  | Reflector | 1 | 65 | Bathroom
Recessed Can | Halogen |  | PAR | 1 | 50 | Bathroom
Recessed Can | Incandescent |  | Reflector | 1 | 65 | Bedroom
Table | Incandescent |  | 3-Way Incandescent | 1 | 75 | Bedroom
Ceiling Fixture | Incandescent |  | Standard A Lamp | 3 | 100 | Bedroom
Ceiling Fixture | Linear Fluorescent | 48 | T-8 | 2 | 40 | Other
Recessed Can | Compact Fluorescent |  | Reflector | 1 | 15 | Other
Floor lamp | Incandescent |  | Standard A Lamp | 3 | 60 | Other
Table | Incandescent |  | Standard A Lamp | 1 | 75 | Other
Wall Mount | Linear Fluorescent | 24 | T-4 | 1 | 20 | Closet
Ceiling Fixture | Linear Fluorescent | 48 | T-12 | 4 | 32 | Laundry Room
Ceiling Fixture | Linear Fluorescent | 48 | T-12 | 2 | 60 | Other
Ceiling Fixture | Incandescent |  | Standard A Lamp | 1 | 60 | Other
Wall Mount | Incandescent |  | Standard A Lamp | 2 | 60 | Bathroom
Ceiling Fixture | Incandescent |  | Standard A Lamp | 2 | 65 | Bedroom
Table | Incandescent |  | Standard A Lamp | 1 | 60 | Bedroom
Ceiling Fixture | Incandescent |  | Standard A Lamp | 2 | 60 | Bedroom
Ceiling Fan | Incandescent |  | Standard A Lamp | 1 | 60 | Kitchen
Garage door opener | Incandescent |  | Clear | 2 | 25 | Garage
Ceiling Fixture | Linear Fluorescent | 72 | T-12 | 2 | 100 | Garage
Wall Mount | Compact Fluorescent |  | Twist | 1 | 15 | Laundry Room
Ceiling Fixture | Compact Fluorescent |  | Circline (Screw Base) | 1 | 15 | Living Room
Floor lamp | Compact Fluorescent |  | Twist | 1 | 15 | Living Room
Wall Mount | Compact Fluorescent |  | Twist | 1 | 15 | Other
Ceiling Fixture | Incandescent |  | Standard A Lamp | 3 | 60 | Bedroom
Table | Incandescent |  | Standard A Lamp | 1 | 60 | Bedroom
Ceiling Fixture | Incandescent |  | Standard A Lamp | 3 | 40 | Bedroom
Table | Incandescent |  | Standard A Lamp | 1 | 100 | Bedroom
Torchiere | Compact Fluorescent |  | Straight Tube | 1 | 28 | Bedroom
Ceiling Fixture | Linear Fluorescent | 44 | T-12 | 2 | 32 | Bedroom
Wall Mount | Incandescent |  | Standard A Lamp | 1 | 60 | Bathroom
Ceiling Fixture | Incandescent |  | Standard A Lamp | 2 | 40 | Bathroom
Ceiling Fixture | Incandescent |  | Standard A Lamp | 1 | 60 | Closet
Ceiling Fixture | Compact Fluorescent |  | Twist | 1 | 15 | Closet
Chandelier (Hanging) | Incandescent |  | Globe | 6 | 40 | Dining Room
Recessed Can | Incandescent |  | Reflector | 1 | 65 | Hall
Recessed Can | Incandescent |  | Reflector | 1 | 65 | Garage
Garage door opener | Incandescent |  | Standard A Lamp | 1 | 60 | Garage
Ceiling Fixture | Linear Fluorescent | 96 | T-12 | 2 | 100 | Garage
Recessed Can | Incandescent |  | Reflector | 1 | 65 | Family Room
Torchiere | Incandescent |  | Standard A Lamp | 1 | 100 | Family Room
Table | Incandescent |  | Standard A Lamp | 1 | 90 | Family Room
Ceiling Fixture | Linear Fluorescent | 44 | T-12 | 2 | 32 | Garage
Garage door opener | Incandescent |  | Standard A Lamp | 2 | 60 | Garage
Recessed Can | Incandescent |  | Reflector | 1 | 65 | Other
Recessed Can | Incandescent |  | Reflector | 1 | 65 | Hall
Recessed Can | Incandescent |  | Reflector | 1 | 65 | Kitchen
Chandelier (Hanging) | Incandescent |  | Globe | 1 | 60 | Kitchen
Ceiling Fixture | Halogen |  | MR | 1 | 50 | Kitchen
Other | Incandescent |  | Reflector | 1 | 65 | Kitchen
Ceiling Fixture | Linear Fluorescent | 44 | Fluorescent Unknown | 2 | 32 | Laundry Room
Recessed Can | Incandescent |  | Reflector | 1 | 65 | Office
Table | Compact Fluorescent |  | Twist | 2 | 15 | Office
Torchiere | Compact Fluorescent |  | Twist | 1 | 15 | Office
Torchiere | Incandescent |  | Standard A Lamp | 1 | 60 | Other
Ceiling Fixture | Incandescent |  | Standard A Lamp | 3 | 40 | Bedroom
Table | Incandescent |  | Clear | 1 | 60 | Bedroom
Wall Mount | Incandescent |  | Standard A Lamp | 2 | 60 | Bathroom
Recessed Can | Incandescent |  | Reflector | 1 | 65 | Bathroom
Recessed Can | Incandescent |  | Reflector | 1 | 65 | Hall
Recessed Can | Incandescent |  | Reflector | 1 | 65 | Hall
Wall Mount | Compact Fluorescent |  | Twist | 5 | 15 | Bathroom
Recessed Can | Incandescent |  | Standard A Lamp | 1 | 60 | Bathroom
Ceiling Fixture | Incandescent |  | Standard A Lamp | 2 | 60 | Bedroom
Table | Incandescent |  | Standard A Lamp | 1 | 75 | Bedroom
Ceiling Fixture | Incandescent |  | Standard A Lamp | 3 | 60 | Bedroom
Floor lamp | Incandescent |  | Standard A Lamp | 1 | 75 | Bedroom
Ceiling Fixture | Incandescent |  | Standard A Lamp | 2 | 60 | Bedroom
Ceiling Fixture | Incandescent |  | Standard A Lamp | 2 | 60 | Bedroom
Table | Incandescent |  | Standard A Lamp | 1 | 60 | Bedroom
Ceiling Fixture | Incandescent |  | Mini base | 5 | 40 | Dining Room
Ceiling Fan | Incandescent |  | Standard A Lamp | 5 | 60 | Family Room
Table | Compact Fluorescent |  | Twist | 1 | 15 | Family Room
Table | Incandescent |  | Mini base | 2 | 5 | Family Room
Table | Incandescent |  | Standard A Lamp | 1 | 75 | Family Room
Other | Linear Fluorescent | 48 | T-12 | 2 | 32 | Garage
Ceiling Fixture | Incandescent |  | Standard A Lamp | 1 | 100 | Garage
Garage door opener | Incandescent |  | Standard A Lamp | 2 | 40 | Garage
Ceiling Fixture | Incandescent |  | Standard A Lamp | 2 | 60 | Hall
Ceiling Fixture | Incandescent |  | Standard A Lamp | 1 | 40 | Hall
Recessed Can | Incandescent |  | Reflector | 1 | 65 | Kitchen
Other | Incandescent |  | Clear | 1 | 40 | Kitchen
Ceiling Fixture | Incandescent |  | Standard A Lamp | 2 | 60 | Kitchen
Table | Compact Fluorescent |  | Twist | 1 | 15 | Living Room
Chandelier (Hanging) | Incandescent |  | Standard A Lamp | 1 | 60 | Living Room
Table | Incandescent |  | Standard A Lamp | 1 | 75 | Living Room
Wall Mount | Incandescent |  | Standard A Lamp | 5 | 60 | Bathroom
Ceiling Fan | Incandescent |  | Heat Lamp | 1 | 150 | Bathroom
Ceiling Fixture | Compact Fluorescent |  | Twist | 1 | 15 | Closet
Ceiling Fixture | Compact Fluorescent |  | Twist | 1 | 15 | Hall
Ceiling Fixture | Incandescent |  | Standard A Lamp | 3 | 100 | Bathroom
Wall Mount | Incandescent |  | Globe | 3 | 60 | Bathroom
Track | Compact Fluorescent |  | Twist | 1 | 15 | Bedroom
Wall Mount | Incandescent |  | Standard A Lamp | 2 | 100 | Bedroom
Table | Compact Fluorescent |  | Twist | 1 | 15 | Bedroom
Table | Incandescent |  | Standard A Lamp | 1 | 60 | Bedroom
Table | Compact Fluorescent |  | Twist | 1 | 15 | Bedroom
Floor lamp | Compact Fluorescent |  | Twist | 3 | 15 | Family Room
Track | Compact Fluorescent |  | Twist | 2 | 15 | Family Room
Ceiling Fan | Compact Fluorescent |  | Twist | 2 | 15 | Family Room
Ceiling Fixture | Incandescent |  | Standard A Lamp | 1 | 150 | Garage
Ceiling Fixture | Linear Fluorescent | 96 | Fluorescent Unknown | 2 | 60 | Garage
Ceiling Fixture | Incandescent |  | Decorative | 2 | 60 | Hall
Ceiling Fixture | Incandescent |  | Decorative | 4 | 60 | Hall
Recessed Can | Compact Fluorescent |  | Reflector | 1 | 15 | Laundry Room
Ceiling Fixture | Compact Fluorescent |  | Twist | 1 | 15 | Other
Ceiling Fixture | Incandescent |  | Standard A Lamp | 1 | 60 | Office
Ceiling Fixture | Compact Fluorescent |  | Twist | 1 | 15 | Office
Ceiling Fixture | Linear Fluorescent | 48 | T-12 | 4 | 32 | Office
Recessed Can | Compact Fluorescent |  | Reflector | 1 | 15 | Kitchen
Recessed - other | Incandescent |  | Reflector | 1 | 60 | Kitchen
Chandelier (Hanging) | Incandescent |  | Decorative | 6 | 60 | Dining Room
Table | Compact Fluorescent |  | Twist | 1 | 15 | Laundry Room
Wall Mount | Incandescent |  | Decorative | 1 | 60 | Laundry Room
Ceiling Fixture | Linear Fluorescent | 96 | Fluorescent Unknown | 1 | 60 | Other
Wall Mount | Incandescent |  | Clear | 3 | 60 | Bathroom
Ceiling Fixture | Incandescent |  | Standard A Lamp | 1 | 60 | Bedroom
Table | Incandescent |  | Decorative | 1 | 40 | Bedroom
Ceiling Fixture | Incandescent |  | Standard A Lamp | 1 | 65 | Bedroom
Wall Mount | Incandescent |  | Clear | 3 | 100 | Bathroom
Ceiling Fixture | Incandescent |  | Standard A Lamp | 1 | 60 | Bedroom
Ceiling Fixture | Incandescent |  | Standard A Lamp | 1 | 60 | Bedroom
Ceiling Fixture | Incandescent |  | Standard A Lamp | 1 | 60 | Family Room
Ceiling Fixture | Incandescent |  | Standard A Lamp | 1 | 60 | Hall
Ceiling Fixture | Incandescent |  | Standard A Lamp | 1 | 65 | Laundry Room
Chandelier (Hanging) | Incandescent |  | Standard A Lamp | 5 | 60 | Dining Room
Ceiling Fixture | Linear Fluorescent | 84 | T-12 | 2 | 40 | Garage
Garage door opener | Incandescent |  | Standard A Lamp | 1 | 65 | Garage
Ceiling Fixture | Incandescent |  | Standard A Lamp | 1 | 60 | Hall
Ceiling Fixture | Incandescent |  | Standard A Lamp | 1 | 60 | Hall
Ceiling Fixture | Incandescent |  | Standard A Lamp | 1 | 60 | Kitchen
Recessed Can | Incandescent |  | Reflector | 1 | 75 | Kitchen
Table | Compact Fluorescent |  | Twist | 1 | 22 | Living Room
Table | Incandescent |  | Decorative | 1 | 40 | Living Room
Ceiling Fixture | Incandescent |  | Standard A Lamp | 1 | 65 | Bathroom
Recessed Can | Incandescent |  | Reflector | 1 | 75 | Bathroom
Ceiling Fixture | Incandescent |  | Standard A Lamp | 1 | 60 | Master Bedroom
Table | Incandescent |  | Mini base | 2 | 40 | Master Bedroom
Chandelier (Hanging) | Incandescent |  | Standard A Lamp | 4 | 60 | Family Room
Table | Incandescent |  | Clear | 1 | 100 | Family Room
Ceiling Fixture | Incandescent |  | Standard A Lamp | 1 | 60 | Bathroom
Wall Mount | Incandescent |  | Standard A Lamp | 3 | 100 | Bathroom
Recessed Can | Incandescent |  | Reflector | 1 | 75 | Bathroom
Recessed Can | Incandescent |  | Reflector | 3 | 65 | Bathroom
Ceiling Fixture | Incandescent |  | Standard A Lamp | 2 | 40 | Bedroom
Table | Incandescent |  | Standard A Lamp | 1 | 100 | Bedroom
Ceiling Fixture | Incandescent |  | Standard A Lamp | 2 | 40 | Bedroom
Table | Incandescent |  | Standard A Lamp | 1 | 100 | Bedroom
Ceiling Fixture | Incandescent |  | Standard A Lamp | 3 | 60 | Bedroom
Table | Incandescent |  | Standard A Lamp | 1 | 75 | Bedroom
Floor lamp | Incandescent |  | Standard A Lamp | 1 | 60 | Family Room
Table | Incandescent |  | 3-Way Incandescent | 1 | 100 | Family Room
Ceiling Fixture | Incandescent |  | Standard A Lamp | 2 | 60 | Hall
Recessed Can | Incandescent |  | Reflector | 1 | 75 | Kitchen
Chandelier (Hanging) | Incandescent |  | Clear | 3 | 60 | Kitchen
Table | Incandescent |  | Standard A Lamp | 1 | 60 | Kitchen
Track | Incandescent |  | Standard A Lamp | 3 | 25 | Living Room
Table | Incandescent |  | Standard A Lamp | 1 | 100 | Living Room
Ceiling Fixture | Incandescent |  | Standard A Lamp | 2 | 60 | Office
Table | Incandescent |  | Standard A Lamp | 1 | 60 | Office
Ceiling Fixture | Incandescent |  | Standard A Lamp | 1 | 60 | Office
High bay | Incandescent |  | Clear | 3 | 60 | Bathroom
Ceiling Fixture | Compact Fluorescent |  | Twist | 1 | 15 | Bedroom
Table | Incandescent |  | Clear | 1 | 60 | Bedroom
Ceiling Fixture | Compact Fluorescent |  | Twist | 2 | 15 | Bedroom
Ceiling Fixture | Incandescent |  | Standard A Lamp | 1 | 75 | Garage
Ceiling Fixture | Compact Fluorescent |  | Twist | 1 | 22 | Garage
Garage door opener | Incandescent |  | Standard A Lamp | 2 | 60 | Garage
Ceiling Fixture | Compact Fluorescent |  | Twist | 1 | 15 | Hall
Recessed Can | Compact Fluorescent |  | Reflector | 1 | 15 | Kitchen
Chandelier (Hanging) | Compact Fluorescent |  | Twist | 3 | 15 | Kitchen
Ceiling Fixture | Compact Fluorescent |  | Twist | 1 | 15 | Kitchen
Table | Incandescent |  | Standard A Lamp | 1 | 60 | Kitchen
Ceiling Fixture | Compact Fluorescent |  | Twist | 1 | 15 | Laundry Room
Chandelier (Hanging) | Compact Fluorescent |  | Twist | 3 | 15 | Living Room
Ceiling Fan | Compact Fluorescent |  | Twist | 4 | 15 | Living Room
Floor lamp | Compact Fluorescent |  | Twist | 1 | 15 | Living Room
Ceiling Fixture | Compact Fluorescent |  | Twist | 1 | 15 | Bathroom
Wall Mount | Compact Fluorescent |  | Twist | 2 | 15 | Bathroom
Ceiling Fan | Compact Fluorescent |  | Twist | 3 | 15 | Master Bedroom
Table | Compact Fluorescent |  | Twist | 1 | 22 | Master Bedroom
Table | Incandescent |  | Clear | 1 | 60 | Master Bedroom
Ceiling Fixture | Compact Fluorescent |  | Twist | 1 | 15 | Hall
Wall Mount | Compact Fluorescent |  | Twist | 2 | 15 | Bathroom
Table | Compact Fluorescent |  | Twist | 1 | 15 | Office
Ceiling Fixture | Compact Fluorescent |  | Twist | 1 | 15 | Bedroom
Table | Compact Fluorescent |  | Twist | 2 | 15 | Bedroom
Ceiling Fixture | Compact Fluorescent |  | Twist | 2 | 13 | Laundry Room
Ceiling Fixture | Compact Fluorescent |  | Twist | 2 | 15 | Hall
Chandelier (Hanging) | Compact Fluorescent |  | Twist | 5 | 15 | Kitchen
Chandelier (Hanging) | Compact Fluorescent |  | Twist | 1 | 22 | Kitchen
Ceiling Fixture | Compact Fluorescent |  | Twist | 3 | 15 | Kitchen
Table | Compact Fluorescent |  | Twist | 1 | 15 | Living Room
Table | Incandescent |  | Standard A Lamp | 1 | 65 | Living Room
Floor lamp | Compact Fluorescent |  | Twist | 3 | 15 | Living Room
Ceiling Fixture | Incandescent |  | Standard A Lamp | 2 | 60 | Laundry Room
Wall Mount | Incandescent |  | Standard A Lamp | 1 | 60 | Laundry Room
Table | Incandescent |  | Standard A Lamp | 1 | 60 | Bedroom
Ceiling Fixture | Incandescent |  | Standard A Lamp | 2 | 60 | Bedroom
Ceiling Fixture | Incandescent |  | Mini base | 3 | 40 | Bedroom
Wall Mount | Incandescent |  | Standard A Lamp | 2 | 60 | Bedroom
Table | Incandescent |  | Standard A Lamp | 1 | 60 | Bedroom
Ceiling Fixture | Incandescent |  | Standard A Lamp | 1 | 60 | Bedroom
Ceiling Fixture | Incandescent |  | Standard A Lamp | 1 | 60 | Bedroom
Floor lamp | Incandescent |  | Standard A Lamp | 1 | 60 | Bedroom
Wall Mount | Incandescent |  | Standard A Lamp | 1 | 60 | Bedroom
Ceiling Fan | Incandescent |  | Standard A Lamp | 2 | 60 | Family Room
Table | Incandescent |  | Standard A Lamp | 1 | 60 | Family Room
Ceiling Fixture | Incandescent |  | Reflector | 1 | 40 | Family Room
Garage door opener | Incandescent |  | Clear | 2 | 40 | Garage
Ceiling Fixture | Compact Fluorescent |  | Straight Tube | 1 | 22 | Garage
Ceiling Fixture | Incandescent |  | Standard A Lamp | 1 | 60 | Kitchen
Floor lamp | Incandescent |  | Standard A Lamp | 1 | 60 | Kitchen
Ceiling Fixture | Incandescent |  | Standard A Lamp | 1 | 60 | Office
Table | Incandescent |  | Standard A Lamp | 1 | 60 | Office
Wall Mount | Incandescent |  | Globe | 6 | 60 | Bathroom
Wall Mount | Compact Fluorescent |  | Twist | 3 | 15 | Bathroom
Ceiling Fixture | Compact Fluorescent |  | Twist | 2 | 22 | Bedroom
Table | Compact Fluorescent |  | Twist | 1 | 15 | Bedroom
Ceiling Fixture | Compact Fluorescent |  | Twist | 2 | 15 | Bedroom
Ceiling Fixture | Compact Fluorescent |  | Twist | 2 | 15 | Family Room
Torchiere | Compact Fluorescent |  | Twist | 1 | 42 | Family Room
Table | Compact Fluorescent |  | Twist | 1 | 42 | Family Room
Floor lamp | Compact Fluorescent |  | Twist | 1 | 15 | Family Room
Ceiling Fixture | Compact Fluorescent |  | Twist | 2 | 15 | Hall
Ceiling Fixture | Compact Fluorescent |  | Twist | 1 | 15 | Hall
Wall Mount | Compact Fluorescent |  | Straight Tube | 1 | 15 | Hall
Ceiling Fixture | Linear Fluorescent | 48 | T-12 | 2 | 40 | Kitchen
Recessed Can | Compact Fluorescent |  | Twist | 1 | 15 | Kitchen
Architectural | Linear Fluorescent | 9 | T-5 | 1 | 60 | Kitchen
Other | Incandescent |  | Other | 8 | 100 | Kitchen
Wall Mount | Compact Fluorescent |  | Twist | 4 | 15 | Bathroom
Ceiling Fixture | Compact Fluorescent |  | Twist | 2 | 15 | Master Bedroom
Ceiling Fan | Compact Fluorescent |  | Twist | 4 | 22 | Master Bedroom
Table | Incandescent |  | Decorative | 1 | 40 | Master Bedroom
Table | Incandescent |  | Standard A Lamp | 1 | 60 | Master Bedroom
Ceiling Fan | Compact Fluorescent |  | Twist | 4 | 22 | Office
Table | Incandescent |  | Standard A Lamp | 1 | 60 | Office
Floor lamp | Incandescent |  | Standard A Lamp | 1 | 75 | Office
Ceiling Fan | Compact Fluorescent |  | Twist | 4 | 22 | Office
Table | Incandescent |  | Standard A Lamp | 1 | 60 | Office
Chandelier (Hanging) | Compact Fluorescent |  | Twist | 7 | 15 | Dining Room
Chandelier (Hanging) | Halogen |  | PAR | 1 | 50 | Dining Room
Table | Incandescent |  | Standard A Lamp | 1 | 60 | Living Room
Torchiere | Compact Fluorescent |  | Circline (Screw Base) | 1 | 42 | Living Room
Floor lamp | Compact Fluorescent |  | Twist | 1 | 15 | Living Room
Ceiling Fixture | Compact Fluorescent |  | Twist | 1 | 15 | Living Room
Ceiling Fixture | Incandescent |  | Standard A Lamp | 1 | 60 | Other
Ceiling Fixture | Compact Fluorescent |  | Twist | 1 | 15 | Other
Ceiling Fixture | Linear Fluorescent | 48 | T-8 | 2 | 32 | Other
Ceiling Fixture | Incandescent |  | Reflector | 1 | 100 | Bathroom
Wall Mount | Incandescent |  | Clear | 6 | 40 | Bathroom
Ceiling Fixture | Halogen |  | PAR | 1 | 75 | Bathroom
Ceiling Fixture | Incandescent |  | Clear | 3 | 60 | Bedroom
Table | Incandescent |  | Standard A Lamp | 1 | 60 | Bedroom
Table | Compact Fluorescent |  | Straight Tube | 1 | 27 | Bedroom
Ceiling Fixture | Incandescent |  | Clear | 3 | 60 | Master Bedroom
Table | Incandescent |  | Mini base | 2 | 40 | Master Bedroom
Ceiling Fixture | Linear Fluorescent | 48 | T-12 | 4 | 40 | Family Room
Ceiling Fixture | Incandescent |  | Clear | 3 | 60 | Bedroom
Ceiling Fixture | Incandescent |  | Standard A Lamp | 1 | 75 | Closet
Ceiling Fixture | Incandescent |  | Clear | 2 | 40 | Dining Room
Table | Incandescent |  | Standard A Lamp | 1 | 200 | Dining Room
Chandelier (Hanging) | Incandescent |  | Mini base | 6 | 40 | Dining Room
Floor lamp | Incandescent |  | Standard A Lamp | 2 | 100 | Dining Room
Chandelier (Hanging) | Incandescent |  | Decorative | 4 | 60 | Hall
Chandelier (Hanging) | Incandescent |  | Decorative | 8 | 40 | Dining Room
Ceiling Fixture | Linear Fluorescent | 48 | T-12 | 2 | 40 | Garage
Garage door opener | Incandescent |  | Standard A Lamp | 1 | 60 | Garage
Ceiling Fixture | Halogen |  | MR | 6 | 30 | Hall
Recessed - other | Halogen |  | PAR | 1 | 20 | Hall
Recessed Can | Halogen |  | PAR | 1 | 75 | Kitchen
Ceiling Fixture | Linear Fluorescent | 48 | T-12 | 2 | 40 | Laundry Room
Wall Mount | Linear Fluorescent | 48 | T-12 | 1 | 40 | Closet
Ceiling Fixture | Incandescent |  | Clear | 3 | 60 | Office
Floor lamp | Incandescent |  | Standard A Lamp | 2 | 60 | Office
Floor lamp | Halogen |  | Other | 1 | 35 | Office
Floor lamp | Incandescent |  | Standard A Lamp | 1 | 70 | Office
Wall Mount | Incandescent |  | Clear | 10 | 40 | Bathroom
Ceiling Fixture | Incandescent |  | Reflector | 1 | 65 | Bathroom
Wall Mount | Incandescent |  | Clear | 7 | 40 | Bathroom
Table | Incandescent |  | Standard A Lamp | 1 | 100 | Living Room
Ceiling Fixture | Incandescent |  | Mini base | 3 | 40 | Other
Wall Mount | Compact Fluorescent |  | Twist | 5 | 15 | Bathroom
Ceiling Fixture | Incandescent |  | Standard A Lamp | 1 | 75 | Bedroom
Table | Compact Fluorescent |  | Twist | 1 | 15 | Bedroom
Ceiling Fan | Compact Fluorescent |  | Twist | 3 | 15 | Bedroom
Table | Compact Fluorescent |  | Twist | 1 | 15 | Bedroom
Chandelier (Hanging) | Incandescent |  | Decorative | 5 | 60 | Dining Room
Ceiling Fixture | Compact Fluorescent |  | Twist | 2 | 15 | Hall
Floor lamp | Compact Fluorescent |  | Twist | 1 | 15 | Family Room
Ceiling Fixture | Linear Fluorescent | 48 | T-12 | 2 | 60 | Garage
Ceiling Fixture | Incandescent |  | Standard A Lamp | 2 | 60 | Hall
Recessed - other | Linear Fluorescent | 48 | T-12 | 2 | 60 | Kitchen
Ceiling Fixture | Incandescent |  | Standard A Lamp | 2 | 60 | Laundry Room
Table | Compact Fluorescent |  | Twist | 2 | 15 | Living Room
Wall Mount | Incandescent |  | 3-Way Incandescent | 1 | 100 | Living Room
Torchiere | Compact Fluorescent |  | Twist | 1 | 15 | Living Room
Table | Compact Fluorescent |  | Twist | 1 | 15 | Master Bedroom
Ceiling Fixture | Compact Fluorescent |  | Twist | 1 | 15 | Bathroom
Wall Mount | Compact Fluorescent |  | Twist | 2 | 15 | Bathroom
Ceiling Fixture | Compact Fluorescent |  | Twist | 1 | 15 | Other
Ceiling Fixture | Incandescent |  | Standard A Lamp | 2 | 40 | Bathroom
Wall Mount | Incandescent |  | Standard A Lamp | 4 | 40 | Bathroom
Ceiling Fixture | Incandescent |  | Standard A Lamp | 1 | 40 | Closet
Ceiling Fixture | Incandescent |  | Standard A Lamp | 1 | 40 | Closet
Chandelier (Hanging) | Incandescent |  | Standard A Lamp | 1 | 67 | Dining Room
Ceiling Fixture | Incandescent |  | Standard A Lamp | 1 | 60 | Bathroom
Ceiling Fixture | Incandescent |  | Globe | 1 | 75 | Bedroom
Table | Compact Fluorescent |  | Twist | 1 | 15 | Bedroom
Ceiling Fixture | Compact Fluorescent |  | Twist | 1 | 15 | Bedroom
Table | Incandescent |  | Standard A Lamp | 1 | 67 | Bedroom
Ceiling Fixture | Incandescent |  | Standard A Lamp | 1 | 75 | Closet
Ceiling Fixture | Linear Fluorescent | 48 | T-12 | 2 | 40 | Family Room
Ceiling Fixture | Incandescent |  | Standard A Lamp | 1 | 75 | Family Room
Floor lamp | Incandescent |  | Standard A Lamp | 1 | 100 | Family Room
Floor lamp | Incandescent |  | Standard A Lamp | 1 | 60 | Family Room
Ceiling Fixture | Incandescent |  | Standard A Lamp | 2 | 40 | Kitchen
Ceiling Fixture | Incandescent |  | Standard A Lamp | 1 | 65 | Other
Ceiling Fixture | Incandescent |  | Standard A Lamp | 1 | 75 | Hall
Ceiling Fixture | Linear Fluorescent | 48 | T-12 | 2 | 40 | Kitchen
Floor lamp | Incandescent |  | 3-Way Incandescent | 1 | 100 | Living Room
Table | Incandescent |  | 3-Way Incandescent | 1 | 200 | Living Room
Ceiling Fixture | Incandescent |  | Standard A Lamp | 1 | 40 | Bedroom
Table | Incandescent |  | Clear | 1 | 75 | Bedroom
Ceiling Fixture | Compact Fluorescent |  | Twist | 1 | 15 | Bedroom
Ceiling Fixture | Incandescent |  | Standard A Lamp | 2 | 75 | Bedroom
Ceiling Fixture | Incandescent |  | Standard A Lamp | 2 | 75 | Bedroom
Table | Compact Fluorescent |  | Twist | 1 | 15 | Bedroom
Ceiling Fixture | Compact Fluorescent |  | Twist | 1 | 15 | Living Room
Chandelier (Hanging) | Incandescent |  | Standard A Lamp | 3 | 75 | Living Room
Floor lamp | Incandescent |  | Standard A Lamp | 1 | 75 | Living Room
Table | Incandescent |  | Standard A Lamp | 1 | 40 | Living Room
Wall Mount | Incandescent |  | Globe | 3 | 40 | Bathroom
Wall Mount | Incandescent |  | Globe | 4 | 40 | Bathroom
Recessed Can | Incandescent |  | Heat Lamp | 1 | 250 | Bathroom
Ceiling Fan | Compact Fluorescent |  | Twist | 4 | 13 | Bedroom
Table | Compact Fluorescent |  | Twist | 1 | 10 | Bedroom
Floor lamp | Halogen |  | Other | 1 | 75 | Bedroom
Ceiling Fixture | Incandescent |  | Standard A Lamp | 3 | 65 | Dining Room
Ceiling Fixture | Incandescent |  | Standard A Lamp | 1 | 83 | Hall
Ceiling Fixture | Linear Fluorescent | 48 | T-12 | 2 | 40 | Kitchen
Ceiling Fixture | Linear Fluorescent | 48 | T-12 | 2 | 40 | Laundry Room
Table | Incandescent |  | 3-Way Incandescent | 1 | 100 | Living Room
Table | Incandescent |  | Mini base | 1 | 40 | Living Room
Ceiling Fixture | Incandescent |  | Standard A Lamp | 3 | 60 | Living Room
Wall Mount | Incandescent |  | Standard A Lamp | 3 | 60 | Bathroom
Ceiling Fixture | Incandescent |  | Mini base | 2 | 60 | Bathroom
Ceiling Fan | Incandescent |  | Standard A Lamp | 3 | 40 | Master Bedroom
Table | Incandescent |  | Standard A Lamp | 1 | 60 | Master Bedroom
Ceiling Fan | Incandescent |  | Standard A Lamp | 1 | 60 | Office
Table | Incandescent |  | 3-Way Incandescent | 1 | 100 | Office
Ceiling Fixture | Incandescent |  | Standard A Lamp | 1 | 60 | Other
Ceiling Fan | Incandescent |  | Mini base | 4 | 40 | Living Room
Recessed Can | Compact Fluorescent |  | Flood | 1 | 22 | Living Room
Wall Mount | Compact Fluorescent |  | Twist | 1 | 15 | Living Room
Ceiling Fixture | Compact Fluorescent |  | Twist | 1 | 28 | Bedroom
Ceiling Fixture | Compact Fluorescent |  | Pin base | 1 | 28 | Kitchen
Chandelier (Hanging) | Incandescent |  | Standard A Lamp | 1 | 60 | Kitchen
Ceiling Fixture | Compact Fluorescent |  | Pin base | 1 | 28 | Office
Ceiling Fan | Compact Fluorescent |  | Twist | 4 | 15 | Office
Ceiling Fixture | Compact Fluorescent |  | Twist | 1 | 22 | Office
Table | Compact Fluorescent |  | Twist | 1 | 15 | Office
Wall Mount | Compact Fluorescent |  | Twist | 3 | 15 | Bathroom
Ceiling Fixture | Compact Fluorescent |  | Twist | 1 | 15 | Bathroom
Ceiling Fixture | Compact Fluorescent |  | Twist | 1 | 22 | Hall
Ceiling Fixture | Linear Fluorescent | 48 | T-12 | 4 | 40 | Other
Ceiling Fixture | Compact Fluorescent |  | Twist | 1 | 22 | Bedroom
Ceiling Fixture | Linear Fluorescent | 48 | T-12 | 4 | 40 | Other
Wall Mount | Compact Fluorescent |  | Twist | 1 | 28 | Other
Ceiling Fixture | Compact Fluorescent |  | Twist | 1 | 28 | Bathroom
Wall Mount | Compact Fluorescent |  | Twist | 1 | 22 | Bathroom
Ceiling Fan | Compact Fluorescent |  | Twist | 1 | 22 | Bedroom
Ceiling Fan | Compact Fluorescent |  | Twist | 1 | 22 | Bedroom
Ceiling Fan | Compact Fluorescent |  | Twist | 1 | 22 | Living Room
Ceiling Fan | Incandescent |  | Standard A Lamp | 1 | 100 | Kitchen
Ceiling Fixture | Compact Fluorescent |  | Twist | 1 | 22 | Laundry Room
Ceiling Fan | Incandescent |  | Standard A Lamp | 1 | 65 | Living Room
Floor lamp | Compact Fluorescent |  | Twist | 3 | 15 | Living Room
Ceiling Fixture | Compact Fluorescent |  | Twist | 2 | 23 | Bathroom
Ceiling Fixture | Compact Fluorescent |  | Twist | 2 | 23 | Bedroom
Ceiling Fixture | Compact Fluorescent |  | Twist | 2 | 23 | Bedroom
Wall Mount | Compact Fluorescent |  | Twist | 1 | 13 | Garage
Ceiling Fixture | Linear Fluorescent | 48 | T-12 | 2 | 32 | Garage
Floor lamp | Halogen |  | Quartz Tube | 1 | 100 | Garage
Ceiling Fixture | Compact Fluorescent |  | Twist | 1 | 23 | Kitchen
Ceiling Fixture | Other |  | LED Interior | 2 | 3 | Living Room
Floor lamp | Halogen |  | Quartz Tube | 1 | 100 | Living Room
Ceiling Fixture | Incandescent |  | Standard A Lamp | 1 | 75 | Bathroom
Wall Mount | Linear Fluorescent | 48 | T-8 | 1 | 40 | Bathroom
Ceiling Fixture | Compact Fluorescent |  | Twist | 2 | 15 | Bedroom
Ceiling Fixture | Compact Fluorescent |  | Twist | 1 | 15 | Bedroom
Table | Compact Fluorescent |  | Twist | 1 | 15 | Bedroom
Ceiling Fixture | Compact Fluorescent |  | Twist | 1 | 15 | Bedroom
Chandelier (Hanging) | Incandescent |  | Decorative | 6 | 60 | Dining Room
Ceiling Fixture | Incandescent |  | Standard A Lamp | 1 | 75 | Closet
Ceiling Fixture | Incandescent |  | Decorative | 2 | 60 | Kitchen
Chandelier (Hanging) | Incandescent |  | Standard A Lamp | 1 | 75 | Kitchen
Ceiling Fixture | Incandescent |  | Standard A Lamp | 1 | 75 | Kitchen
Ceiling Fixture | Compact Fluorescent |  | Twist | 2 | 15 | Laundry Room
Table | Compact Fluorescent |  | Twist | 1 | 15 | Living Room
Floor lamp | Compact Fluorescent |  | Twist | 1 | 15 | Living Room
Ceiling Fixture | Compact Fluorescent |  | Twist | 2 | 15 | Master Bedroom
Table | Incandescent |  | Standard A Lamp | 1 | 60 | Master Bedroom
Ceiling Fixture | Incandescent |  | Standard A Lamp | 1 | 75 | Other
Table | Incandescent |  | Decorative | 1 | 75 | Other
Wall Mount | Compact Fluorescent |  | Twist | 1 | 15 | Other
Ceiling Fixture | Linear Fluorescent |  | T-4 | 1 | 60 | Other
Chandelier (Hanging) | Incandescent |  | Decorative | 4 | 60 | Other
Ceiling Fixture | Incandescent |  | Standard A Lamp | 1 | 75 | Other
Wall Mount | Compact Fluorescent |  | Twist | 1 | 15 | Bathroom
Chandelier (Hanging) | Compact Fluorescent |  | Twist | 2 | 15 | Other
Ceiling Fixture | Incandescent |  | Standard A Lamp | 1 | 100 | Other
Ceiling Fixture | Halogen |  | MR | 3 | 50 | Bathroom
Ceiling Fixture | Compact Fluorescent |  | Twist | 2 | 15 | Bathroom
Ceiling Fixture | Incandescent |  | Standard A Lamp | 3 | 60 | Bedroom
Ceiling Fixture | Compact Fluorescent |  | Twist | 1 | 15 | Bedroom
Table | Incandescent |  | Standard A Lamp | 1 | 40 | Bedroom
Ceiling Fixture | Incandescent |  | Standard A Lamp | 2 | 60 | Bedroom
Other | Incandescent |  | Mini base | 1 | 25 | Bedroom
Table | Compact Fluorescent |  | A shape bulb | 1 | 15 | Bedroom
Ceiling Fixture | Incandescent |  | Standard A Lamp | 1 | 100 | Garage
Garage door opener | Incandescent |  | Standard A Lamp | 1 | 100 | Garage
Ceiling Fixture | Compact Fluorescent |  | Twist | 1 | 15 | Hall
Chandelier (Hanging) | Incandescent |  | Standard A Lamp | 5 | 60 | Kitchen
Ceiling Fixture | Compact Fluorescent |  | Twist | 2 | 15 | Kitchen
Architectural | Incandescent |  | Clear | 4 | 40 | Living Room
Ceiling Fixture | Compact Fluorescent |  | Twist | 1 | 15 | Living Room
Ceiling Fixture | Incandescent |  | Standard A Lamp | 1 | 60 | Living Room
Ceiling Fixture | Incandescent |  | Standard A Lamp | 3 | 60 | Bedroom
Wall Mount | Incandescent |  | Standard A Lamp | 2 | 100 | Bathroom
Wall Mount | Incandescent |  | Globe | 8 | 40 | Bathroom
Recessed Can | Incandescent |  | Reflector | 1 | 75 | Bathroom
Wall Mount | Incandescent |  | Globe | 8 | 40 | Bathroom
Recessed Can | Incandescent |  | Reflector | 1 | 75 | Bathroom
Ceiling Fixture | Incandescent |  | Standard A Lamp | 1 | 60 | Bathroom
Ceiling Fixture | Compact Fluorescent |  | Twist | 2 | 15 | Bedroom
Table | Incandescent |  | Standard A Lamp | 1 | 60 | Bedroom
Ceiling Fixture | Compact Fluorescent |  | Twist | 1 | 22 | Bedroom
Chandelier (Hanging) | Compact Fluorescent |  | Twist | 1 | 22 | Bedroom
Chandelier (Hanging) | Halogen |  | MR | 4 | 30 | Bedroom
Chandelier (Hanging) | Incandescent |  | Decorative | 1 | 75 | Bedroom
Ceiling Fixture | Compact Fluorescent |  | Twist | 2 | 22 | Master Bedroom
Ceiling Fixture | Compact Fluorescent |  | Twist | 1 | 22 | Closet
Chandelier (Hanging) | Incandescent |  | Standard A Lamp | 4 | 40 | Dining Room
Chandelier (Hanging) | Incandescent |  | Decorative | 5 | 60 | Family Room
Table | Compact Fluorescent |  | Twist | 1 | 22 | Family Room
Floor lamp | Compact Fluorescent |  | Twist | 1 | 22 | Family Room
Ceiling Fixture | Compact Fluorescent |  | Twist | 1 | 22 | Garage
Garage door opener | Incandescent |  | Standard A Lamp | 2 | 60 | Garage
Chandelier (Hanging) | Compact Fluorescent |  | Twist | 9 | 15 | Hall
Ceiling Fan | Incandescent |  | Mini base | 5 | 25 | Hall
Recessed Can | Incandescent |  | Reflector | 1 | 75 | Hall
Recessed Can | Incandescent |  | Reflector | 1 | 75 | Kitchen
Architectural | Halogen |  | MR | 1 | 20 | Kitchen
Ceiling Fixture | Incandescent |  | Standard A Lamp | 1 | 75 | Laundry Room
Table | Incandescent |  | Standard A Lamp | 1 | 75 | Living Room
Ceiling Fixture | Compact Fluorescent |  | Twist | 1 | 22 | Family Room
Wall Mount | Compact Fluorescent |  | Twist | 2 | 15 | Bedroom
Table | Compact Fluorescent |  | Twist | 1 | 15 | Bedroom
Wall Mount | Incandescent |  | Standard A Lamp | 2 | 60 | Bathroom
Wall Mount | Incandescent |  | Mini base | 1 | 5 | Bathroom
Track | Compact Fluorescent |  | Reflector | 4 | 22 | Kitchen
Chandelier (Hanging) | Incandescent |  | Standard A Lamp | 1 | 60 | Kitchen
Wall Mount | Incandescent |  | Standard A Lamp | 1 | 40 | Master Bedroom
Wall Mount | Incandescent |  | Standard A Lamp | 2 | 60 | Bathroom
Wall Mount | Compact Fluorescent |  | Twist | 2 | 15 | Bathroom
Track | Incandescent |  | Reflector | 3 | 60 | Office
Ceiling Fixture | Incandescent |  | Standard A Lamp | 2 | 60 | Office
Chandelier (Hanging) | Incandescent |  | Standard A Lamp | 3 | 40 | Office
Ceiling Fixture | Incandescent |  | Standard A Lamp | 1 | 100 | Office
Ceiling Fan | Incandescent |  | Standard A Lamp | 4 | 60 | Living Room
Table | Incandescent |  | Standard A Lamp | 1 | 100 | Living Room
Table | Compact Fluorescent |  | Twist | 1 | 15 | Living Room
Floor lamp | Compact Fluorescent |  | Straight Tube | 1 | 28 | Living Room
Ceiling Fixture | Incandescent |  | Standard A Lamp | 1 | 60 | Hall
Ceiling Fixture | Incandescent |  | Standard A Lamp | 2 | 60 | Bedroom
Table | Incandescent |  | Standard A Lamp | 1 | 100 | Bedroom
Chandelier (Hanging) | Incandescent |  | Decorative | 5 | 60 | Dining Room
Ceiling Fixture | Incandescent |  | Standard A Lamp | 2 | 60 | Dining Room
Ceiling Fixture | Incandescent |  | Standard A Lamp | 1 | 75 | Laundry Room
Ceiling Fixture | Incandescent |  | Standard A Lamp | 1 | 100 | Garage
Garage door opener | Incandescent |  | Standard A Lamp | 1 | 40 | Garage
Ceiling Fixture | Incandescent |  | Standard A Lamp | 2 | 60 | Bedroom
Floor lamp | Incandescent |  | Standard A Lamp | 1 | 75 | Bedroom
Wall Mount | Incandescent |  | Decorative | 4 | 60 | Bathroom
Recessed - other | Incandescent |  | Reflector | 1 | 40 | Bathroom
Ceiling Fixture | Incandescent |  | Standard A Lamp | 1 | 60 | Closet
Wall Mount | Incandescent |  | Globe | 8 | 60 | Bathroom
Recessed Can | Incandescent |  | Reflector | 1 | 75 | Bathroom
Ceiling Fixture | Incandescent |  | Standard A Lamp | 3 | 60 | Master Bedroom
Table | Incandescent |  | Standard A Lamp | 1 | 60 | Master Bedroom
Table | Incandescent |  | Standard A Lamp | 1 | 60 | Living Room
Table | Incandescent |  | 3-Way Incandescent | 1 | 100 | Living Room
Table | Incandescent |  | 3-Way Incandescent | 1 | 200 | Living Room
Floor lamp | Incandescent |  | 3-Way Incandescent | 1 | 100 | Living Room
Wall Mount | Incandescent |  | Standard A Lamp | 1 | 60 | Hall
Recessed Can | Incandescent |  | Reflector | 1 | 75 | Kitchen
Recessed Can | Compact Fluorescent |  | Reflector | 1 | 22 | Kitchen
Architectural | Incandescent |  | Mini base | 1 | 40 | Kitchen
Ceiling Fixture | Incandescent |  | Standard A Lamp | 1 | 60 | Bathroom
Ceiling Fixture | Incandescent |  | Standard A Lamp | 1 | 60 | Bedroom
Table | Incandescent |  | Standard A Lamp | 1 | 40 | Bedroom
Ceiling Fixture | Incandescent |  | Standard A Lamp | 2 | 60 | Bedroom
Ceiling Fixture | Linear Fluorescent | 48 | T-12 | 2 | 40 | Bedroom
Other | Incandescent |  | Standard A Lamp | 1 | 60 | Bedroom
Ceiling Fixture | Incandescent |  | Standard A Lamp | 1 | 60 | Garage
Ceiling Fixture | Compact Fluorescent |  | 3-Way CFL | 1 | 7 | Kitchen
Ceiling Fixture | Incandescent |  | Standard A Lamp | 1 | 60 | Kitchen
Floor lamp | Incandescent |  | Standard A Lamp | 1 | 60 | Living Room
Ceiling Fixture | Incandescent |  | Standard A Lamp | 1 | 60 | Living Room
Table | Halogen |  | Quartz Tube | 1 | 50 | Living Room
Wall Mount | Incandescent |  | Decorative | 3 | 40 | Bathroom
Ceiling Fixture | Incandescent |  | Reflector | 1 | 60 | Bathroom
Ceiling Fixture | Incandescent |  | Heat Lamp | 1 | 60 | Bathroom
Wall Mount | Incandescent |  | Standard A Lamp | 3 | 100 | Bathroom
Ceiling Fixture | Incandescent |  | Standard A Lamp | 1 | 60 | Bathroom
Ceiling Fixture | Incandescent |  | Standard A Lamp | 1 | 60 | Bedroom
Table | Incandescent |  | Standard A Lamp | 1 | 40 | Bedroom
Ceiling Fixture | Incandescent |  | Standard A Lamp | 1 | 60 | Bedroom
Table | Incandescent |  | Standard A Lamp | 1 | 40 | Bedroom
Recessed Can | Incandescent |  | Reflector | 1 | 60 | Bedroom
Wall Mount | Incandescent |  | Standard A Lamp | 1 | 60 | Bedroom
Ceiling Fixture | Incandescent |  | Standard A Lamp | 2 | 40 | Closet
Recessed Can | Incandescent |  | Reflector | 1 | 90 | Family Room
Chandelier (Hanging) | Incandescent |  | Globe | 1 | 65 | Family Room
Ceiling Fixture | Compact Fluorescent |  | Twist | 1 | 15 | Garage
Wall Mount | Incandescent |  | Reflector | 2 | 90 | Garage
Recessed Can | Incandescent |  | Reflector | 1 | 90 | Hall
Recessed Can | Incandescent |  | Reflector | 1 | 90 | Office
Table | Incandescent |  | Standard A Lamp | 1 | 60 | Office
Ceiling Fixture | Incandescent |  | Standard A Lamp | 1 | 60 | Other
Ceiling Fixture | Incandescent |  | Clear | 1 | 60 | Bedroom
Floor lamp | Incandescent |  | Standard A Lamp | 1 | 60 | Bedroom
Ceiling Fixture | Incandescent |  | Standard A Lamp | 1 | 75 | Hall
Ceiling Fixture | Compact Fluorescent |  | Twist | 1 | 15 | Laundry Room
Ceiling Fixture | Incandescent |  | Standard A Lamp | 1 | 60 | Laundry Room
Ceiling Fixture | Compact Fluorescent |  | Straight Tube | 1 | 22 | Laundry Room
Ceiling Fixture | Incandescent |  | Standard A Lamp | 1 | 60 | Office
Table | Incandescent |  | Standard A Lamp | 1 | 40 | Office
Ceiling Fixture | Incandescent |  | Standard A Lamp | 1 | 40 | Family Room
Table | Incandescent |  | 3-Way Incandescent | 1 | 100 | Family Room
Floor lamp | Incandescent |  | Standard A Lamp | 1 | 25 | Family Room
Ceiling Fixture | Incandescent |  | Standard A Lamp | 1 | 40 | Hall
Wall Mount | Incandescent |  | Standard A Lamp | 3 | 40 | Bathroom
Chandelier (Hanging) | Incandescent |  | Standard A Lamp | 1 | 25 | Master Bedroom
Table | Incandescent |  | Standard A Lamp | 1 | 75 | Master Bedroom
Recessed Can | Compact Fluorescent |  | Flood | 1 | 15 | Closet
Table | Incandescent |  | Standard A Lamp | 1 | 40 | Living Room
Table | Incandescent |  | 3-Way Incandescent | 1 | 100 | Living Room
Ceiling Fixture | Incandescent |  | Standard A Lamp | 1 | 40 | Hall
Chandelier (Hanging) | Halogen |  | Other | 5 | 50 | Dining Room
Ceiling Fixture | Incandescent |  | Standard A Lamp | 1 | 75 | Kitchen
Track | Incandescent |  | Reflector | 3 | 40 | Kitchen
Ceiling Fan | Compact Fluorescent |  | Twist | 1 | 13 | Other
Ceiling Fixture | Compact Fluorescent |  | Twist | 1 | 13 | Other
Wall Mount | Linear Fluorescent | 36 | T-12 | 1 | 40 | Other
Chandelier (Hanging) | Incandescent |  | Standard A Lamp | 1 | 65 | Bathroom
Ceiling Fan | Compact Fluorescent |  | Twist | 1 | 13 | Bedroom
Ceiling Fan | Compact Fluorescent |  | Twist | 1 | 13 | Master Bedroom
Chandelier (Hanging) | Incandescent |  | Mini base | 6 | 20 | Dining Room
Ceiling Fixture | Incandescent |  | Standard A Lamp | 1 | 65 | Other
Ceiling Fixture | Halogen |  | PAR | 1 | 50 | Other
Ceiling Fixture | Compact Fluorescent |  | Twist | 1 | 22 | Bathroom
Ceiling Fixture | Compact Fluorescent |  | Twist | 1 | 13 | Hall
Ceiling Fixture | Compact Fluorescent |  | Twist | 1 | 28 | Kitchen
Recessed Can | Halogen |  | PAR | 1 | 50 | Living Room
Track | Other |  | LED Interior | 4 | 1 | Other
Ceiling Fixture | Incandescent |  | Globe | 1 | 40 | Bedroom
Ceiling Fixture | Incandescent |  | Standard A Lamp | 1 | 60 | Other
Wall Mount | Incandescent |  | Globe | 3 | 40 | Bathroom
Ceiling Fixture | Incandescent |  | Standard A Lamp | 1 | 60 | Bathroom
Ceiling Fixture | Incandescent |  | Standard A Lamp | 2 | 60 | Bedroom
Ceiling Fixture | Incandescent |  | Standard A Lamp | 1 | 60 | Bedroom
Ceiling Fixture | Incandescent |  | Standard A Lamp | 1 | 75 | Other
Ceiling Fan | Compact Fluorescent |  | Twist | 2 | 15 | Family Room
Torchiere | Incandescent |  | Standard A Lamp | 1 | 60 | Family Room
High bay | Incandescent |  | Globe | 2 | 40 | Family Room
Recessed Can | Incandescent |  | Reflector | 1 | 65 | Family Room
Recessed Can | Incandescent |  | Reflector | 1 | 75 | Hall
Recessed Can | Incandescent |  | Reflector | 1 | 75 | Kitchen
Architectural | Incandescent |  | Mini base | 1 | 5 | Kitchen
Ceiling Fixture | Compact Fluorescent |  | Twist | 1 | 22 | Laundry Room
Ceiling Fixture | Incandescent |  | Reflector | 1 | 75 | Living Room
Ceiling Fixture | Incandescent |  | Standard A Lamp | 2 | 60 | Living Room
Chandelier (Hanging) | Incandescent |  | Standard A Lamp | 1 | 60 | Bathroom
Chandelier (Hanging) | Compact Fluorescent |  | Twist | 1 | 15 | Bathroom
Ceiling Fixture | Incandescent |  | Standard A Lamp | 1 | 60 | Bedroom
Table | Incandescent |  | Standard A Lamp | 1 | 25 | Bedroom
Ceiling Fixture | Compact Fluorescent |  | Twist | 1 | 15 | Bedroom
Table | Incandescent |  | Decorative | 1 | 25 | Bedroom
Table | Halogen |  | Quartz Tube | 1 | 50 | Bedroom
Ceiling Fixture | Compact Fluorescent |  | Twist | 2 | 15 | Bedroom
Chandelier (Hanging) | Incandescent |  | Standard A Lamp | 3 | 65 | Dining Room
Chandelier (Hanging) | Compact Fluorescent |  | Twist | 2 | 15 | Dining Room
Ceiling Fixture | Linear Fluorescent | 48 | T-12 | 2 | 40 | Family Room
Ceiling Fixture | Incandescent |  | Standard A Lamp | 1 | 60 | Family Room
Floor lamp | Compact Fluorescent |  | Twist | 3 | 15 | Family Room
Ceiling Fixture | Compact Fluorescent |  | Twist | 1 | 15 | Family Room
Ceiling Fixture | Incandescent |  | Standard A Lamp | 1 | 60 | Hall
Ceiling Fixture | Incandescent |  | Standard A Lamp | 1 | 60 | Hall
Ceiling Fixture | Compact Fluorescent |  | Twist | 1 | 15 | Hall
Chandelier (Hanging) | Compact Fluorescent |  | Twist | 3 | 15 | Kitchen
Ceiling Fixture | Incandescent |  | Standard A Lamp | 1 | 60 | Kitchen
Wall Mount | Compact Fluorescent |  | Twist | 4 | 15 | Laundry Room
Ceiling Fixture | Compact Fluorescent |  | Twist | 1 | 15 | Laundry Room
Ceiling Fixture | Incandescent |  | Standard A Lamp | 1 | 75 | Living Room
Table | Compact Fluorescent |  | Twist | 1 | 15 | Living Room
Track | Incandescent |  | Standard A Lamp | 2 | 60 | Living Room
Wall Mount | Incandescent |  | Globe | 4 | 40 | Bathroom
Ceiling Fixture | Compact Fluorescent |  | Twist | 1 | 15 | Bathroom
Ceiling Fixture | Incandescent |  | Standard A Lamp | 1 | 75 | Master Bedroom
Table | Incandescent |  | Standard A Lamp | 1 | 60 | Master Bedroom
Recessed - other | Incandescent |  | Reflector | 1 | 45 | Master Bedroom
Ceiling Fixture | Linear Fluorescent | 48 | T-12 | 2 | 40 | Garage
Garage door opener | Incandescent |  | Standard A Lamp | 1 | 60 | Garage
Ceiling Fixture | Linear Fluorescent | 48 | T-12 | 2 | 40 | Other
Ceiling Fixture | Incandescent |  | Standard A Lamp | 1 | 60 | Bathroom
Recessed Can | Incandescent |  | Standard A Lamp | 1 | 60 | Bathroom
Ceiling Fixture | Incandescent |  | Standard A Lamp | 1 | 60 | Bathroom
Wall Mount | Incandescent |  | Standard A Lamp | 3 | 40 | Bathroom
Ceiling Fixture | Incandescent |  | Standard A Lamp | 1 | 40 | Bedroom
Track | Compact Fluorescent |  | Twist | 1 | 7 | Bedroom
Ceiling Fixture | Incandescent |  | Standard A Lamp | 2 | 40 | Bedroom
Chandelier (Hanging) | Incandescent |  | Standard A Lamp | 1 | 75 | Dining Room
Ceiling Fixture | Incandescent |  | Standard A Lamp | 1 | 60 | Closet
Ceiling Fixture | Incandescent |  | Standard A Lamp | 1 | 60 | Hall
Recessed Can | Incandescent |  | Reflector | 3 | 65 | Kitchen
Recessed Can | Compact Fluorescent |  | Reflector | 1 | 22 | Kitchen
Ceiling Fixture | Incandescent |  | Standard A Lamp | 1 | 60 | Kitchen
Ceiling Fan | Compact Fluorescent |  | A shape bulb | 4 | 15 | Living Room
Table | Compact Fluorescent |  | Globe | 3 | 14 | Living Room
Ceiling Fixture | Incandescent |  | Standard A Lamp | 2 | 60 | Closet
Ceiling Fixture | Incandescent |  | Standard A Lamp | 1 | 60 | Master Bedroom
Ceiling Fan | Compact Fluorescent |  | A shape bulb | 1 | 15 | Master Bedroom
Table | Incandescent |  | Standard A Lamp | 1 | 60 | Master Bedroom
Ceiling Fan | Compact Fluorescent |  | A shape bulb | 4 | 15 | Other
Ceiling Fixture | Incandescent |  | Standard A Lamp | 1 | 60 | Other
Chandelier (Hanging) | Incandescent |  | Standard A Lamp | 3 | 100 | Family Room
Wall Mount | Incandescent |  | Globe | 4 | 60 | Bathroom
Wall Mount | Incandescent |  | Globe | 4 | 60 | Bathroom
Ceiling Fixture | Incandescent |  | Reflector | 1 | 65 | Bathroom
Ceiling Fixture | Compact Fluorescent |  | Twist | 2 | 15 | Bedroom
Ceiling Fixture | Compact Fluorescent |  | Twist | 1 | 15 | Bedroom
Table | Incandescent |  | Standard A Lamp | 1 | 60 | Bedroom
Ceiling Fixture | Incandescent |  | Standard A Lamp | 2 | 60 | Bedroom
Table | Compact Fluorescent |  | Twist | 1 | 22 | Bedroom
Ceiling Fixture | Incandescent |  | Standard A Lamp | 1 | 60 | Closet
Ceiling Fixture | Linear Fluorescent | 48 | T-12 | 2 | 40 | Garage
Ceiling Fixture | Compact Fluorescent |  | Twist | 1 | 22 | Garage
Garage door opener | Compact Fluorescent |  | Twist | 2 | 15 | Garage
Ceiling Fixture | Compact Fluorescent |  | Twist | 1 | 15 | Hall
Recessed Can | Compact Fluorescent |  | Twist | 1 | 15 | Kitchen
Ceiling Fixture | Compact Fluorescent |  | Twist | 1 | 15 | Kitchen
Chandelier (Hanging) | Compact Fluorescent |  | Twist | 1 | 15 | Kitchen
Ceiling Fixture | Incandescent |  | Standard A Lamp | 1 | 60 | Laundry Room
Table | Compact Fluorescent |  | Twist | 1 | 15 | Living Room
Ceiling Fixture | Compact Fluorescent |  | Twist | 1 | 15 | Living Room
Ceiling Fan | Compact Fluorescent |  | Twist | 2 | 15 | Office
Ceiling Fixture | Incandescent |  | Standard A Lamp | 2 | 60 | Bedroom
Table | Incandescent |  | Standard A Lamp | 1 | 60 | Bedroom
Ceiling Fixture | Linear Fluorescent | 48 | T-12 | 2 | 40 | Other
Ceiling Fixture | Compact Fluorescent |  | Twist | 1 | 22 | Other
Recessed Can | Incandescent |  | Reflector | 1 | 25 | Bathroom
Ceiling Fixture | Compact Fluorescent |  | Twist | 1 | 15 | Bathroom
Track | Incandescent |  | Reflector | 4 | 25 | Bathroom
Recessed Can | Incandescent |  | Standard A Lamp | 1 | 60 | Bedroom
Floor lamp | Compact Fluorescent |  | Twist | 1 | 15 | Bedroom
Table | Incandescent |  | Mini base | 1 | 40 | Bedroom
Ceiling Fixture | Incandescent |  | Reflector | 4 | 25 | Bedroom
Table | Incandescent |  | Standard A Lamp | 1 | 40 | Bedroom
Ceiling Fixture | Incandescent |  | Standard A Lamp | 1 | 60 | Bedroom
Chandelier (Hanging) | Compact Fluorescent |  | Twist | 1 | 15 | Dining Room
Ceiling Fixture | Compact Fluorescent |  | Twist | 2 | 15 | Family Room
Ceiling Fixture | Incandescent |  | Reflector | 3 | 25 | Family Room
Floor lamp | Compact Fluorescent |  | Twist | 1 | 15 | Family Room
Floor lamp | Compact Fluorescent |  | Twist | 1 | 22 | Family Room
Table | Incandescent |  | Mini base | 1 | 25 | Family Room
Ceiling Fixture | Compact Fluorescent |  | Twist | 1 | 15 | Hall
Ceiling Fixture | Incandescent |  | Standard A Lamp | 1 | 60 | Kitchen
Ceiling Fixture | Compact Fluorescent |  | Twist | 1 | 15 | Kitchen
Ceiling Fixture | Linear Fluorescent | 48 | T-12 | 2 | 40 | Laundry Room
Chandelier (Hanging) | Compact Fluorescent |  | Decorative | 3 | 7 | Living Room
Floor lamp | Compact Fluorescent |  | Twist | 3 | 22 | Living Room
Floor lamp | Incandescent |  | Standard A Lamp | 3 | 60 | Living Room
Floor lamp | Compact Fluorescent |  | Pin base | 1 | 7 | Living Room
Wall Mount | Incandescent |  | Clear | 2 | 60 | Bathroom
Ceiling Fixture | Compact Fluorescent |  | A shape bulb | 2 | 22 | Bedroom
Table | Incandescent |  | Standard A Lamp | 1 | 65 | Bedroom
Ceiling Fan | Incandescent |  | Standard A Lamp | 2 | 60 | Master Bedroom
Table | Incandescent |  | Standard A Lamp | 1 | 60 | Master Bedroom
Chandelier (Hanging) | Incandescent |  | Decorative | 5 | 40 | Dining Room
Ceiling Fixture | Incandescent |  | Standard A Lamp | 2 | 60 | Hall
Floor lamp | Incandescent |  | Standard A Lamp | 1 | 60 | Family Room
Low bay | Linear Fluorescent | 48 | T-12 | 2 | 40 | Garage
Garage door opener | Incandescent |  | Standard A Lamp | 1 | 60 | Garage
Ceiling Fixture | Compact Fluorescent |  | Twist | 2 | 22 | Kitchen
Chandelier (Hanging) | Incandescent |  | Standard A Lamp | 1 | 60 | Kitchen
Ceiling Fixture | Incandescent |  | Standard A Lamp | 2 | 60 | Living Room
Floor lamp | Incandescent |  | Standard A Lamp | 2 | 60 | Living Room
Chandelier (Hanging) | Incandescent |  | Decorative | 3 | 40 | Bathroom
Ceiling Fixture | Compact Fluorescent |  | Twist | 2 | 22 | Bedroom
Ceiling Fixture | Linear Fluorescent | 48 | T-12 | 3 | 40 | Bedroom
Ceiling Fixture | Linear Fluorescent | 48 | T-12 | 3 | 40 | Family Room
Floor lamp | Incandescent |  | Globe | 1 | 40 | Family Room
Ceiling Fixture | Linear Fluorescent | 48 | T-12 | 2 | 32 | Laundry Room
Wall Mount | Incandescent |  | Standard A Lamp | 1 | 40 | Hall
Wall Mount | Compact Fluorescent |  | Twist | 3 | 13 | Bathroom
Ceiling Fixture | Incandescent |  | Standard A Lamp | 1 | 40 | Bathroom
Chandelier (Hanging) | Incandescent |  | Standard A Lamp | 5 | 75 | Dining Room
Ceiling Fixture | Incandescent |  | Decorative | 4 | 60 | Other
Ceiling Fixture | Incandescent |  | Standard A Lamp | 3 | 60 | Hall
Wall Mount | Incandescent |  | Standard A Lamp | 1 | 40 | Hall
Wall Mount | Incandescent |  | Standard A Lamp | 1 | 75 | Kitchen
Ceiling Fixture | Incandescent |  | Standard A Lamp | 1 | 40 | Kitchen
Chandelier (Hanging) | Incandescent |  | Standard A Lamp | 1 | 40 | Kitchen
Floor lamp | Compact Fluorescent |  | 3-Way CFL | 1 | 29 | Living Room
Ceiling Fan | Incandescent |  | Standard A Lamp | 2 | 60 | Living Room
Wall Mount | Halogen |  | PAR | 3 | 25 | Bathroom
Ceiling Fan | Incandescent |  | Standard A Lamp | 1 | 60 | Master Bedroom
Floor lamp | Halogen |  | PAR | 1 | 50 | Master Bedroom
Floor lamp | Compact Fluorescent |  | Twist | 1 | 14 | Master Bedroom
Ceiling Fan | Incandescent |  | Standard A Lamp | 3 | 60 | Office
Ceiling Fixture | Linear Fluorescent | 48 | T-12 | 2 | 40 | Other
Ceiling Fixture | Linear Fluorescent | 12 | T-8 | 1 | 40 | Other
Wall Mount | Incandescent |  | Standard A Lamp | 1 | 40 | Other
Recessed Can | Compact Fluorescent |  | Twist | 1 | 13 | Bedroom
Recessed Can | Incandescent |  | Reflector | 1 | 60 | Bedroom
Recessed Can | Incandescent |  | Reflector | 1 | 65 | Bedroom
Floor lamp | Halogen |  | Quartz Tube | 1 | 100 | Bedroom
Ceiling Fixture | Incandescent |  | Standard A Lamp | 1 | 40 | Closet
Track | Halogen |  | PAR | 6 | 50 | Hall
Wall Mount | Compact Fluorescent |  | Twist | 6 | 15 | Bathroom
Ceiling Fixture | Incandescent |  | Standard A Lamp | 1 | 60 | Bathroom
Ceiling Fan | Compact Fluorescent |  | Twist | 2 | 22 | Bedroom
Floor lamp | Compact Fluorescent |  | Twist | 1 | 15 | Bedroom
Table | Compact Fluorescent |  | Twist | 1 | 7 | Bedroom
Wall Mount | Compact Fluorescent |  | Twist | 3 | 15 | Bedroom
Ceiling Fixture | Compact Fluorescent |  | Twist | 1 | 15 | Closet
Ceiling Fan | Compact Fluorescent |  | Twist | 1 | 7 | Hall
Ceiling Fan | Compact Fluorescent |  | Twist | 3 | 15 | Kitchen
Track | Halogen |  | PAR | 3 | 50 | Kitchen
Table | Compact Fluorescent |  | Twist | 1 | 15 | Living Room
Wall Mount | Compact Fluorescent |  | Twist | 2 | 15 | Office
Torchiere | Compact Fluorescent |  | Twist | 1 | 15 | Office
Chandelier (Hanging) | Compact Fluorescent |  | Twist | 2 | 22 | Hall
Wall Mount | Incandescent |  | Globe | 3 | 60 | Bathroom
Ceiling Fixture | Compact Fluorescent |  | Twist | 1 | 13 | Closet
Ceiling Fixture | Compact Fluorescent |  | Twist | 1 | 20 | Closet
Ceiling Fixture | Incandescent |  | Standard A Lamp | 2 | 60 | Bedroom
Table | Compact Fluorescent |  | Twist | 1 | 13 | Bedroom
Ceiling Fixture | Compact Fluorescent |  | Twist | 2 | 13 | Bedroom
Garage door opener | Incandescent |  | Standard A Lamp | 1 | 60 | Garage
Ceiling Fixture | Compact Fluorescent |  | Twist | 1 | 22 | Garage
Ceiling Fixture | Compact Fluorescent |  | Twist | 1 | 20 | Hall
Ceiling Fixture | Compact Fluorescent |  | Twist | 2 | 20 | Kitchen
Recessed Can | Incandescent |  | Reflector | 1 | 45 | Kitchen
Architectural | Other |  | LED Interior | 4 | 2 | Kitchen
Ceiling Fixture | Incandescent |  | Standard A Lamp | 1 | 100 | Laundry Room
Ceiling Fixture | Compact Fluorescent |  | Twist | 1 | 13 | Laundry Room
Floor lamp | Compact Fluorescent |  | Twist | 1 | 26 | Living Room
Floor lamp | Compact Fluorescent |  | Straight Tube | 1 | 27 | Living Room
Table | Compact Fluorescent |  | Twist | 1 | 23 | Living Room
Ceiling Fixture | Incandescent |  | Standard A Lamp | 1 | 40 | Closet
Ceiling Fixture | Compact Fluorescent |  | Twist | 1 | 20 | Hall
Wall Mount | Incandescent |  | Globe | 5 | 40 | Bathroom
Ceiling Fixture | Incandescent |  | Standard A Lamp | 1 | 65 | Bedroom
Table | Incandescent |  | Standard A Lamp | 1 | 40 | Bedroom
Ceiling Fixture | Incandescent |  | Standard A Lamp | 1 | 60 | Bedroom
Table | Incandescent |  | Standard A Lamp | 1 | 60 | Bedroom
Low bay | Linear Fluorescent | 48 | T-12 | 2 | 32 | Garage
Ceiling Fixture | Compact Fluorescent |  | Circline (Screw Base) | 1 | 22 | Hall
Ceiling Fixture | Compact Fluorescent |  | Twist | 5 | 15 | Kitchen
Ceiling Fixture | Linear Fluorescent | 48 | T-8 | 2 | 32 | Kitchen
Recessed Can | Incandescent |  | Reflector | 1 | 65 | Kitchen
Ceiling Fan | Incandescent |  | Standard A Lamp | 3 | 60 | Living Room
Table | Incandescent |  | Standard A Lamp | 1 | 150 | Living Room
Floor lamp | Incandescent |  | Standard A Lamp | 1 | 150 | Living Room
Wall Mount | Incandescent |  | Globe | 4 | 40 | Bathroom
Ceiling Fixture | Incandescent |  | Decorative | 3 | 40 | Bedroom
Table | Incandescent |  | Standard A Lamp | 1 | 60 | Bedroom
Ceiling Fixture | Incandescent |  | Standard A Lamp | 1 | 60 | Closet
Ceiling Fixture | Linear Fluorescent | 48 | T-8 | 2 | 32 | Office
Table | Incandescent |  | Standard A Lamp | 1 | 40 | Office
Wall Mount | Incandescent |  | Globe | 6 | 40 | Bathroom
Wall Mount | Linear Fluorescent | 18 | T-12 | 1 | 16 | Bathroom
Ceiling Fixture | Incandescent |  | Standard A Lamp | 1 | 60 | Bedroom
Table | Incandescent |  | Standard A Lamp | 1 | 60 | Bedroom
Chandelier (Hanging) | Incandescent |  | Decorative | 8 | 25 | Dining Room
Ceiling Fixture | Incandescent |  | Standard A Lamp | 1 | 60 | Hall
Ceiling Fixture | Incandescent |  | Standard A Lamp | 1 | 75 | Hall
Ceiling Fixture | Incandescent |  | Standard A Lamp | 2 | 60 | Kitchen
Table | Incandescent |  | Standard A Lamp | 1 | 100 | Living Room
Torchiere | Halogen |  | Quartz Tube | 1 | 150 | Living Room
Chandelier (Hanging) | Incandescent |  | Standard A Lamp | 1 | 100 | Living Room
Ceiling Fixture | Incandescent |  | Standard A Lamp | 2 | 75 | Master Bedroom
Table | Incandescent |  | Standard A Lamp | 1 | 60 | Master Bedroom
Ceiling Fixture | Incandescent |  | Standard A Lamp | 1 | 60 | Other
Ceiling Fixture | Incandescent |  | Standard A Lamp | 2 | 60 | Bedroom
Table | Incandescent |  | Standard A Lamp | 1 | 60 | Bedroom
Low bay | Linear Fluorescent | 48 | T-12 | 2 | 32 | Other
Ceiling Fixture | Incandescent |  | Reflector | 1 | 150 | Other
Ceiling Fixture | Compact Fluorescent |  | Straight Tube | 1 | 15 | Other
Ceiling Fixture | Incandescent |  | Standard A Lamp | 1 | 60 | Other
Ceiling Fixture | Compact Fluorescent |  | Twist | 1 | 15 | Other
Ceiling Fixture | Linear Fluorescent | 48 | T-8 | 2 | 40 | Bathroom
Ceiling Fan | Compact Fluorescent |  | Twist | 1 | 15 | Bedroom
Table | Compact Fluorescent |  | Twist | 1 | 15 | Bedroom
Ceiling Fan | Compact Fluorescent |  | Twist | 1 | 15 | Dining Room
Table | Incandescent |  | Decorative | 1 | 25 | Dining Room
Ceiling Fan | Compact Fluorescent |  | Twist | 1 | 15 | Family Room
Floor lamp | Incandescent |  | Standard A Lamp | 1 | 60 | Family Room
Table | Compact Fluorescent |  | Twist | 1 | 15 | Family Room
Ceiling Fixture | Linear Fluorescent | 48 | T-8 | 2 | 40 | Kitchen
Wall Mount | Incandescent |  | Mini base | 1 | 25 | Kitchen
Ceiling Fixture | Linear Fluorescent | 48 | T-8 | 2 | 40 | Laundry Room
Ceiling Fixture | Compact Fluorescent |  | Twist | 1 | 15 | Bedroom
Wall Mount | Incandescent |  | Standard A Lamp | 2 | 60 | Bathroom
Wall Mount | Incandescent |  | Globe | 4 | 40 | Bathroom
Ceiling Fixture | Incandescent |  | Standard A Lamp | 1 | 60 | Bedroom
Ceiling Fixture | Incandescent |  | Standard A Lamp | 1 | 65 | Bedroom
Floor lamp | Incandescent |  | Globe | 5 | 25 | Bedroom
Table | Incandescent |  | 3-Way Incandescent | 1 | 75 | Bedroom
Table | Incandescent |  | 3-Way Incandescent | 1 | 100 | Family Room
Table | Incandescent |  | Decorative | 1 | 25 | Family Room
Floor lamp | Incandescent |  | Standard A Lamp | 1 | 40 | Family Room
Torchiere | Incandescent |  | 3-Way Incandescent | 1 | 150 | Hall
Ceiling Fixture | Incandescent |  | Standard A Lamp | 1 | 60 | Garage
Ceiling Fixture | Incandescent |  | Standard A Lamp | 1 | 65 | Hall
Table | Incandescent |  | Decorative | 1 | 40 | Hall
Chandelier (Hanging) | Incandescent |  | Standard A Lamp | 5 | 60 | Kitchen
Chandelier (Hanging) | Incandescent |  | Standard A Lamp | 2 | 60 | Kitchen
Table | Incandescent |  | Decorative | 2 | 25 | Kitchen
Recessed Can | Incandescent |  | Standard A Lamp | 1 | 60 | Kitchen
Ceiling Fixture | Incandescent |  | Standard A Lamp | 1 | 65 | Laundry Room
Ceiling Fixture | Linear Fluorescent | 36 | T-12 | 1 | 32 | Laundry Room
Ceiling Fan | Incandescent |  | Standard A Lamp | 4 | 60 | Living Room
Track | Halogen |  | MR | 4 | 20 | Living Room
Wall Mount | Incandescent |  | Standard A Lamp | 1 | 60 | Living Room
Table | Incandescent |  | 3-Way Incandescent | 3 | 75 | Living Room
Floor lamp | Incandescent |  | Decorative | 1 | 40 | Living Room
Wall Mount | Incandescent |  | Standard A Lamp | 2 | 60 | Bathroom
Ceiling Fixture | Incandescent |  | Standard A Lamp | 1 | 60 | Bathroom
Table | Incandescent |  | 3-Way Incandescent | 1 | 100 | Master Bedroom
Torchiere | Incandescent |  | Standard A Lamp | 2 | 60 | Master Bedroom
Ceiling Fan | Incandescent |  | Standard A Lamp | 4 | 60 | Master Bedroom
Ceiling Fixture | Incandescent |  | Standard A Lamp | 3 | 60 | Office
Floor lamp | Incandescent |  | Standard A Lamp | 1 | 60 | Office
Ceiling Fixture | Incandescent |  | Standard A Lamp | 3 | 60 | Closet
Wall Mount | Incandescent |  | Globe | 6 | 60 | Bathroom
Wall Mount | Incandescent |  | Globe | 8 | 60 | Bathroom
Table | Compact Fluorescent |  | Twist | 1 | 22 | Bedroom
Table | Incandescent |  | Standard A Lamp | 1 | 60 | Bedroom
Recessed Can | Compact Fluorescent |  | Twist | 1 | 15 | Bedroom
Table | Compact Fluorescent |  | Twist | 1 | 15 | Bedroom
Ceiling Fixture | Incandescent |  | Mini base | 4 | 25 | Dining Room
Floor lamp | Incandescent |  | Standard A Lamp | 1 | 60 | Family Room
Floor lamp | Incandescent |  | Standard A Lamp | 4 | 60 | Family Room
Ceiling Fixture | Linear Fluorescent | 48 | T-12 | 2 | 40 | Garage
Garage door opener | Incandescent |  | Standard A Lamp | 1 | 60 | Garage
Ceiling Fixture | Linear Fluorescent | 96 | T-12 | 2 | 110 | Garage
Wall Mount | Incandescent |  | Decorative | 2 | 60 | Hall
Ceiling Fixture | Incandescent |  | Reflector | 1 | 65 | Other
Ceiling Fixture | Linear Fluorescent | 48 | T-12 | 2 | 40 | Other
Exterior | Incandescent |  | Standard A Lamp | 1 | 100 | Other
Recessed Can | Incandescent |  | Reflector | 1 | 65 | Kitchen
Chandelier (Hanging) | Incandescent |  | Decorative | 8 | 40 | Kitchen
Recessed Can | Compact Fluorescent |  | Reflector | 1 | 15 | Laundry Room
Floor lamp | Incandescent |  | Standard A Lamp | 1 | 60 | Living Room
Ceiling Fan | Incandescent |  | Standard A Lamp | 3 | 60 | Living Room
Wall Mount | Incandescent |  | Clear | 6 | 40 | Bathroom
Ceiling Fan | Incandescent |  | Reflector | 2 | 125 | Bathroom
Ceiling Fixture | Incandescent |  | Standard A Lamp | 2 | 60 | Bedroom
Chandelier (Hanging) | Incandescent |  | Mini base | 6 | 25 | Bedroom
Chandelier (Hanging) | Halogen |  | PAR | 1 | 75 | Bedroom
Table | Compact Fluorescent |  | Twist | 1 | 15 | Bedroom
Table | Incandescent |  | Globe | 1 | 60 | Bedroom
Ceiling Fixture | Incandescent |  | Standard A Lamp | 2 | 60 | Bedroom
Table | Incandescent |  | Standard A Lamp | 1 | 100 | Bedroom
Table | Compact Fluorescent |  | Twist | 1 | 15 | Bedroom
Ceiling Fixture | Linear Fluorescent | 48 | T-8 | 2 | 32 | Bedroom
Ceiling Fixture | Incandescent |  | Standard A Lamp | 2 | 60 | Bedroom
Table | Incandescent |  | Decorative | 1 | 40 | Bedroom
Wall Mount | Compact Fluorescent |  | Twist | 2 | 15 | Bedroom
Wall Mount | Incandescent |  | Globe | 3 | 60 | Bathroom
Ceiling Fan | Incandescent |  | Reflector | 2 | 150 | Bathroom
Ceiling Fixture | Linear Fluorescent | 48 | T-12 | 2 | 32 | Closet
Chandelier (Hanging) | Incandescent |  | Standard A Lamp | 1 | 75 | Dining Room
Chandelier (Hanging) | Incandescent |  | Standard A Lamp | 5 | 60 | Dining Room
Wall Mount | Incandescent |  | Standard A Lamp | 1 | 40 | Dining Room
Ceiling Fixture | Linear Fluorescent | 96 | T-12 | 2 | 100 | Garage
Recessed Can | Incandescent |  | Reflector | 1 | 65 | Hall
Recessed Can | Incandescent |  | Reflector | 1 | 65 | Kitchen
Chandelier (Hanging) | Incandescent |  | Standard A Lamp | 1 | 60 | Kitchen
Chandelier (Hanging) | Compact Fluorescent |  | Twist | 1 | 15 | Kitchen
Other | Linear Fluorescent | 36 | T-8 | 1 | 20 | Kitchen
Other | Linear Fluorescent | 24 | T-8 | 1 | 16 | Kitchen
Ceiling Fixture | Linear Fluorescent | 48 | T-12 | 4 | 32 | Laundry Room
Chandelier (Hanging) | Incandescent |  | Standard A Lamp | 3 | 60 | Living Room
Recessed Can | Incandescent |  | Reflector | 1 | 65 | Living Room
Table | Incandescent |  | Standard A Lamp | 1 | 60 | Living Room
Wall Mount | Incandescent |  | Standard A Lamp | 5 | 75 | Bathroom
Recessed Can | Incandescent |  | Reflector | 1 | 65 | Bathroom
Ceiling Fan | Incandescent |  | Reflector | 2 | 150 | Bathroom
Ceiling Fixture | Incandescent |  | Standard A Lamp | 2 | 60 | Office
Ceiling Fixture | Linear Fluorescent | 48 | T-12 | 2 | 32 | Office
Table | Incandescent |  | Clear | 1 | 40 | Office
Ceiling Fixture | Linear Fluorescent | 48 | T-12 | 4 | 32 | Closet
Wall Mount | Incandescent |  | Standard A Lamp | 4 | 60 | Bathroom
Ceiling Fixture | Incandescent |  | Standard A Lamp | 1 | 100 | Bathroom
Wall Mount | Incandescent |  | Decorative | 5 | 40 | Bathroom
Ceiling Fixture | Incandescent |  | Standard A Lamp | 2 | 60 | Bedroom
Table | Incandescent |  | Standard A Lamp | 1 | 60 | Bedroom
Ceiling Fixture | Incandescent |  | Standard A Lamp | 1 | 60 | Bedroom
Wall Mount | Incandescent |  | Standard A Lamp | 1 | 60 | Bedroom
Floor lamp | Incandescent |  | Standard A Lamp | 6 | 60 | Family Room
Ceiling Fan | Incandescent |  | Standard A Lamp | 5 | 60 | Family Room
Ceiling Fixture | Incandescent |  | Standard A Lamp | 1 | 100 | Other
Garage door opener | Incandescent |  | Standard A Lamp | 1 | 60 | Garage
Ceiling Fixture | Linear Fluorescent | 48 | T-5 | 2 | 32 | Garage
Ceiling Fixture | Incandescent |  | Standard A Lamp | 2 | 60 | Bathroom
Ceiling Fixture | Incandescent |  | Standard A Lamp | 2 | 60 | Hall
Ceiling Fixture | Incandescent |  | Standard A Lamp | 2 | 60 | Kitchen
Ceiling Fan | Incandescent |  | Standard A Lamp | 2 | 60 | Living Room
Floor lamp | Incandescent |  | Standard A Lamp | 2 | 60 | Living Room
Wall Mount | Incandescent |  | Globe | 6 | 40 | Bathroom
Wall Mount | Incandescent |  | Standard A Lamp | 5 | 100 | Bathroom
Recessed Can | Incandescent |  | Reflector | 1 | 60 | Bathroom
Ceiling Fixture | Incandescent |  | Globe | 6 | 40 | Bathroom
Recessed Can | Incandescent |  | Standard A Lamp | 1 | 60 | Bathroom
Wall Mount | Incandescent |  | Globe | 3 | 40 | Bathroom
Ceiling Fan | Incandescent |  | Standard A Lamp | 4 | 40 | Bedroom
Torchiere | Compact Fluorescent |  | Twist | 1 | 22 | Bedroom
Recessed Can | Incandescent |  | Reflector |  | 65 | Bedroom
Ceiling Fixture | Incandescent |  | Standard A Lamp | 2 | 60 | Bedroom
Chandelier (Hanging) | Incandescent |  | Decorative | 16 | 25 | Hall
Wall Mount | Incandescent |  | Decorative | 2 | 25 | Hall
Track | Incandescent |  | Reflector | 4 | 60 | Hall
Recessed Can | Incandescent |  | Reflector | 1 | 65 | Hall
Ceiling Fixture | Incandescent |  | Standard A Lamp | 1 | 60 | Garage
Ceiling Fixture | Linear Fluorescent | 48 | T-12 | 2 | 40 | Kitchen
Recessed Can | Incandescent |  | Reflector | 1 | 65 | Kitchen
Architectural | Linear Fluorescent | 48 | T-12 | 1 | 40 | Kitchen
Recessed Can | Incandescent |  | Reflector | 1 | 65 | Laundry Room
Recessed - other | Incandescent |  | Standard A Lamp | 1 | 60 | Laundry Room
Recessed Can | Incandescent |  | Reflector | 1 | 65 | Other
Chandelier (Hanging) | Incandescent |  | Globe | 5 | 65 | Living Room
Torchiere | Compact Fluorescent |  | Twist | 1 | 15 | Living Room
Recessed Can | Incandescent |  | Reflector | 1 | 65 | Living Room
Ceiling Fixture | Linear Fluorescent | 48 | T-12 | 2 | 40 | Other
Track | Incandescent |  | Reflector | 4 | 60 | Other
Recessed Can | Incandescent |  | Reflector | 1 | 65 | Family Room
Architectural | Linear Fluorescent | 48 | T-12 | 2 | 40 | Family Room
Torchiere | Incandescent |  | Standard A Lamp | 1 | 75 | Family Room
Ceiling Fixture | Compact Fluorescent |  | Twist | 1 | 22 | Bathroom
Ceiling Fixture | Incandescent |  | Standard A Lamp | 2 | 60 | Bedroom
Table | Compact Fluorescent |  | Twist | 1 | 28 | Bedroom
Ceiling Fixture | Linear Fluorescent | 24 | T-12 | 2 | 32 | Other
Ceiling Fixture | Linear Fluorescent | 48 | T-8 | 2 | 40 | Kitchen
Ceiling Fixture | Compact Fluorescent |  | A shape bulb | 1 | 22 | Laundry Room
Ceiling Fixture | Compact Fluorescent |  | Twist | 1 | 15 | Living Room
Ceiling Fixture | Compact Fluorescent |  | Twist | 2 | 22 | Living Room
Ceiling Fan | Incandescent |  | Clear | 3 | 40 | Living Room
Table | Incandescent |  | 3-Way Incandescent | 1 | 75 | Living Room
Floor lamp | Incandescent |  | Standard A Lamp | 1 | 60 | Living Room
Wall Mount | Incandescent |  | Standard A Lamp | 1 | 60 | Living Room
Ceiling Fixture | Incandescent |  | Standard A Lamp | 1 | 60 | Hall
Ceiling Fixture | Incandescent |  | Standard A Lamp | 1 | 40 | Office
Table | Linear Fluorescent | 24 | T-5 | 2 | 20 | Office
Ceiling Fixture | Linear Fluorescent | 24 | T-12 | 2 | 20 | Other
Wall Mount | Incandescent |  | Globe | 5 | 40 | Bathroom
Ceiling Fixture | Incandescent |  | Standard A Lamp | 1 | 100 | Dining Room
Ceiling Fixture | Linear Fluorescent | 48 | T-12 | 2 | 40 | Other
Chandelier (Hanging) | Incandescent |  | Standard A Lamp | 4 | 60 | Family Room
Ceiling Fixture | Linear Fluorescent | 48 | T-12 | 2 | 32 | Garage
Wall Mount | Incandescent |  | Standard A Lamp | 1 | 60 | Bathroom
Wall Mount | Incandescent |  | Standard A Lamp | 1 | 60 | Kitchen
Recessed Can | Incandescent |  | Reflector | 1 | 65 | Kitchen
Recessed Can | Incandescent |  | Reflector | 1 | 65 | Kitchen
Chandelier (Hanging) | Incandescent |  | Decorative | 12 | 40 | Living Room
Table | Incandescent |  | Standard A Lamp | 1 | 90 | Living Room
Table | Incandescent |  | Decorative | 3 | 25 | Living Room
Wall Mount | Incandescent |  | Decorative | 2 | 25 | Living Room
Wall Mount | Incandescent |  | Standard A Lamp | 1 | 60 | Laundry Room
Recessed Can | Incandescent |  | Reflector | 1 | 65 | Laundry Room
Wall Mount | Incandescent |  | Globe | 5 | 40 | Bathroom
Wall Mount | Incandescent |  | Standard A Lamp | 1 | 60 | Bathroom
Ceiling Fixture | Incandescent |  | Standard A Lamp | 2 | 60 | Bathroom
Ceiling Fixture | Incandescent |  | Decorative | 2 | 60 | Master Bedroom
Architectural | Incandescent |  | Decorative | 1 | 40 | Master Bedroom
Recessed Can | Incandescent |  | Reflector | 1 | 65 | Closet
Ceiling Fixture | Incandescent |  | Standard A Lamp | 1 | 60 | Office
Table | Halogen |  | Quartz Tube | 1 | 20 | Office
Recessed Can | Incandescent |  | Reflector | 1 | 65 | Office
Ceiling Fixture | Incandescent |  | Standard A Lamp | 2 | 60 | Office
Table | Incandescent |  | Standard A Lamp | 1 | 100 | Office
Ceiling Fixture | Incandescent |  | Standard A Lamp | 1 | 60 | Closet
Recessed Can | Incandescent |  | Reflector | 1 | 65 | Bedroom
Table | Incandescent |  | Standard A Lamp | 1 | 60 | Bedroom
Wall Mount | Incandescent |  | Globe | 4 | 40 | Bathroom
Ceiling Fixture | Incandescent |  | Standard A Lamp | 1 | 100 | Bathroom
Ceiling Fixture | Compact Fluorescent |  | Twist | 2 | 13 | Bedroom
Floor lamp | Incandescent |  | Decorative | 5 | 40 | Bedroom
Ceiling Fixture | Compact Fluorescent |  | Twist | 1 | 13 | Hall
Ceiling Fixture | Linear Fluorescent | 48 | T-12 | 4 | 40 | Kitchen
Wall Mount | Compact Fluorescent |  | Twist | 2 | 13 | Kitchen
Floor lamp | Incandescent |  | Standard A Lamp | 1 | 70 | Living Room
Ceiling Fixture | Compact Fluorescent |  | Twist | 3 | 13 | Living Room
Wall Mount | Incandescent |  | Globe | 4 | 40 | Bathroom
Ceiling Fixture | Incandescent |  | Clear | 1 | 100 | Bathroom
Table | Compact Fluorescent |  | Twist | 1 | 13 | Master Bedroom
Ceiling Fixture | Compact Fluorescent |  | Twist | 2 | 13 | Master Bedroom
Ceiling Fixture | Compact Fluorescent |  | Twist | 1 | 15 | Bathroom
Ceiling Fixture | Linear Fluorescent | 48 | T-8 | 2 | 32 | Bathroom
Wall Mount | Incandescent |  | Standard A Lamp | 1 | 60 | Bathroom
Ceiling Fixture | Compact Fluorescent |  | Twist | 1 | 15 | Bedroom
Ceiling Fan | Compact Fluorescent |  | Twist | 1 | 22 | Bedroom
Table | Compact Fluorescent |  | Twist | 1 | 22 | Bedroom
Wall Mount | Compact Fluorescent |  | Twist | 1 | 22 | Bedroom
Ceiling Fixture | Linear Fluorescent | 48 | T-8 | 1 | 32 | Bedroom
Ceiling Fixture | Compact Fluorescent |  | Twist | 2 | 22 | Bedroom
Ceiling Fixture | Compact Fluorescent |  | Twist | 1 | 15 | Bedroom
Ceiling Fixture | Linear Fluorescent | 48 | T-8 | 2 | 32 | Hall
Ceiling Fixture | Incandescent |  | Standard A Lamp | 1 | 60 | Hall
Ceiling Fixture | Compact Fluorescent |  | Twist | 1 | 15 | Hall
Ceiling Fixture | Compact Fluorescent |  | Twist | 3 | 15 | Kitchen
Ceiling Fan | Compact Fluorescent |  | Twist | 1 | 22 | Kitchen
Ceiling Fixture | Compact Fluorescent |  | Twist | 1 | 15 | Laundry Room
Ceiling Fixture | Compact Fluorescent |  | Twist | 1 | 15 | Living Room
Chandelier (Hanging) | Incandescent |  | Decorative | 1 | 40 | Living Room
Ceiling Fixture | Compact Fluorescent |  | Twist | 3 | 15 | Living Room
Ceiling Fan | Compact Fluorescent |  | Twist | 1 | 22 | Living Room
Ceiling Fixture | Linear Fluorescent | 48 | T-12 | 2 | 40 | Other
Wall Mount | Incandescent |  | Decorative | 5 | 40 | Bathroom
Wall Mount | Incandescent |  | Standard A Lamp | 2 | 60 | Bedroom
Floor lamp | Compact Fluorescent |  | Twist | 1 | 15 | Bedroom
Chandelier (Hanging) | Incandescent |  | Decorative | 5 | 25 | Dining Room
Ceiling Fixture | Incandescent |  | Standard A Lamp | 1 | 60 | Hall
Track | Halogen |  | MR | 4 | 50 | Kitchen
Ceiling Fixture | Incandescent |  | Standard A Lamp | 1 | 60 | Kitchen
Ceiling Fan | Incandescent |  | Standard A Lamp | 4 | 60 | Living Room
Table | Incandescent |  | Standard A Lamp | 1 | 60 | Living Room
Table | Incandescent |  | Reflector | 1 | 65 | Living Room
Torchiere | Compact Fluorescent |  | Twist | 1 | 15 | Living Room
Wall Mount | Incandescent |  | Standard A Lamp | 2 | 60 | Bedroom
Wall Mount | Compact Fluorescent |  | Twist | 1 | 42 | Bathroom
Ceiling Fixture | Incandescent |  | Standard A Lamp | 2 | 60 | Bedroom
Ceiling Fixture | Compact Fluorescent |  | Twist | 2 | 42 | Bedroom
Ceiling Fixture | Incandescent |  | Standard A Lamp | 2 | 60 | Bedroom
Ceiling Fixture | Compact Fluorescent |  | Twist | 2 | 42 | Family Room
Chandelier (Hanging) | Compact Fluorescent |  | Twist | 1 | 22 | Kitchen
Ceiling Fixture | Compact Fluorescent |  | Twist | 1 | 22 | Kitchen
Ceiling Fixture | Incandescent |  | Standard A Lamp | 1 | 60 | Other
Ceiling Fixture | Incandescent |  | Standard A Lamp | 1 | 60 | Other
Ceiling Fixture | Compact Fluorescent |  | Twist | 1 | 22 | Bathroom
Ceiling Fixture | Linear Fluorescent | 48 | T-4 | 2 | 40 | Bedroom
Ceiling Fixture | Compact Fluorescent |  | Twist | 2 | 22 | Bedroom
Wall Mount | Linear Fluorescent | 24 | T-4 | 1 | 20 | Bedroom
Table | Incandescent |  | Decorative | 2 | 25 | Bedroom
Ceiling Fixture | Compact Fluorescent |  | Twist | 1 | 22 | Bedroom
Ceiling Fixture | Compact Fluorescent |  | Twist | 2 | 22 | Family Room
Table | Compact Fluorescent |  | Twist | 1 | 22 | Family Room
Ceiling Fixture | Compact Fluorescent |  | Twist | 1 | 22 | Kitchen
Wall Mount | Incandescent |  | Standard A Lamp | 3 | 60 | Bathroom
Table | Incandescent |  | Standard A Lamp | 1 | 60 | Bedroom
Table | Incandescent |  | Mini base | 3 | 40 | Bedroom
Ceiling Fixture | Incandescent |  | Standard A Lamp | 2 | 60 | Bedroom
Chandelier (Hanging) | Incandescent |  | Mini base | 5 | 40 | Dining Room
Ceiling Fixture | Incandescent |  | Standard A Lamp | 1 | 60 | Garage
Garage door opener | Incandescent |  | Standard A Lamp | 2 | 60 | Garage
Ceiling Fixture | Incandescent |  | Standard A Lamp | 1 | 60 | Hall
Recessed Can | Compact Fluorescent |  | Reflector | 1 | 23 | Kitchen
Ceiling Fixture | Incandescent |  | Standard A Lamp | 2 | 60 | Laundry Room
Table | Compact Fluorescent |  | Twist | 3 | 13 | Living Room
Ceiling Fan | Compact Fluorescent |  | Twist | 2 | 13 | Living Room
Ceiling Fixture | Compact Fluorescent |  | Twist | 1 | 13 | Living Room
Wall Mount | Compact Fluorescent |  | Twist | 3 | 20 | Bathroom
Table | Incandescent |  | Standard A Lamp | 1 | 100 | Master Bedroom
Table | Incandescent |  | Standard A Lamp | 1 | 40 | Master Bedroom
Ceiling Fan | Incandescent |  | Mini base | 3 | 40 | Master Bedroom
Ceiling Fixture | Incandescent |  | Standard A Lamp | 2 | 60 | Closet
Table | Compact Fluorescent |  | Twist | 1 | 20 | Office
Ceiling Fixture | Incandescent |  | Standard A Lamp | 2 | 60 | Office
Ceiling Fixture | Compact Fluorescent |  | Twist | 1 | 13 | Hall
Wall Mount | Incandescent |  | Mini base | 3 | 75 | Bathroom
Ceiling Fixture | Compact Fluorescent |  | Twist | 2 | 14 | Bathroom
Ceiling Fan | Incandescent |  | Standard A Lamp | 4 | 75 | Bedroom
Ceiling Fan | Incandescent |  | Standard A Lamp | 2 | 60 | Bedroom
Ceiling Fan | Incandescent |  | Standard A Lamp | 3 | 60 | Bedroom
Ceiling Fixture | Linear Fluorescent | 48 | T-12 | 2 | 40 | Closet
Recessed Can | Incandescent |  | Reflector | 1 | 75 | Office
Ceiling Fan | Incandescent |  | Standard A Lamp | 4 | 60 | Dining Room
Ceiling Fixture | Halogen |  | PAR | 2 | 100 | Dining Room
Wall Mount | Compact Fluorescent |  | Twist | 3 | 23 | Other
Ceiling Fixture | Compact Fluorescent |  | Twist | 2 | 23 | Family Room
Ceiling Fan | Compact Fluorescent |  | Twist | 2 | 23 | Family Room
Ceiling Fixture | Compact Fluorescent |  | Twist | 2 | 23 | Garage
Ceiling Fixture | Compact Fluorescent |  | Twist | 1 | 23 | Hall
Recessed Can | Incandescent |  | Reflector | 1 | 65 | Kitchen
Track | Halogen |  | PAR | 4 | 100 | Laundry Room
Ceiling Fan | Incandescent |  | Standard A Lamp | 8 | 60 | Office
Wall Mount | Compact Fluorescent |  | Twist | 3 | 23 | Bathroom
Wall Mount | Incandescent |  | Globe | 4 | 40 | Bathroom
Ceiling Fixture | Compact Fluorescent |  | Twist | 1 | 23 | Bathroom
Ceiling Fan | Compact Fluorescent |  | Twist | 3 | 23 | Master Bedroom
Ceiling Fixture | Linear Fluorescent | 36 | T-12 | 2 | 40 | Office
Ceiling Fixture | Incandescent |  | Standard A Lamp | 2 | 60 | Other
Wall Mount | Compact Fluorescent |  | Twist | 1 | 23 | Hall
Chandelier (Hanging) | Incandescent |  | Globe | 18 | 40 | Hall
Ceiling Fixture | Incandescent |  | Standard A Lamp | 1 | 60 | Bathroom
Wall Mount | Incandescent |  | Globe | 4 | 49 | Bathroom
Ceiling Fixture | Incandescent |  | Standard A Lamp | 2 | 60 | Bedroom
Chandelier (Hanging) | Incandescent |  | Clear | 5 | 60 | Dining Room
Recessed Can | Incandescent |  | Standard A Lamp | 1 | 60 | Dining Room
Ceiling Fixture | Incandescent |  | Standard A Lamp | 1 | 60 | Garage
Ceiling Fixture | Incandescent |  | Standard A Lamp | 1 | 60 | Hall
Ceiling Fixture | Linear Fluorescent | 48 | T-12 | 2 | 32 | Kitchen
Wall Mount | Linear Fluorescent | 36 | T-12 | 1 | 20 | Kitchen
Wall Mount | Linear Fluorescent | 24 | T-12 | 1 | 20 | Kitchen
Table | Compact Fluorescent |  | Twist | 1 | 22 | Living Room
Table | Compact Fluorescent |  | Twist | 1 | 15 | Living Room
Recessed Can | Incandescent |  | Reflector | 1 | 60 | Living Room
Ceiling Fixture | Incandescent |  | Standard A Lamp | 1 | 60 | Hall
Ceiling Fixture | Incandescent |  | Standard A Lamp | 1 | 60 | Bathroom
Wall Mount | Incandescent |  | Globe | 4 | 60 | Bathroom
Ceiling Fixture | Incandescent |  | Standard A Lamp | 1 | 60 | Bedroom
Floor lamp | Compact Fluorescent |  | Pin base | 1 | 15 | Bedroom
Ceiling Fixture | Incandescent |  | Standard A Lamp | 1 | 60 | Hall
Ceiling Fixture | Incandescent |  | Standard A Lamp | 1 | 60 | Bathroom
Wall Mount | Incandescent |  | Globe | 6 | 60 | Bathroom
Ceiling Fixture | Incandescent |  | Standard A Lamp | 1 | 60 | Bathroom
Ceiling Fixture | Compact Fluorescent |  | Twist | 1 | 22 | Master Bedroom
Table | Compact Fluorescent |  | Twist | 1 | 15 | Master Bedroom
Table | Compact Fluorescent |  | Pin base | 1 | 22 | Master Bedroom
Ceiling Fixture | Linear Fluorescent | 96 | T-12 | 2 | 100 | Other
Ceiling Fixture | Incandescent |  | Heat Lamp | 1 | 150 | Bathroom
Ceiling Fixture | Incandescent |  | Reflector | 1 | 75 | Bathroom
Ceiling Fixture | Incandescent |  | Standard A Lamp | 1 | 100 | Closet
Wall Mount | Incandescent |  | Standard A Lamp | 1 | 60 | Bedroom
Table | Compact Fluorescent |  | Circline (Screw Base) | 1 | 22 | Family Room
Torchiere | Incandescent |  | Standard A Lamp | 1 | 25 | Family Room
Table | Incandescent |  | Standard A Lamp | 1 | 60 | Family Room
Ceiling Fixture | Compact Fluorescent |  | Straight Tube | 1 | 28 | Bedroom
Table | Incandescent |  | Standard A Lamp | 1 | 75 | Bedroom
Ceiling Fixture | Compact Fluorescent |  | Twist | 1 | 15 | Hall
Ceiling Fixture | Incandescent |  | Standard A Lamp | 1 | 60 | Kitchen
Ceiling Fan | Incandescent |  | Standard A Lamp | 1 | 60 | Kitchen
Table | Compact Fluorescent |  | Twist | 1 | 22 | Living Room
Torchiere | Incandescent |  | Standard A Lamp | 2 | 60 | Living Room
Torchiere | Compact Fluorescent |  | Twist | 1 | 15 | Living Room
Table | Incandescent |  | Standard A Lamp | 1 | 60 | Living Room
Table | Compact Fluorescent |  | Circline (Screw Base) | 1 | 22 | Living Room
Chandelier (Hanging) | Incandescent |  | Decorative | 5 | 40 | Living Room
Ceiling Fixture | Incandescent |  | Standard A Lamp | 2 | 75 | Master Bedroom
Chandelier (Hanging) | Incandescent |  | Standard A Lamp | 1 | 60 | Master Bedroom
Table | Incandescent |  | Mini base | 1 | 40 | Master Bedroom
Ceiling Fixture | Compact Fluorescent |  | Straight Tube | 1 | 28 | Office
Table | Compact Fluorescent |  | Twist | 1 | 15 | Office
Table | Incandescent |  | Standard A Lamp | 2 | 60 | Office
Ceiling Fixture | Incandescent |  | Standard A Lamp | 1 | 100 | Laundry Room
Wall Mount | Incandescent |  | Standard A Lamp | 2 | 40 | Bathroom
Ceiling Fixture | Incandescent |  | Standard A Lamp | 3 | 40 | Bathroom
Ceiling Fixture | Linear Fluorescent | 36 | T-4 | 2 | 40 | Bathroom
Ceiling Fixture | Incandescent |  | Standard A Lamp | 2 | 40 | Bedroom
Ceiling Fixture | Incandescent |  | Standard A Lamp | 2 | 40 | Bedroom
Ceiling Fixture | Incandescent |  | Standard A Lamp | 2 | 40 | Bedroom
Floor lamp | Incandescent |  | Standard A Lamp | 1 | 40 | Bedroom
Ceiling Fixture | Linear Fluorescent | 36 | T-4 | 2 | 40 | Garage
Garage door opener | Incandescent |  | Clear | 2 | 40 | Garage
Chandelier (Hanging) | Incandescent |  | Standard A Lamp | 9 | 40 | Dining Room
Ceiling Fixture | Linear Fluorescent | 36 | T-4 | 2 | 40 | Dining Room
Ceiling Fixture | Incandescent |  | Standard A Lamp | 2 | 40 | Living Room
Wall Mount | Incandescent |  | Standard A Lamp | 1 | 40 | Living Room
Table | Incandescent |  | Standard A Lamp | 1 | 40 | Living Room
Floor lamp | Incandescent |  | Standard A Lamp | 1 | 40 | Living Room
Ceiling Fixture | Incandescent |  | Standard A Lamp | 3 | 40 | Other
Ceiling Fan | Incandescent |  | Standard A Lamp | 3 | 40 | Other
Table | Compact Fluorescent |  | Twist | 4 | 15 | Kitchen
Ceiling Fixture | Compact Fluorescent |  | Twist | 2 | 22 | Kitchen
Ceiling Fixture | Incandescent |  | Reflector | 1 | 65 | Kitchen
Table | Incandescent |  | Decorative | 1 | 25 | Master Bedroom
Ceiling Fan | Incandescent |  | Clear | 3 | 60 | Master Bedroom
Track | Incandescent |  | Globe | 4 | 60 | Master Bedroom
Ceiling Fixture | Incandescent |  | Standard A Lamp | 2 | 65 | Master Bedroom
Ceiling Fixture | Compact Fluorescent |  | Twist | 2 | 22 | Master Bedroom
Ceiling Fixture | Compact Fluorescent |  | Twist | 1 | 15 | Garage
Ceiling Fixture | Compact Fluorescent |  | Twist | 3 | 15 | Hall
Wall Mount | Incandescent |  | Globe | 1 | 65 | Bathroom
Ceiling Fixture | Compact Fluorescent |  | Twist | 3 | 22 | Bedroom
Ceiling Fixture | Compact Fluorescent |  | Twist | 3 | 22 | Bedroom
Ceiling Fixture | Compact Fluorescent |  | Twist | 2 | 15 | Laundry Room
Ceiling Fixture | Compact Fluorescent |  | Twist | 2 | 15 | Hall
Ceiling Fixture | Compact Fluorescent |  | Twist | 1 | 15 | Bathroom
Wall Mount | Incandescent |  | Globe | 4 | 40 | Bathroom
Wall Mount | Incandescent |  | Mini base | 1 | 4 | Bathroom
Ceiling Fixture | Compact Fluorescent |  | Twist | 1 | 15 | Bedroom
Table | Incandescent |  | Standard A Lamp | 1 | 25 | Bedroom
Table | Incandescent |  | Standard A Lamp | 1 | 60 | Bedroom
Chandelier (Hanging) | Compact Fluorescent |  | Twist | 1 | 15 | Dining Room
Table | Compact Fluorescent |  | Twist | 1 | 15 | Dining Room
Ceiling Fixture | Incandescent |  | Standard A Lamp | 1 | 60 | Other
Recessed Can | Incandescent |  | Reflector | 1 | 60 | Family Room
Table | Incandescent |  | Standard A Lamp | 1 | 60 | Family Room
Ceiling Fixture | Compact Fluorescent |  | Twist | 1 | 15 | Hall
Ceiling Fixture | Incandescent |  | Standard A Lamp | 1 | 60 | Hall
Ceiling Fixture | Incandescent |  | Standard A Lamp | 1 | 60 | Hall
Ceiling Fixture | Compact Fluorescent |  | Twist | 2 | 15 | Hall
Ceiling Fixture | Linear Fluorescent | 48 | T-12 | 2 | 32 | Kitchen
Wall Mount | Compact Fluorescent |  | Twist | 1 | 15 | Kitchen
Ceiling Fixture | Incandescent |  | Standard A Lamp | 1 | 100 | Kitchen
Table | Incandescent |  | Standard A Lamp | 2 | 60 | Living Room
Table | Halogen |  | Quartz Tube | 1 | 50 | Living Room
Table | Compact Fluorescent |  | A shape bulb | 1 | 15 | Living Room
Ceiling Fixture | Incandescent |  | Heat Lamp | 1 | 100 | Bathroom
Wall Mount | Incandescent |  | Globe | 5 | 40 | Bathroom
Ceiling Fixture | Incandescent |  | Standard A Lamp | 1 | 40 | Bathroom
Ceiling Fan | Incandescent |  | Decorative | 1 | 60 | Master Bedroom
Recessed Can | Incandescent |  | Reflector | 1 | 50 | Master Bedroom
Recessed Can | Incandescent |  | Reflector | 1 | 60 | Master Bedroom
Table | Incandescent |  | Clear | 1 | 40 | Master Bedroom
Ceiling Fixture | Incandescent |  | Standard A Lamp | 1 | 60 | Other
Table | Incandescent |  | Standard A Lamp | 1 | 60 | Bedroom
Wall Mount | Incandescent |  | Standard A Lamp | 1 | 60 | Bedroom
Wall Mount | Incandescent |  | Standard A Lamp | 2 | 60 | Bedroom
Wall Mount | Incandescent |  | Standard A Lamp | 1 | 60 | Bedroom
Chandelier (Hanging) | Compact Fluorescent |  | A shape bulb | 2 | 15 | Hall
Ceiling Fixture | Compact Fluorescent |  | Twist | 3 | 15 | Laundry Room
Ceiling Fan | Compact Fluorescent |  | A shape bulb | 3 | 15 | Laundry Room
Ceiling Fixture | Compact Fluorescent |  | Twist | 2 | 15 | Laundry Room
Wall Mount | Incandescent |  | Standard A Lamp | 2 | 60 | Bathroom
Wall Mount | Compact Fluorescent |  | Twist | 1 | 9 | Bathroom
Wall Mount | Compact Fluorescent |  | Twist | 2 | 9 | Bathroom
Ceiling Fixture | Incandescent |  | Standard A Lamp | 2 | 60 | Bedroom
Ceiling Fixture | Compact Fluorescent |  | Twist | 2 | 11 | Bedroom
Table | Compact Fluorescent |  | Twist | 1 | 9 | Bedroom
Other | Compact Fluorescent |  | Twist | 1 | 9 | Bedroom
Ceiling Fixture | Incandescent |  | Standard A Lamp | 2 | 60 | Hall
Chandelier (Hanging) | Incandescent |  | Standard A Lamp | 1 | 60 | Hall
Ceiling Fixture | Compact Fluorescent |  | Twist | 2 | 11 | Hall
Recessed Can | Incandescent |  | Reflector | 1 | 65 | Kitchen
Ceiling Fan | Incandescent |  | Standard A Lamp | 4 | 60 | Kitchen
Recessed Can | Compact Fluorescent |  | Flood | 1 | 15 | Kitchen
Ceiling Fixture | Compact Fluorescent |  | Twist | 2 | 9 | Laundry Room
Floor lamp | Incandescent |  | 3-Way Incandescent | 1 | 100 | Living Room
Wall Mount | Compact Fluorescent |  | Twist | 2 | 9 | Bathroom
Wall Mount | Compact Fluorescent |  | Twist | 1 | 18 | Bathroom
Recessed Can | Incandescent |  | Reflector | 1 | 65 | Bathroom
Chandelier (Hanging) | Incandescent |  | Mini base | 3 | 60 | Master Bedroom
Table | Incandescent |  | Standard A Lamp | 1 | 100 | Master Bedroom
Ceiling Fixture | Incandescent |  | Standard A Lamp | 1 | 60 | Closet
Ceiling Fixture | Compact Fluorescent |  | Twist | 1 | 26 | Garage
Wall Mount | Incandescent |  | Globe | 1 | 60 | Bathroom
Ceiling Fixture | Incandescent |  | Standard A Lamp | 3 | 60 | Bathroom
Recessed Can | Incandescent |  | Reflector | 1 | 60 | Bathroom
Ceiling Fixture | Linear Fluorescent | 48 | T-8 | 2 | 60 | Closet
Recessed - other | Halogen |  | PAR | 1 | 50 | Hall
Ceiling Fixture | Incandescent |  | Standard A Lamp | 2 | 60 | Hall
Wall Mount | Incandescent |  | Globe | 1 | 40 | Hall
Wall Mount | Incandescent |  | Globe | 2 | 40 | Hall
Wall Mount | Incandescent |  | Standard A Lamp | 1 | 60 | Bathroom
Chandelier (Hanging) | Incandescent |  | Standard A Lamp | 3 | 65 | Bathroom
Recessed Can | Incandescent |  | Reflector | 1 | 40 | Bathroom
Table | Incandescent |  | 3-Way Incandescent | 1 | 100 | Bedroom
Ceiling Fan | Incandescent |  | Standard A Lamp | 2 | 60 | Bedroom
Wall Mount | Incandescent |  | Standard A Lamp | 1 | 100 | Bedroom
Chandelier (Hanging) | Incandescent |  | Standard A Lamp | 1 | 100 | Kitchen
Recessed Can | Incandescent |  | Reflector | 1 | 65 | Kitchen
Recessed Can | Incandescent |  | Reflector | 1 | 65 | Laundry Room
Other | Incandescent |  |  | 10 | 5 | Laundry Room
Chandelier (Hanging) | Incandescent |  | Standard A Lamp | 5 | 100 | Living Room
Chandelier (Hanging) | Incandescent |  | Standard A Lamp | 7 | 100 | Living Room
Recessed - other | Halogen |  | PAR | 1 | 50 | Living Room
Table | Incandescent |  | Mini base | 1 | 40 | Living Room
Table | Halogen |  | Other | 2 | 100 | Living Room
Floor lamp | Incandescent |  | Standard A Lamp | 1 | 60 | Living Room
Wall Mount | Incandescent |  | Standard A Lamp | 1 | 100 | Bathroom
Chandelier (Hanging) | Incandescent |  | Standard A Lamp | 3 | 100 | Bathroom
Recessed - other | Halogen |  | MR | 1 | 50 | Bathroom
Chandelier (Hanging) | Incandescent |  | Standard A Lamp | 1 | 100 | Bathroom
Table | Incandescent |  | Standard A Lamp | 1 | 60 | Master Bedroom
Ceiling Fan | Incandescent |  | Standard A Lamp | 1 | 100 | Master Bedroom
Recessed - other | Halogen |  | MR | 2 | 50 | Master Bedroom
Ceiling Fixture | Incandescent |  | Standard A Lamp | 1 | 100 | Closet
Recessed - other | Halogen |  | MR | 1 | 50 | Office
Chandelier (Hanging) | Incandescent |  | Standard A Lamp | 3 | 100 | Office
Wall Mount | Incandescent |  | Standard A Lamp | 2 | 60 | Office
Table | Incandescent |  | Standard A Lamp | 2 | 25 | Office
Table | Incandescent |  | 3-Way Incandescent | 1 | 100 | Office
Ceiling Fan | Incandescent |  | Standard A Lamp | 2 | 60 | Office
Other | Incandescent |  |  | 10 | 5 | Other
Ceiling Fixture | Incandescent |  | Standard A Lamp | 1 | 100 | Other
Wall Mount | Incandescent |  | Standard A Lamp | 2 | 100 | Hall
Recessed - other | Halogen |  | MR | 1 | 50 | Hall
Chandelier (Hanging) | Incandescent |  | Standard A Lamp | 2 | 100 | Closet
Ceiling Fixture | Incandescent |  | Standard A Lamp | 2 | 60 | Bathroom
Wall Mount | Incandescent |  | Standard A Lamp | 2 | 60 | Bathroom
Ceiling Fixture | Incandescent |  | Standard A Lamp | 2 | 60 | Bathroom
Ceiling Fixture | Incandescent |  | Heat Lamp | 1 | 100 | Bathroom
Table | Incandescent |  | Standard A Lamp | 1 | 75 | Bedroom
Ceiling Fan | Incandescent |  | Decorative | 3 | 40 | Bedroom
Table | Incandescent |  | Standard A Lamp | 1 | 40 | Bedroom
Ceiling Fan | Incandescent |  | Decorative | 3 | 40 | Bedroom
Ceiling Fixture | Incandescent |  | Standard A Lamp | 2 | 60 | Bedroom
Wall Mount | Incandescent |  | Standard A Lamp | 1 | 60 | Bedroom
Table | Incandescent |  | Standard A Lamp | 1 | 60 | Bedroom
Ceiling Fixture | Incandescent |  | Mini base | 4 | 25 | Closet
Ceiling Fixture | Incandescent |  | Standard A Lamp | 2 | 60 | Dining Room
Ceiling Fixture | Linear Fluorescent | 48 | T-12 | 2 | 40 | Garage
Ceiling Fixture | Linear Fluorescent | 48 | T-12 | 1 | 40 | Garage
Garage door opener | Incandescent |  | Standard A Lamp | 2 | 60 | Garage
Ceiling Fixture | Incandescent |  | Standard A Lamp | 2 | 60 | Hall
Recessed Can | Incandescent |  | Reflector | 1 | 65 | Hall
Ceiling Fixture | Incandescent |  | Standard A Lamp | 1 | 60 | Kitchen
Track | Halogen |  | PAR | 3 | 30 | Kitchen
Recessed - other | Incandescent |  | Standard A Lamp | 1 | 60 | Kitchen
Ceiling Fixture | Incandescent |  | Standard A Lamp | 1 | 60 | Laundry Room
Table | Incandescent |  | Standard A Lamp | 1 | 75 | Living Room
Floor lamp | Incandescent |  | Decorative | 4 | 40 | Living Room
Table | Incandescent |  | Standard A Lamp | 1 | 65 | Family Room
Wall Mount | Linear Fluorescent | 24 | T-12 | 1 | 20 | Bathroom
Ceiling Fixture | Incandescent |  | Standard A Lamp | 2 | 75 | Bedroom
Ceiling Fixture | Incandescent |  | Standard A Lamp | 1 | 75 | Bedroom
Ceiling Fixture | Compact Fluorescent |  | Twist | 1 | 22 | Hall
Ceiling Fixture | Incandescent |  | Standard A Lamp | 1 | 75 | Garage
Ceiling Fixture | Linear Fluorescent | 48 | T-8 | 2 | 32 | Garage
Ceiling Fixture | Incandescent |  | Heat Lamp | 1 | 150 | Garage
Recessed - other | Incandescent |  | Standard A Lamp | 1 | 75 | Hall
Recessed - other | Incandescent |  | Standard A Lamp | 2 | 75 | Kitchen
Ceiling Fixture | Incandescent |  | Standard A Lamp | 1 | 75 | Laundry Room
Chandelier (Hanging) | Incandescent |  | Standard A Lamp | 1 | 75 | Living Room
Wall Mount | Compact Fluorescent |  | Twist | 1 | 22 | Living Room
Table | Incandescent |  | Standard A Lamp | 1 | 75 | Living Room
Chandelier (Hanging) | Incandescent |  | Mini base | 3 | 40 | Office
Wall Mount | Linear Fluorescent | 24 | T-12 | 1 | 20 | Bathroom
Ceiling Fixture | Linear Fluorescent | 20 | T-8 | 2 | 20 | Bathroom
Wall Mount | Incandescent |  | Clear | 4 | 40 | Bathroom
Ceiling Fixture | Linear Fluorescent | 22 | T-8 | 2 | 16 | Hall
Ceiling Fixture | Incandescent |  | Standard A Lamp | 2 | 60 | Bedroom
Table | Incandescent |  | Standard A Lamp | 1 | 60 | Bedroom
Ceiling Fixture | Incandescent |  | Standard A Lamp | 2 | 60 | Bedroom
Table | Incandescent |  | Standard A Lamp | 1 | 100 | Bedroom
Recessed - other | Incandescent |  | Standard A Lamp | 1 | 100 | Bedroom
Ceiling Fixture | Incandescent |  | Standard A Lamp | 1 | 60 | Bedroom
Table | Incandescent |  | Standard A Lamp | 1 | 100 | Bedroom
Ceiling Fixture | Incandescent |  | Standard A Lamp | 2 | 60 | Closet
Ceiling Fan | Incandescent |  | Standard A Lamp | 3 | 60 | Dining Room
Ceiling Fixture | Compact Fluorescent |  | Twist | 3 | 22 | Dining Room
Ceiling Fixture | Incandescent |  | Standard A Lamp | 1 | 100 | Garage
Track | Other |  | Mercury Vapor | 1 | 150 | Garage
Ceiling Fixture | Compact Fluorescent |  | Twist | 2 | 15 | Kitchen
Ceiling Fan | Compact Fluorescent |  | Straight Tube | 2 | 28 | Kitchen
Ceiling Fixture | Compact Fluorescent |  | Twist | 1 | 15 | Kitchen
Ceiling Fixture | Compact Fluorescent |  | Twist | 1 | 15 | Laundry Room
Chandelier (Hanging) | Compact Fluorescent |  | Twist | 1 | 15 | Living Room
Table | Incandescent |  | Standard A Lamp | 1 | 100 | Living Room
Table | Compact Fluorescent |  | Twist | 1 | 15 | Living Room
Other | Linear Fluorescent |  | Fluorescent Other | 1 | 20 | Living Room
Low bay | Linear Fluorescent | 96 | T-12 | 2 | 100 | Other
Ceiling Fixture | Linear Fluorescent | 44 | T-12 | 2 | 32 | Other
Ceiling Fixture | Linear Fluorescent | 48 | T-8 | 2 | 32 | Bathroom
Wall Mount | Compact Fluorescent |  | Twist | 4 | 15 | Bathroom
Ceiling Fixture | Incandescent |  | Standard A Lamp | 2 | 60 | Bathroom
Floor lamp | Incandescent |  | Standard A Lamp | 1 | 60 | Bedroom
Ceiling Fixture | Incandescent |  | Standard A Lamp | 1 | 60 | Bedroom
Architectural | Incandescent |  | Decorative | 1 | 40 | Kitchen
Ceiling Fixture | Compact Fluorescent |  | Twist | 1 | 22 | Kitchen
Ceiling Fixture | Compact Fluorescent |  | Twist | 1 | 15 | Kitchen
Recessed - other | Linear Fluorescent | 16 | T-8 | 1 | 16 | Kitchen
Track | Halogen |  | PAR | 4 | 35 | Living Room
Chandelier (Hanging) | Incandescent |  | Standard A Lamp | 1 | 60 | Living Room
Other | Incandescent |  | Standard A Lamp | 1 | 40 | Living Room
Table | Incandescent |  | Standard A Lamp | 1 | 60 | Master Bedroom
Ceiling Fixture | Incandescent |  | Standard A Lamp | 2 | 60 | Master Bedroom
Table | Incandescent |  | Standard A Lamp | 1 | 60 | Office
Wall Mount | Compact Fluorescent |  | Twist | 1 | 15 | Office
Table | Linear Fluorescent | 16 | T-8 | 1 | 16 | Office
Table | Halogen |  | MR | 1 | 20 | Office
Wall Mount | Compact Fluorescent |  | Twist | 2 | 15 | Bathroom
Ceiling Fixture | Compact Fluorescent |  | Pin base | 1 | 22 | Bedroom
Table | Compact Fluorescent |  | Twist | 1 | 15 | Bedroom
Ceiling Fixture | Compact Fluorescent |  | Twist | 1 | 15 | Hall
Ceiling Fixture | Incandescent |  | Standard A Lamp | 1 | 40 | Kitchen
Recessed Can | Incandescent |  | Standard A Lamp | 1 | 60 | Kitchen
Wall Mount | Incandescent |  | Standard A Lamp | 1 | 60 | Kitchen
Ceiling Fixture | Compact Fluorescent |  | Twist | 1 | 26 | Laundry Room
Ceiling Fixture | Compact Fluorescent |  | Twist | 2 | 15 | Living Room
Ceiling Fixture | Compact Fluorescent |  | Twist | 1 | 15 | Office
Wall Mount | Compact Fluorescent |  | Twist | 2 | 15 | Bathroom
Ceiling Fixture | Compact Fluorescent |  | Twist | 1 | 15 | Bedroom
Ceiling Fixture | Compact Fluorescent |  | Twist | 1 | 15 | Bedroom
Table | Incandescent |  | Standard A Lamp | 1 | 60 | Bedroom
Ceiling Fixture | Compact Fluorescent |  | Twist | 1 | 15 | Hall
Recessed Can | Incandescent |  | Reflector | 1 | 65 | Kitchen
Ceiling Fixture | Incandescent |  | Standard A Lamp | 1 | 40 | Hall
Wall Mount | Incandescent |  | Globe | 6 | 60 | Bathroom
Wall Mount | Incandescent |  | Standard A Lamp | 1 | 40 | Bathroom
Recessed - other | Incandescent |  | Heat Lamp | 1 | 250 | Bathroom
Ceiling Fixture | Compact Fluorescent |  | Twist | 2 | 15 | Bathroom
Wall Mount | Incandescent |  | Decorative | 1 | 40 | Bedroom
Table | Incandescent |  | Standard A Lamp | 1 | 75 | Bedroom
Ceiling Fixture | Compact Fluorescent |  | Twist | 2 | 15 | Bedroom
Ceiling Fixture | Incandescent |  | Standard A Lamp | 1 | 60 | Living Room
Floor lamp | Incandescent |  | Standard A Lamp | 1 | 75 | Living Room
Table | Incandescent |  | 3-Way Incandescent | 1 | 75 | Living Room
Ceiling Fixture | Incandescent |  | Standard A Lamp | 1 | 60 | Bedroom
Ceiling Fixture | Compact Fluorescent |  | Twist | 1 | 15 | Bedroom
Ceiling Fixture | Incandescent |  | Standard A Lamp | 1 | 60 | Family Room
Table | Incandescent |  | Standard A Lamp | 1 | 75 | Family Room
Floor lamp | Incandescent |  | Standard A Lamp | 1 | 75 | Family Room
Ceiling Fixture | Incandescent |  | Standard A Lamp | 2 | 60 | Laundry Room
Ceiling Fixture | Incandescent |  | Standard A Lamp | 4 | 60 | Bedroom
Ceiling Fixture | Incandescent |  | Standard A Lamp | 1 | 60 | Bathroom
Wall Mount | Incandescent |  | Globe | 7 | 60 | Bathroom
Ceiling Fixture | Incandescent |  | Reflector | 1 | 65 | Bathroom
Wall Mount | Incandescent |  | Decorative | 1 | 60 | Bathroom
Wall Mount | Incandescent |  | Standard A Lamp | 1 | 60 | Bathroom
Ceiling Fixture | Incandescent |  | Reflector | 2 | 65 | Bathroom
Chandelier (Hanging) | Incandescent |  | Standard A Lamp | 2 | 60 | Bedroom
Chandelier (Hanging) | Incandescent |  | Standard A Lamp | 1 | 60 | Bedroom
Table | Incandescent |  | Standard A Lamp | 1 | 60 | Bedroom
Chandelier (Hanging) | Compact Fluorescent |  | Twist | 1 | 15 | Bedroom
Table | Compact Fluorescent |  | 3-Way CFL | 1 | 11 | Bedroom
Ceiling Fixture | Compact Fluorescent |  | Circline (Screw Base) | 1 | 22 | Closet
Ceiling Fixture | Incandescent |  | Standard A Lamp | 1 | 60 | Closet
Ceiling Fixture | Incandescent |  | Globe | 2 | 75 | Family Room
Chandelier (Hanging) | Incandescent |  | Standard A Lamp | 3 | 60 | Family Room
Table | Incandescent |  | Standard A Lamp | 1 | 60 | Family Room
Ceiling Fixture | Incandescent |  | Decorative | 1 | 40 | Family Room
Ceiling Fixture | Incandescent |  | Standard A Lamp | 2 | 60 | Hall
Chandelier (Hanging) | Incandescent |  | Decorative | 6 | 60 | Hall
Wall Mount | Incandescent |  | Standard A Lamp | 1 | 60 | Hall
Ceiling Fan | Compact Fluorescent |  | Twist | 6 | 15 | Kitchen
Chandelier (Hanging) | Incandescent |  | Decorative | 6 | 40 | Kitchen
Ceiling Fixture | Compact Fluorescent |  | Circline (Screw Base) | 1 | 28 | Living Room
Table | Compact Fluorescent |  | Twist | 1 | 15 | Living Room
Ceiling Fixture | Incandescent |  | Standard A Lamp | 1 | 60 | Living Room
Ceiling Fixture | Incandescent |  | Standard A Lamp | 1 | 40 | Other
Ceiling Fixture | Linear Fluorescent | 48 | T-12 | 3 | 40 | Other
Ceiling Fixture | Linear Fluorescent | 48 | T-12 | 2 | 40 | Other
Ceiling Fixture | Incandescent |  | Standard A Lamp | 1 | 60 | Other
Ceiling Fixture | Linear Fluorescent | 24 | T-12 | 2 | 20 | Other
Ceiling Fixture | Incandescent |  | Standard A Lamp | 1 | 60 | Bedroom
Ceiling Fixture | Incandescent |  | Standard A Lamp | 1 | 60 | Bedroom
Ceiling Fixture | Incandescent |  | Standard A Lamp | 1 | 100 | Garage
Garage door opener | Incandescent |  | Standard A Lamp | 1 | 60 | Garage
Wall Mount | Incandescent |  | Globe | 4 | 40 | Bathroom
Ceiling Fixture | Incandescent |  | Standard A Lamp | 1 | 60 | Hall
Ceiling Fixture | Incandescent |  | Standard A Lamp | 1 | 60 | Hall
Chandelier (Hanging) | Incandescent |  | Standard A Lamp | 5 | 60 | Kitchen
Ceiling Fixture | Linear Fluorescent | 48 | T-12 | 4 | 40 | Kitchen
Recessed Can | Incandescent |  | Reflector | 1 | 65 | Kitchen
Ceiling Fixture | Linear Fluorescent | 48 | T-12 | 2 | 40 | Laundry Room
Ceiling Fan | Incandescent |  | Standard A Lamp | 3 | 60 | Living Room
Table | Incandescent |  | Standard A Lamp | 1 | 60 | Living Room
Recessed Can | Incandescent |  | Reflector | 1 | 65 | Living Room
Wall Mount | Incandescent |  | Globe | 4 | 40 | Bathroom
Ceiling Fixture | Incandescent |  | Standard A Lamp | 2 | 60 | Master Bedroom
Ceiling Fixture | Linear Fluorescent | 48 | T-12 | 2 | 40 | Closet
Wall Mount | Compact Fluorescent |  | Twist | 5 | 15 | Bathroom
Ceiling Fixture | Compact Fluorescent |  | Twist | 2 | 23 | Bedroom
Table | Incandescent |  | Standard A Lamp | 1 | 100 | Bedroom
Wall Mount | Compact Fluorescent |  | Twist | 1 | 23 | Closet
Wall Mount | Compact Fluorescent |  | Twist | 1 | 23 | Closet
Ceiling Fixture | Compact Fluorescent |  | Pin base | 2 | 15 | Dining Room
Ceiling Fixture | Compact Fluorescent |  | Twist | 1 | 23 | Hall
High bay | Linear Fluorescent | 48 | T-12 | 2 | 40 | Garage
Ceiling Fan | Compact Fluorescent |  | Twist | 3 | 23 | Garage
Ceiling Fixture | Compact Fluorescent |  | Twist | 1 | 23 | Garage
Ceiling Fixture | Compact Fluorescent |  | Twist | 1 | 13 | Hall
Recessed Can | Compact Fluorescent |  | Twist | 1 | 15 | Kitchen
Recessed Can | Compact Fluorescent |  | Twist | 1 | 27 | Kitchen
Table | Compact Fluorescent |  | Twist | 1 | 17 | Kitchen
Low bay | Linear Fluorescent | 12 | T-5 | 1 | 13 | Kitchen
Ceiling Fixture | Compact Fluorescent |  | Twist | 1 | 27 | Laundry Room
Table | Compact Fluorescent |  | Twist | 1 | 23 | Living Room
Recessed - other | Incandescent |  | Reflector | 1 | 40 | Living Room
Wall Mount | Compact Fluorescent |  | Twist | 4 | 13 | Bathroom
Recessed - other | Compact Fluorescent |  | Twist | 1 | 15 | Bathroom
Ceiling Fixture | Compact Fluorescent |  | Twist | 2 | 23 | Master Bedroom
Table | Compact Fluorescent |  | Twist | 1 | 23 | Master Bedroom
Wall Mount | Compact Fluorescent |  | Twist | 1 | 27 | Closet
Ceiling Fixture | Compact Fluorescent |  | Twist | 2 | 23 | Office
Table | Compact Fluorescent |  | Twist | 1 | 23 | Office
Wall Mount | Incandescent |  | Standard A Lamp | 1 | 100 | Bathroom
Ceiling Fixture | Incandescent |  | Standard A Lamp | 1 | 100 | Bedroom
Table | Incandescent |  | Standard A Lamp | 1 | 60 | Bedroom
Ceiling Fixture | Incandescent |  | Standard A Lamp | 1 | 100 | Bedroom
Table | Incandescent |  | Standard A Lamp | 1 | 60 | Bedroom
Wall Mount | Incandescent |  | Standard A Lamp | 1 | 100 | Bathroom
Ceiling Fixture | Incandescent |  | Standard A Lamp | 1 | 100 | Bedroom
Ceiling Fixture | Incandescent |  | Standard A Lamp | 1 | 75 | Bedroom
Wall Mount | Incandescent |  | Standard A Lamp | 1 | 100 | Bedroom
Ceiling Fixture | Incandescent |  | Standard A Lamp | 1 | 100 | Closet
Ceiling Fixture | Incandescent |  | Standard A Lamp | 1 | 60 | Closet
Ceiling Fixture | Incandescent |  | Standard A Lamp | 1 | 40 | Closet
Ceiling Fixture | Incandescent |  | Standard A Lamp | 1 | 100 | Closet
Wall Mount | Incandescent |  | Standard A Lamp | 1 | 100 | Hall
Ceiling Fixture | Incandescent |  | Standard A Lamp | 1 | 60 | Kitchen
Ceiling Fixture | Incandescent |  | Standard A Lamp | 1 | 125 | Other
Ceiling Fixture | Incandescent |  | Standard A Lamp | 1 | 100 | Closet
Ceiling Fixture | Incandescent |  | Standard A Lamp | 1 | 100 | Closet
Ceiling Fixture | Incandescent |  | Standard A Lamp | 1 | 100 | Closet
Ceiling Fixture | Incandescent |  | Standard A Lamp | 3 | 100 | Family Room
Ceiling Fixture | Linear Fluorescent | 48 | T-12 | 2 | 60 | Kitchen
Wall Mount | Linear Fluorescent | 12 | T-12 | 1 | 20 | Kitchen
Wall Mount | Incandescent |  | Standard A Lamp | 1 | 100 | Kitchen
Ceiling Fixture | Incandescent |  | Standard A Lamp | 1 | 90 | Laundry Room
Ceiling Fixture | Incandescent |  | Standard A Lamp | 1 | 90 | Living Room
Ceiling Fixture | Incandescent |  | Standard A Lamp | 1 | 100 | Hall
Ceiling Fixture | Incandescent |  | Standard A Lamp | 1 | 100 | Hall
Ceiling Fixture | Incandescent |  | Standard A Lamp | 4 | 40 | Dining Room
Ceiling Fixture | Linear Fluorescent | 96 | T-12 | 4 | 60 | Kitchen
Ceiling Fixture | Incandescent |  | Standard A Lamp | 4 | 60 | Laundry Room
Ceiling Fixture | Linear Fluorescent | 96 | Fluorescent Other | 2 | 110 | Garage
Garage door opener | Incandescent |  | Standard A Lamp | 2 | 100 | Garage
Table | Incandescent |  | Standard A Lamp | 1 | 60 | Living Room
Table | Incandescent |  | 3-Way Incandescent | 1 | 100 | Living Room
Ceiling Fixture | Incandescent |  | Standard A Lamp | 1 | 60 | Hall
Ceiling Fixture | Linear Fluorescent | 48 | T-12 | 1 | 40 | Bathroom
Ceiling Fixture | Incandescent |  | Standard A Lamp | 1 | 60 | Bathroom
Ceiling Fixture | Incandescent |  | Standard A Lamp | 2 | 75 | Office
Ceiling Fixture | Incandescent |  | Standard A Lamp | 2 | 75 | Bedroom
Table | Incandescent |  | Standard A Lamp | 1 | 75 | Bedroom
Table | Incandescent |  | Decorative | 1 | 7 | Master Bedroom
Table | Incandescent |  | Standard A Lamp | 1 | 60 | Master Bedroom
Ceiling Fixture | Incandescent |  | Standard A Lamp | 2 | 75 | Master Bedroom
Wall Mount | Incandescent |  | Globe | 3 | 60 | Bathroom
Ceiling Fixture | Compact Fluorescent |  | Twist | 1 | 22 | Bathroom
Wall Mount | Incandescent |  | Standard A Lamp | 3 | 60 | Bathroom
Ceiling Fan | Incandescent |  | Globe | 3 | 40 | Bedroom
Wall Mount | Incandescent |  | Standard A Lamp | 1 | 60 | Bathroom
Ceiling Fixture | Compact Fluorescent |  | Twist | 1 | 22 | Bedroom
Ceiling Fixture | Incandescent |  | Standard A Lamp | 1 | 60 | Hall
Ceiling Fixture | Compact Fluorescent |  | Circline (Screw Base) | 1 | 36 | Laundry Room
Recessed Can | Incandescent |  | Standard A Lamp | 1 | 75 | Family Room
Ceiling Fixture | Linear Fluorescent | 48 | T-8 | 2 | 40 | Other
Ceiling Fixture | Linear Fluorescent | 48 | T-12 | 2 | 40 | Garage
Garage door opener | Incandescent |  | Standard A Lamp | 2 | 60 | Garage
Ceiling Fixture | Compact Fluorescent |  | Twist | 1 | 28 | Hall
Chandelier (Hanging) | Incandescent |  | Mini base | 5 | 25 | Kitchen
Ceiling Fixture | Linear Fluorescent | 48 | T-12 | 2 | 32 | Kitchen
Torchiere | Compact Fluorescent |  | Circline (Screw Base) | 1 | 28 | Living Room
Ceiling Fan | Compact Fluorescent |  | Twist | 4 | 22 | Master Bedroom
Table | Incandescent |  | Mini base | 1 | 25 | Master Bedroom
Ceiling Fan | Incandescent |  | Clear | 3 | 40 | Hall
Wall Mount | Incandescent |  | Standard A Lamp | 3 | 60 | Bathroom
Ceiling Fixture | Incandescent |  | Standard A Lamp | 2 | 60 | Bedroom
Ceiling Fixture | Incandescent |  | Standard A Lamp | 2 | 60 | Bedroom
Ceiling Fixture | Incandescent |  | Standard A Lamp | 2 | 60 | Bedroom
Torchiere | Incandescent |  | Standard A Lamp | 1 | 150 | Bedroom
Torchiere | Incandescent |  | Standard A Lamp | 1 | 60 | Bedroom
Table | Compact Fluorescent |  | Mini base | 1 | 7 | Bedroom
Ceiling Fixture | Incandescent |  | Standard A Lamp | 2 | 60 | Family Room
Ceiling Fixture | Compact Fluorescent |  | Twist | 2 | 15 | Family Room
Torchiere | Incandescent |  | Standard A Lamp | 1 | 60 | Family Room
Wall Mount | Incandescent |  | Standard A Lamp | 2 | 60 | Bathroom
Ceiling Fixture | Incandescent |  | Standard A Lamp | 2 | 60 | Bedroom
Ceiling Fixture | Incandescent |  | Standard A Lamp | 2 | 60 | Bedroom
Other | Incandescent |  | Mini base | 1 | 7 | Bedroom
Wall Mount | Compact Fluorescent |  | Twist | 1 | 15 | Other
Ceiling Fixture | Incandescent |  | Reflector | 1 | 125 | Garage
Ceiling Fixture | Incandescent |  | Standard A Lamp | 1 | 100 | Garage
Garage door opener | Incandescent |  | Standard A Lamp | 1 | 60 | Garage
Chandelier (Hanging) | Incandescent |  | Standard A Lamp | 5 | 60 | Kitchen
Recessed Can | Incandescent |  | Reflector | 1 | 65 | Kitchen
Recessed Can | Compact Fluorescent |  | Reflector | 1 | 15 | Kitchen
Ceiling Fixture | Incandescent |  | Standard A Lamp | 2 | 60 | Laundry Room
Ceiling Fixture | Incandescent |  | Standard A Lamp | 2 | 60 | Bathroom
Wall Mount | Incandescent |  | Standard A Lamp | 4 | 60 | Bathroom
Ceiling Fixture | Incandescent |  | Standard A Lamp | 1 | 60 | Master Bedroom
Ceiling Fan | Incandescent |  | Standard A Lamp | 2 | 60 | Master Bedroom
Wall Mount | Incandescent |  | Standard A Lamp | 1 | 60 | Other
Ceiling Fan | Incandescent |  | Standard A Lamp | 4 | 60 | Family Room
Table | Compact Fluorescent |  | Twist | 1 | 15 | Family Room
Ceiling Fixture | Incandescent |  | Standard A Lamp | 1 | 60 | Family Room
Recessed Can | Incandescent |  | Reflector | 1 | 50 | Bathroom
Wall Mount | Incandescent |  | Mini base | 1 | 7 | Bathroom
Wall Mount | Compact Fluorescent |  | Globe | 5 | 15 | Bathroom
Wall Mount | Incandescent |  | Other | 1 | 5 | Bathroom
Table | Compact Fluorescent |  | Twist | 1 | 15 | Bedroom
Wall Mount | Compact Fluorescent |  | Twist | 1 | 15 | Closet
Recessed Can | Compact Fluorescent |  | Twist | 1 | 15 | Closet
Recessed - other | Compact Fluorescent |  | Reflector | 1 | 15 | Closet
Recessed - other | Compact Fluorescent |  | Reflector | 1 | 15 | Closet
Chandelier (Hanging) | Incandescent |  | Mini base | 6 | 60 | Dining Room
Recessed Can | Compact Fluorescent |  | Twist | 1 | 15 | Hall
Other | Incandescent |  | Other | 9 | 40 | Hall
Table | Incandescent |  | Mini base | 1 | 25 | Hall
Wall Mount | Incandescent |  | Mini base | 1 | 7 | Hall
Recessed Can | Incandescent |  | Reflector | 1 | 65 | Family Room
Torchiere | Compact Fluorescent |  | Twist | 1 | 15 | Family Room
Ceiling Fixture | Linear Fluorescent | 48 | T-12 | 4 | 40 | Garage
Ceiling Fixture | Halogen |  | Quartz Tube | 1 | 300 | Garage
Wall Mount | Linear Fluorescent | 12 | T-5 | 1 | 12 | Garage
Table | Linear Fluorescent | 12 | T-12 | 1 | 15 | Garage
Garage door opener | Compact Fluorescent |  | Twist | 1 | 15 | Garage
Recessed Can | Compact Fluorescent |  | Reflector | 1 | 15 | Family Room
Torchiere | Incandescent |  | 3-Way Incandescent | 1 | 150 | Family Room
Floor lamp | Compact Fluorescent |  | Twist | 1 | 15 | Family Room
Recessed Can | Compact Fluorescent |  | Reflector | 1 | 15 | Hall
Recessed Can | Incandescent |  | Reflector | 1 | 65 | Hall
Recessed Can | Compact Fluorescent |  | Reflector | 1 | 15 | Kitchen
Ceiling Fixture | Incandescent |  | Reflector | 1 | 45 | Dining Room
Wall Mount | Linear Fluorescent | 18 | T-8 | 1 | 15 | Dining Room
Recessed Can | Incandescent |  | Reflector | 1 | 65 | Dining Room
Recessed Can | Compact Fluorescent |  | Reflector | 1 | 15 | Hall
Chandelier (Hanging) | Incandescent |  | Mini base | 1 | 60 | Hall
Ceiling Fixture | Linear Fluorescent | 48 | T-12 | 4 | 40 | Laundry Room
Torchiere | Compact Fluorescent |  | Twist | 1 | 15 | Living Room
Recessed Can | Compact Fluorescent |  | Reflector | 1 | 15 | Living Room
Recessed - other | Compact Fluorescent |  | Reflector | 2 | 15 | Living Room
Wall Mount | Incandescent |  | Standard A Lamp | 1 | 40 | Living Room
Recessed Can | Incandescent |  | Reflector | 1 | 50 | Bathroom
Table | Compact Fluorescent |  | Twist | 1 | 15 | Master Bedroom
Table | Compact Fluorescent |  | Twist | 1 | 15 | Master Bedroom
Recessed Can | Incandescent |  | Reflector | 1 | 65 | Office
Table | Compact Fluorescent |  | Twist | 1 | 15 | Office
Floor lamp | Incandescent |  | Standard A Lamp | 3 | 60 | Office
Floor lamp | Incandescent |  | 3-Way Incandescent | 1 | 150 | Office
Recessed - other | Compact Fluorescent |  | Reflector | 1 | 15 | Bathroom
Ceiling Fixture | Compact Fluorescent |  | Twist | 1 | 15 | Bathroom
Wall Mount | Compact Fluorescent |  | Globe | 6 | 11 | Bathroom
Ceiling Fixture | Incandescent |  | Standard A Lamp | 2 | 40 | Bedroom
Table | Incandescent |  | Standard A Lamp | 1 | 40 | Bedroom
Ceiling Fixture | Incandescent |  | Standard A Lamp | 2 | 60 | Bedroom
Ceiling Fixture | Incandescent |  | Standard A Lamp | 2 | 60 | Bedroom
Recessed Can | Incandescent |  | Reflector | 1 | 65 | Family Room
Ceiling Fixture | Incandescent |  | Standard A Lamp | 1 | 60 | Garage
Garage door opener | Incandescent |  | Standard A Lamp | 1 | 40 | Garage
Wall Mount | Incandescent |  | Globe | 4 | 40 | Bathroom
Chandelier (Hanging) | Incandescent |  | Decorative | 3 | 25 | Hall
Ceiling Fan | Compact Fluorescent |  | Twist | 2 | 15 | Hall
Ceiling Fixture | Compact Fluorescent |  | Twist | 2 | 22 | Hall
Recessed Can | Compact Fluorescent |  | Reflector | 1 | 22 | Kitchen
Chandelier (Hanging) | Incandescent |  | Clear | 1 | 100 | Kitchen
Ceiling Fixture | Incandescent |  | Standard A Lamp | 2 | 40 | Laundry Room
Chandelier (Hanging) | Incandescent |  | Decorative | 5 | 25 | Living Room
Table | Incandescent |  | Standard A Lamp | 1 | 40 | Living Room
Table | Incandescent |  | Standard A Lamp | 1 | 100 | Living Room
Wall Mount | Incandescent |  | Globe | 5 | 40 | Bathroom
Ceiling Fixture | Incandescent |  | Standard A Lamp | 1 | 60 | Bathroom
Table | Incandescent |  | Standard A Lamp | 1 | 100 | Bedroom
Ceiling Fixture | Incandescent |  | Standard A Lamp | 1 | 60 | Closet
Ceiling Fixture | Incandescent |  | Standard A Lamp | 1 | 60 | Bedroom
Ceiling Fixture | Incandescent |  | Decorative | 2 | 40 | Family Room
Wall Mount | Compact Fluorescent |  | Twist | 1 | 15 | Bathroom
Ceiling Fan | Incandescent |  | Standard A Lamp | 1 | 60 | Bathroom
Ceiling Fixture | Incandescent |  | Standard A Lamp | 1 | 60 | Bedroom
Ceiling Fixture | Compact Fluorescent |  | Twist | 1 | 15 | Bedroom
Ceiling Fan | Compact Fluorescent |  | Twist | 3 | 15 | Dining Room
Ceiling Fan | Compact Fluorescent |  | Twist | 1 | 15 | Dining Room
Recessed Can | Compact Fluorescent |  | A shape bulb | 1 | 15 | Dining Room
Ceiling Fixture | Compact Fluorescent |  | Twist | 2 | 15 | Dining Room
Ceiling Fixture | Incandescent |  | Standard A Lamp | 2 | 60 | Garage
Ceiling Fixture | Compact Fluorescent |  | Twist | 1 | 15 | Garage
Garage door opener | Incandescent |  | Standard A Lamp | 2 | 60 | Garage
Ceiling Fixture | Linear Fluorescent | 48 | T-12 | 4 | 40 | Kitchen
Ceiling Fixture | Compact Fluorescent |  | Twist | 1 | 15 | Kitchen
Recessed Can | Compact Fluorescent |  | A shape bulb | 1 | 15 | Laundry Room
Ceiling Fixture | Linear Fluorescent | 48 | T-12 | 4 | 40 | Laundry Room
Recessed Can | Compact Fluorescent |  | A shape bulb | 1 | 15 | Living Room
Floor lamp | Compact Fluorescent |  | Twist | 1 | 15 | Living Room
Ceiling Fan | Incandescent |  | Standard A Lamp | 1 | 60 | Master Bedroom
Table | Compact Fluorescent |  | Twist | 1 | 15 | Master Bedroom
Wall Mount | Incandescent |  | Globe | 2 | 40 | Bathroom
Wall Mount | Compact Fluorescent |  | Twist | 2 | 15 | Bathroom
Wall Mount | Incandescent |  | Standard A Lamp | 3 | 60 | Bathroom
Table | Incandescent |  | Standard A Lamp | 1 | 75 | Bedroom
Table | Compact Fluorescent |  | Twist | 1 | 22 | Bedroom
Torchiere | Incandescent |  | Standard A Lamp | 2 | 75 | Other
Table | Incandescent |  | Standard A Lamp | 1 | 75 | Bedroom
Ceiling Fan | Compact Fluorescent |  | Twist | 1 | 22 | Living Room
Ceiling Fixture | Incandescent |  | Standard A Lamp | 1 | 60 | Hall
Ceiling Fixture | Incandescent |  | Standard A Lamp | 2 | 40 | Kitchen
Ceiling Fixture | Incandescent |  | Standard A Lamp | 1 | 40 | Laundry Room
Torchiere | Incandescent |  | Standard A Lamp | 1 | 100 | Family Room
Floor lamp | Compact Fluorescent |  | Twist | 1 | 15 | Family Room
Floor lamp | Incandescent |  | Standard A Lamp | 1 | 100 | Family Room
Chandelier (Hanging) | Incandescent |  | Standard A Lamp | 1 | 60 | Family Room
Ceiling Fixture | Linear Fluorescent | 48 | T-12 | 2 | 40 | Other
Ceiling Fixture | Incandescent |  | Standard A Lamp | 1 | 60 | Other
Wall Mount | Compact Fluorescent |  | Twist | 3 | 15 | Bathroom
Ceiling Fixture | Compact Fluorescent |  | Twist | 1 | 15 | Bedroom
Table | Compact Fluorescent |  | Twist | 1 | 15 | Bedroom
Recessed Can | Compact Fluorescent |  | Reflector | 1 | 15 | Garage
Ceiling Fixture | Compact Fluorescent |  | Twist | 1 | 15 | Garage
Garage door opener | Incandescent |  | Standard A Lamp | 2 | 60 | Garage
Ceiling Fixture | Compact Fluorescent |  | Twist | 1 | 15 | Hall
Ceiling Fixture | Halogen |  | MR | 4 | 50 | Kitchen
Recessed Can | Compact Fluorescent |  | Twist | 1 | 15 | Kitchen
Ceiling Fixture | Compact Fluorescent |  | Twist | 1 | 15 | Laundry Room
Recessed Can | Compact Fluorescent |  | Reflector | 1 | 15 | Living Room
Table | Compact Fluorescent |  | Twist | 1 | 15 | Living Room
Ceiling Fixture | Compact Fluorescent |  | Twist | 1 | 15 | Master Bedroom
Table | Compact Fluorescent |  | Twist | 1 | 15 | Master Bedroom
Ceiling Fixture | Compact Fluorescent |  | Twist | 1 | 15 | Bathroom
Ceiling Fixture | Compact Fluorescent |  | Twist | 1 | 15 | Closet
Ceiling Fixture | Compact Fluorescent |  | Twist | 1 | 15 | Office
Table | Halogen |  | Quartz Tube | 1 | 30 | Office
Recessed Can | Incandescent |  | Reflector | 1 | 60 | Other
Wall Mount | Incandescent |  | Standard A Lamp | 4 | 40 | Bathroom
Wall Mount | Compact Fluorescent |  | Twist | 3 | 15 | Bathroom
Ceiling Fan | Incandescent |  | Standard A Lamp | 3 | 60 | Bedroom
Ceiling Fan | Incandescent |  | Standard A Lamp | 2 | 60 | Bedroom
Floor lamp | Compact Fluorescent |  | Straight Tube | 1 | 15 | Bedroom
Ceiling Fixture | Linear Fluorescent | 48 | T-8 | 2 | 40 | Bedroom
Table | Incandescent |  | Standard A Lamp | 1 | 60 | Bedroom
Ceiling Fixture | Linear Fluorescent | 48 | T-8 | 2 | 40 | Bedroom
Ceiling Fixture | Compact Fluorescent |  | Twist | 2 | 15 | Other
Table | Compact Fluorescent |  | Twist | 1 | 15 | Family Room
Ceiling Fixture | Linear Fluorescent | 60 | T-12 | 2 | 100 | Garage
Ceiling Fixture | Compact Fluorescent |  | Twist | 2 | 15 | Hall
Chandelier (Hanging) | Compact Fluorescent |  | Twist | 6 | 15 | Kitchen
Ceiling Fixture | Linear Fluorescent | 48 | T-8 | 2 | 40 | Kitchen
Ceiling Fixture | Linear Fluorescent | 48 | T-8 | 2 | 60 | Laundry Room
Ceiling Fixture | Linear Fluorescent | 48 | T-8 | 2 | 40 | Other
Floor lamp | Incandescent |  | Standard A Lamp | 2 | 60 | Other
Table | Compact Fluorescent |  | Twist | 1 | 15 | Other
Wall Mount | Incandescent |  | Globe | 6 | 40 | Bathroom
Wall Mount | Incandescent |  | Globe | 4 | 40 | Bathroom
Recessed - other | Incandescent |  | Heat Lamp | 1 | 150 | Bathroom
Wall Mount | Incandescent |  | Mini base | 6 | 60 | Bathroom
Wall Mount | Compact Fluorescent |  | Twist | 1 | 22 | Bedroom
Ceiling Fixture | Compact Fluorescent |  | Twist | 3 | 22 | Bedroom
Wall Mount | Compact Fluorescent |  | Twist | 1 | 15 | Bedroom
Floor lamp | Incandescent |  | Standard A Lamp | 1 | 75 | Bedroom
Ceiling Fixture | Linear Fluorescent | 24 | T-8 | 2 | 20 | Family Room
Floor lamp | Incandescent |  | Standard A Lamp | 2 | 60 | Family Room
Table | Incandescent |  | Decorative | 2 | 40 | Family Room
Chandelier (Hanging) | Incandescent |  | Mini base | 8 | 40 | Family Room
Floor lamp | Compact Fluorescent |  | Twist | 2 | 22 | Family Room
Recessed Can | Compact Fluorescent |  | Flood | 1 | 22 | Family Room
Table | Halogen |  | Quartz Tube | 1 | 30 | Family Room
Recessed Can | Halogen |  | PAR | 1 | 50 | Kitchen
Recessed Can | Halogen |  | PAR | 1 | 50 | Kitchen
Track | Compact Fluorescent |  | Flood | 2 | 22 | Master Bedroom
Wall Mount | Compact Fluorescent |  | Twist | 1 | 15 | Master Bedroom
Wall Mount | Incandescent |  | Standard A Lamp | 2 | 65 | Master Bedroom
Track | Incandescent |  | Reflector | 2 | 65 | Office
Recessed Can | Incandescent |  | Reflector | 1 | 65 | Hall
Wall Mount | Halogen |  | Quartz Tube | 1 | 50 | Hall
Exterior | Compact Fluorescent |  | Flood | 2 | 22 | Other
Ceiling Fixture | Linear Fluorescent | 96 | T-12 | 2 | 100 | Laundry Room
Ceiling Fixture | Compact Fluorescent |  | Twist | 1 | 22 | Bathroom
Ceiling Fixture | Compact Fluorescent |  | Twist | 1 | 22 | Bedroom
Ceiling Fixture | Other |  | LED Interior | 1 | 2 | Bedroom
Table | Compact Fluorescent |  | Twist | 1 | 15 | Bedroom
Ceiling Fixture | Compact Fluorescent |  | Twist | 1 | 28 | Other
Ceiling Fixture | Incandescent |  | Standard A Lamp | 1 | 60 | Kitchen
Ceiling Fixture | Compact Fluorescent |  | 3-Way CFL | 1 | 15 | Laundry Room
Floor lamp | Compact Fluorescent |  | Twist | 1 | 22 | Living Room
Ceiling Fan | Compact Fluorescent |  | Twist | 3 | 15 | Living Room
Ceiling Fixture | Other |  | LED Interior | 1 | 2 | Living Room
Ceiling Fixture | Compact Fluorescent |  | Twist | 1 | 15 | Living Room
Ceiling Fixture | Incandescent |  | Standard A Lamp | 1 | 60 | Other
Wall Mount | Compact Fluorescent |  | Twist | 5 | 15 | Bathroom
Recessed - other | Incandescent |  | Heat Lamp | 1 | 250 | Bathroom
Recessed Can | Compact Fluorescent |  | Reflector | 1 | 22 | Master Bedroom
Table | Incandescent |  | 3-Way Incandescent | 1 | 150 | Master Bedroom
Ceiling Fixture | Linear Fluorescent | 48 | T-12 | 2 | 40 | Garage
Chandelier (Hanging) | Compact Fluorescent |  | Twist | 1 | 15 | Bedroom
Chandelier (Hanging) | Compact Fluorescent |  | Twist | 1 | 15 | Hall
Recessed Can | Compact Fluorescent |  | Reflector | 1 | 22 | Hall
Recessed Can | Compact Fluorescent |  | Reflector | 1 | 22 | Kitchen
Chandelier (Hanging) | Compact Fluorescent |  | Twist | 1 | 15 | Laundry Room
Floor lamp | Incandescent |  | 3-Way Incandescent | 1 | 150 | Living Room
Table | Incandescent |  | Standard A Lamp | 1 | 60 | Living Room
Wall Mount | Compact Fluorescent |  | Globe | 5 | 15 | Bathroom
Recessed Can | Compact Fluorescent |  | Reflector | 1 | 22 | Closet
Wall Mount | Compact Fluorescent |  | Globe | 6 | 15 | Bathroom
Recessed Can | Compact Fluorescent |  | Reflector | 1 | 22 | Bedroom
Table | Incandescent |  | Standard A Lamp | 1 | 60 | Bedroom
Track | Compact Fluorescent |  | Reflector | 3 | 22 | Office
Chandelier (Hanging) | Compact Fluorescent |  | Twist | 1 | 15 | Hall
Chandelier (Hanging) | Incandescent |  | Standard A Lamp | 1 | 100 | Bathroom
Ceiling Fixture | Incandescent |  | Standard A Lamp | 1 | 100 | Bedroom
Ceiling Fixture | Incandescent |  | Standard A Lamp | 1 | 100 | Bedroom
Ceiling Fan | Incandescent |  | Standard A Lamp | 1 | 100 | Bedroom
Table | Linear Fluorescent | 18 | T-8 | 1 | 15 | Bedroom
Ceiling Fixture | Incandescent |  | Standard A Lamp | 1 | 100 | Hall
Ceiling Fixture | Incandescent |  | Standard A Lamp | 1 | 90 | Kitchen
Architectural | Compact Fluorescent |  | Twist | 1 | 26 | Kitchen
Ceiling Fan | Incandescent |  | Standard A Lamp | 1 | 100 | Kitchen
Table | Incandescent |  | Standard A Lamp | 1 | 100 | Kitchen
Ceiling Fan | Incandescent |  | Standard A Lamp | 3 | 60 | Living Room
Ceiling Fixture | Incandescent |  | Standard A Lamp | 2 | 60 | Living Room
Table | Incandescent |  | Standard A Lamp | 1 | 100 | Living Room
Ceiling Fixture | Compact Fluorescent |  | Twist | 1 | 28 | Closet
Ceiling Fixture | Compact Fluorescent |  | Twist | 1 | 22 | Dining Room
Ceiling Fixture | Halogen |  | MR | 1 | 30 | Dining Room
Ceiling Fixture | Incandescent |  | Reflector | 1 | 65 | Dining Room
Ceiling Fixture | Incandescent |  | Reflector | 1 | 65 | Living Room
Table | Incandescent |  | Standard A Lamp | 1 | 40 | Living Room
Table | Incandescent |  | 3-Way Incandescent | 2 | 100 | Master Bedroom
Ceiling Fixture | Incandescent |  | Reflector | 1 | 65 | Master Bedroom
Ceiling Fixture | Incandescent |  | Reflector | 1 | 65 | Bathroom
Track | Incandescent |  | Standard A Lamp | 3 | 60 | Bathroom
Ceiling Fixture | Incandescent |  | Reflector | 1 | 65 | Other
Ceiling Fixture | Incandescent |  | Reflector | 1 | 65 | Hall
Ceiling Fixture | Compact Fluorescent |  | Twist | 3 | 22 | Hall
Recessed Can | Compact Fluorescent |  | Twist | 1 | 22 | Living Room
Table | Incandescent |  | Standard A Lamp | 1 | 40 | Living Room
Ceiling Fixture | Incandescent |  | Standard A Lamp | 3 | 60 | Living Room
Table | Incandescent |  | Standard A Lamp | 1 | 40 | Bedroom
Ceiling Fixture | Incandescent |  | Reflector | 1 | 65 | Bedroom
Ceiling Fixture | Compact Fluorescent |  | Twist | 3 | 22 | Bedroom
Ceiling Fixture | Incandescent |  | Reflector | 1 | 60 | Other
Recessed Can | Halogen |  | PAR | 1 | 65 | Family Room
Table | Incandescent |  | Standard A Lamp | 1 | 60 | Family Room
Ceiling Fixture | Incandescent |  | Decorative | 1 | 60 | Other
Ceiling Fixture | Incandescent |  | Standard A Lamp | 1 | 60 | Other
Ceiling Fixture | Incandescent |  | Standard A Lamp | 2 | 40 | Other
Ceiling Fixture | Incandescent |  | Reflector | 3 | 65 | Hall
Ceiling Fixture | Incandescent |  | Reflector | 1 | 65 | Bedroom
Ceiling Fixture | Incandescent |  | Standard A Lamp | 5 | 65 | Bathroom
Chandelier (Hanging) | Compact Fluorescent |  | Twist | 1 | 22 | Bathroom
Ceiling Fixture | Incandescent |  | Standard A Lamp | 1 | 65 | Bathroom
Ceiling Fixture | Incandescent |  | Reflector | 1 | 65 | Bedroom
Ceiling Fixture | Incandescent |  | Standard A Lamp | 3 | 65 | Bedroom
Table | Incandescent |  | 3-Way Incandescent | 1 | 100 | Bedroom
Ceiling Fixture | Incandescent |  | Standard A Lamp | 3 | 65 | Hall
Ceiling Fixture | Incandescent |  | Standard A Lamp | 1 | 65 | Other
Ceiling Fixture | Incandescent |  | Standard A Lamp | 2 | 60 | Hall
Ceiling Fixture | Incandescent |  | Reflector | 1 | 65 | Other
Table | Incandescent |  | Standard A Lamp | 1 | 40 | Other
Ceiling Fixture | Incandescent |  | Standard A Lamp | 2 | 65 | Laundry Room
Chandelier (Hanging) | Incandescent |  | Globe | 3 | 60 | Hall
Ceiling Fixture | Incandescent |  | Standard A Lamp | 2 | 65 | Other
Ceiling Fixture | Incandescent |  | Reflector | 1 | 60 | Other
Chandelier (Hanging) | Incandescent |  | Standard A Lamp | 3 | 65 | Hall
Recessed Can | Incandescent |  | Reflector | 1 | 65 | Hall
Ceiling Fixture | Incandescent |  | Standard A Lamp | 2 | 65 | Bedroom
Track | Halogen |  | MR | 5 | 30 | Bathroom
Ceiling Fixture | Incandescent |  | Standard A Lamp | 3 | 65 | Bathroom
Ceiling Fixture | Incandescent |  | Reflector | 1 | 65 | Bedroom
Ceiling Fixture | Linear Fluorescent | 96 | T-12 | 2 | 100 | Garage
Ceiling Fixture | Incandescent |  | Reflector | 1 | 65 | Hall
Recessed Can | Incandescent |  | Reflector | 1 | 65 | Bedroom
Ceiling Fixture | Incandescent |  | Reflector | 1 | 65 | Bathroom
Track | Incandescent |  | Standard A Lamp | 3 | 40 | Bathroom
Ceiling Fixture | Compact Fluorescent |  | Twist | 1 | 22 | Hall
Ceiling Fixture | Incandescent |  | Standard A Lamp | 3 | 40 | Other
Ceiling Fixture | Compact Fluorescent |  | Twist | 1 | 22 | Kitchen
Ceiling Fixture | Incandescent |  | Reflector | 1 | 65 | Kitchen
Wall Mount | Compact Fluorescent |  | Twist | 3 | 13 | Bathroom
Ceiling Fixture | Incandescent |  | Standard A Lamp | 2 | 60 | Bathroom
Ceiling Fixture | Incandescent |  | Standard A Lamp | 1 | 60 | Bathroom
Ceiling Fixture | Compact Fluorescent |  | Twist | 2 | 13 | Bedroom
Table | Compact Fluorescent |  | Twist | 1 | 14 | Bedroom
Ceiling Fixture | Incandescent |  | Standard A Lamp | 2 | 60 | Bedroom
Table | Compact Fluorescent |  | Twist | 1 | 13 | Bedroom
Ceiling Fan | Compact Fluorescent |  | Twist | 2 | 13 | Dining Room
Chandelier (Hanging) | Incandescent |  | Standard A Lamp | 9 | 60 | Hall
Ceiling Fixture | Compact Fluorescent |  | Twist | 1 | 13 | Hall
Ceiling Fixture | Compact Fluorescent |  | Twist | 2 | 13 | Family Room
Floor lamp | Compact Fluorescent |  | Pin base | 1 | 27 | Family Room
Chandelier (Hanging) | Incandescent |  | Standard A Lamp | 6 | 60 | Dining Room
Wall Mount | Incandescent |  | Standard A Lamp | 2 | 60 | Dining Room
Ceiling Fixture | Compact Fluorescent |  | Twist | 1 | 13 | Hall
Ceiling Fixture | Linear Fluorescent | 48 | T-8 | 2 | 32 | Kitchen
Recessed Can | Incandescent |  | Reflector | 1 | 65 | Laundry Room
Table | Compact Fluorescent |  | Twist | 1 | 13 | Living Room
Table | Compact Fluorescent |  | Twist | 1 | 19 | Living Room
Floor lamp | Incandescent |  | Standard A Lamp | 1 | 60 | Living Room
Floor lamp | Compact Fluorescent |  | Twist | 1 | 19 | Living Room
Wall Mount | Compact Fluorescent |  | Twist | 4 | 13 | Bathroom
Ceiling Fixture | Compact Fluorescent |  | Twist | 2 | 23 | Master Bedroom
Table | Compact Fluorescent |  | Twist | 1 | 14 | Master Bedroom
Ceiling Fixture | Linear Fluorescent | 48 | T-12 | 2 | 40 | Closet
Ceiling Fixture | Compact Fluorescent |  | Pin base | 2 | 26 | Office
Floor lamp | Compact Fluorescent |  | A shape bulb | 2 | 15 | Office
Table | Compact Fluorescent |  | Twist | 1 | 13 | Office
Ceiling Fixture | Incandescent |  | Standard A Lamp | 3 | 60 | Family Room
Torchiere | Halogen |  | Quartz Tube | 1 | 100 | Family Room
Table | Incandescent |  | Clear | 1 | 40 | Family Room
Recessed Can | Incandescent |  | Reflector | 1 | 65 | Family Room
Ceiling Fixture | Compact Fluorescent |  | Twist | 1 | 22 | Other
Ceiling Fixture | Incandescent |  | Reflector | 1 | 75 | Other
Ceiling Fixture | Incandescent |  | Standard A Lamp | 3 | 60 | Bedroom
Garage door opener | Incandescent |  | Standard A Lamp | 1 | 60 | Garage
Ceiling Fixture | Incandescent |  | Reflector | 1 | 65 | Garage
Ceiling Fixture | Incandescent |  | Standard A Lamp | 1 | 60 | Hall
Ceiling Fan | Incandescent |  | Standard A Lamp | 4 | 100 | Kitchen
Ceiling Fixture | Linear Fluorescent | 48 | T-12 | 2 | 40 | Kitchen
Ceiling Fixture | Compact Fluorescent |  | Twist | 1 | 36 | Laundry Room
Recessed Can | Incandescent |  | Reflector | 1 | 100 | Living Room
Table | Incandescent |  | Clear | 1 | 40 | Living Room
Table | Incandescent |  | Standard A Lamp | 1 | 150 | Living Room
Floor lamp | Incandescent |  | Standard A Lamp | 1 | 150 | Living Room
Ceiling Fixture | Compact Fluorescent |  | Twist | 3 | 22 | Living Room
Wall Mount | Incandescent |  | Standard A Lamp | 3 | 100 | Bathroom
Ceiling Fixture | Incandescent |  | Standard A Lamp | 3 | 60 | Bedroom
Wall Mount | Incandescent |  | Standard A Lamp | 4 | 60 | Bathroom
Other | Incandescent |  | Decorative | 1 | 5 | Bathroom
Ceiling Fixture | Incandescent |  | Standard A Lamp | 3 | 60 | Master Bedroom
Floor lamp | Incandescent |  | Reflector | 2 | 50 | Master Bedroom
Ceiling Fixture | Incandescent |  | Standard A Lamp | 1 | 60 | Hall
Wall Mount | Incandescent |  | Globe | 4 | 40 | Bathroom
Ceiling Fixture | Incandescent |  | Standard A Lamp | 1 | 60 | Bathroom
Ceiling Fixture | Linear Fluorescent | 48 | T-12 | 2 | 32 | Bedroom
Table | Incandescent |  | Mini base | 1 | 25 | Bedroom
Wall Mount | Compact Fluorescent |  | A shape bulb | 1 | 22 | Bedroom
Floor lamp | Incandescent |  | 3-Way Incandescent | 1 | 75 | Bedroom
Ceiling Fixture | Linear Fluorescent | 48 | T-12 | 2 | 40 | Kitchen
Wall Mount | Compact Fluorescent |  | Twist | 1 | 15 | Living Room
Ceiling Fixture | Compact Fluorescent |  | Twist | 2 | 15 | Bathroom
Ceiling Fixture | Linear Fluorescent | 24 | T-12 | 4 | 20 | Kitchen
Ceiling Fixture | Incandescent |  | Standard A Lamp | 1 | 60 | Kitchen
Floor lamp | Compact Fluorescent |  | Twist | 1 | 22 | Family Room
Table | Compact Fluorescent |  | Twist | 1 | 15 | Family Room
Ceiling Fixture | Linear Fluorescent | 48 | T-12 | 2 | 40 | Garage
Garage door opener | Incandescent |  | Standard A Lamp | 2 | 40 | Garage
Ceiling Fixture | Incandescent |  | Standard A Lamp | 1 | 75 | Closet
Wall Mount | Compact Fluorescent |  | Twist | 2 | 15 | Master Bedroom
Table | Compact Fluorescent |  | Twist | 1 | 15 | Master Bedroom
Ceiling Fixture | Incandescent |  | Standard A Lamp | 1 | 60 | Bedroom
Table | Incandescent |  | Standard A Lamp | 1 | 60 | Bedroom
Ceiling Fixture | Compact Fluorescent |  | Twist | 1 | 15 | Hall
Recessed Can | Incandescent |  | Reflector | 1 | 65 | Hall
Ceiling Fixture | Compact Fluorescent |  | Twist | 1 | 15 | Bedroom
Wall Mount | Incandescent |  | Mini base | 4 | 40 | Bathroom
Floor lamp | Incandescent |  | Standard A Lamp | 1 | 60 | Living Room
Table | Compact Fluorescent |  | Twist | 1 | 15 | Living Room
Chandelier (Hanging) | Incandescent |  | Mini base | 3 | 60 | Dining Room
Ceiling Fixture | Incandescent |  | Standard A Lamp | 1 | 60 | Other
Wall Mount | Incandescent |  | Standard A Lamp | 3 | 75 | Bathroom
Floor lamp | Incandescent |  | Standard A Lamp | 2 | 60 | Bedroom
Track | Compact Fluorescent |  | Twist | 4 | 15 | Bedroom
Track | Incandescent |  | Standard A Lamp | 3 | 75 | Bedroom
Table | Incandescent |  | Decorative | 1 | 100 | Bedroom
Ceiling Fixture | Linear Fluorescent | 48 | T-12 | 2 | 40 | Garage
Wall Mount | Incandescent |  | Standard A Lamp | 1 | 75 | Hall
Ceiling Fan | Incandescent |  | Standard A Lamp | 3 | 100 | Kitchen
Ceiling Fixture | Linear Fluorescent | 48 | T-8 | 2 | 32 | Kitchen
Recessed Can | Incandescent |  | Standard A Lamp | 1 | 60 | Kitchen
Track | Incandescent |  | Standard A Lamp | 10 | 75 | Living Room
Table | Incandescent |  | Standard A Lamp | 1 | 60 | Living Room
Wall Mount | Incandescent |  | Globe | 6 | 25 | Bathroom
Ceiling Fixture | Incandescent |  | Heat Lamp | 2 | 60 | Bathroom
Ceiling Fixture | Compact Fluorescent |  | Twist | 2 | 22 | Bedroom
Table | Incandescent |  | Standard A Lamp | 1 | 40 | Bedroom
Ceiling Fixture | Compact Fluorescent |  | Twist | 2 | 22 | Family Room
Table | Compact Fluorescent |  | Twist | 1 | 22 | Family Room
Floor lamp | Incandescent |  | Standard A Lamp | 4 | 40 | Family Room
Floor lamp | Linear Fluorescent | 72 | T-4 | 1 | 16 | Family Room
Ceiling Fan | Compact Fluorescent |  | Twist | 1 | 22 | Family Room
Chandelier (Hanging) | Incandescent |  | Decorative | 4 | 25 | Family Room
Ceiling Fixture | Compact Fluorescent |  | Twist | 2 | 22 | Office
Table | Incandescent |  | Standard A Lamp | 1 | 60 | Office
Ceiling Fixture | Compact Fluorescent |  | Twist | 2 | 22 | Office
Table | Linear Fluorescent | 72 | Fluorescent Other | 4 | 16 | Office
Ceiling Fixture | Incandescent |  | Standard A Lamp | 2 | 40 | Closet
Wall Mount | Incandescent |  | Standard A Lamp | 2 | 75 | Bathroom
Ceiling Fixture | Incandescent |  | Standard A Lamp | 3 | 60 | Closet
Ceiling Fan | Incandescent |  | Standard A Lamp | 2 | 60 | Master Bedroom
Table | Incandescent |  | Standard A Lamp | 2 | 60 | Master Bedroom
Ceiling Fixture | Incandescent |  | Standard A Lamp | 3 | 60 | Closet
Wall Mount | Incandescent |  | Standard A Lamp | 2 | 60 | Bathroom
Recessed Can | Incandescent |  | Standard A Lamp | 1 | 60 | Bathroom
Recessed Can | Incandescent |  | Reflector | 1 | 65 | Bathroom
Ceiling Fan | Incandescent |  | Standard A Lamp | 2 | 60 | Bedroom
Table | Incandescent |  | Standard A Lamp | 1 | 75 | Bedroom
Ceiling Fixture | Incandescent |  | Standard A Lamp | 3 | 60 | Closet
Ceiling Fixture | Incandescent |  | Standard A Lamp | 2 | 60 | Hall
Ceiling Fixture | Incandescent |  | Standard A Lamp | 2 | 60 | Family Room
Ceiling Fixture | Incandescent |  | Standard A Lamp | 3 | 60 | Bedroom
Table | Incandescent |  | Standard A Lamp | 1 | 40 | Bedroom
Chandelier (Hanging) | Incandescent |  | Standard A Lamp | 3 | 60 | Kitchen
Chandelier (Hanging) | Incandescent |  | Standard A Lamp | 4 | 60 | Kitchen
Recessed Can | Compact Fluorescent |  | Flood | 1 | 22 | Kitchen
Recessed Can | Incandescent |  | Reflector | 1 | 65 | Kitchen
Wall Mount | Incandescent |  | Standard A Lamp | 2 | 60 | Bathroom
Ceiling Fixture | Incandescent |  | Standard A Lamp | 1 | 100 | Other
Ceiling Fixture | Linear Fluorescent | 48 | T-12 | 2 | 40 | Other
Ceiling Fixture | Incandescent |  | Standard A Lamp | 2 | 60 | Hall
Wall Mount | Incandescent |  | Standard A Lamp | 2 | 60 | Bathroom
Ceiling Fixture | Incandescent |  | Standard A Lamp | 3 | 60 | Laundry Room
Ceiling Fixture | Linear Fluorescent | 48 | T-12 | 2 | 40 | Garage
Garage door opener | Incandescent |  | Standard A Lamp | 2 | 75 | Garage
Recessed Can | Compact Fluorescent |  | Flood | 1 | 22 | Living Room
Floor lamp | Compact Fluorescent |  | Twist | 1 | 15 | Living Room
Floor lamp | Incandescent |  | 3-Way Incandescent | 1 | 100 | Living Room
Ceiling Fixture | Halogen |  | MR | 1 | 50 | Living Room
Chandelier (Hanging) | Compact Fluorescent |  | Twist | 4 | 22 | Hall
Wall Mount | Incandescent |  | Standard A Lamp | 1 | 60 | Hall
Ceiling Fixture | Incandescent |  | Standard A Lamp | 2 | 60 | Hall
Ceiling Fan | Incandescent |  | Standard A Lamp | 2 | 65 | Office
Ceiling Fixture | Incandescent |  | Standard A Lamp | 3 | 60 | Closet
Ceiling Fan | Incandescent |  | Standard A Lamp | 2 | 60 | Bedroom
Ceiling Fixture | Incandescent |  | Standard A Lamp | 3 | 60 | Closet
Wall Mount | Halogen |  | Quartz Tube | 4 | 20 | Bathroom
Ceiling Fixture | Halogen |  | Quartz Tube | 1 | 20 | Bathroom
Ceiling Fixture | Halogen |  | MR | 3 | 20 | Bathroom
Ceiling Fixture | Compact Fluorescent |  | Twist | 4 | 15 | Bedroom
Ceiling Fixture | Halogen |  | Quartz Tube | 3 | 30 | Closet
Ceiling Fan | Compact Fluorescent |  | Twist | 4 | 15 | Family Room
Track | Compact Fluorescent |  | Reflector | 3 | 28 | Family Room
Table | Compact Fluorescent |  | Twist | 1 | 15 | Family Room
Ceiling Fixture | Halogen |  | Quartz Tube | 3 | 20 | Hall
Ceiling Fixture | Compact Fluorescent |  | Twist | 6 | 22 | Kitchen
Ceiling Fixture | Compact Fluorescent |  | Twist | 4 | 22 | Kitchen
Ceiling Fixture | Compact Fluorescent |  | Reflector | 4 | 28 | Living Room
Wall Mount | Incandescent |  | Standard A Lamp | 1 | 60 | Living Room
Ceiling Fixture | Halogen |  | Quartz Tube | 3 | 20 | Bathroom
Wall Mount | Incandescent |  | Globe | 5 | 40 | Bathroom
Wall Mount | Incandescent |  | Standard A Lamp | 1 | 60 | Bathroom
Floor lamp | Incandescent |  | 3-Way Incandescent | 1 | 100 | Master Bedroom
Table | Incandescent |  | 3-Way Incandescent | 1 | 75 | Master Bedroom
Ceiling Fixture | Compact Fluorescent |  | Twist | 4 | 15 | Office
Ceiling Fixture | Compact Fluorescent |  | Twist | 3 | 22 | Other
Table | Incandescent |  | Decorative | 1 | 25 | Other
Ceiling Fixture | Linear Fluorescent | 48 | T-12 | 4 | 40 | Other
Wall Mount | Incandescent |  | Standard A Lamp | 3 | 60 | Bathroom
Wall Mount | Incandescent |  | Mini base | 2 | 25 | Bathroom
Ceiling Fan | Incandescent |  | Standard A Lamp | 1 | 60 | Bedroom
Ceiling Fixture | Incandescent |  | Reflector | 3 | 30 | Bedroom
Ceiling Fixture | Incandescent |  | Standard A Lamp | 1 | 60 | Bedroom
Ceiling Fixture | Incandescent |  | Standard A Lamp | 1 | 75 | Garage
Garage door opener | Incandescent |  | Standard A Lamp | 1 | 75 | Garage
Ceiling Fixture | Incandescent |  | Standard A Lamp | 1 | 60 | Hall
Ceiling Fixture | Incandescent |  | Standard A Lamp | 1 | 60 | Hall
Recessed Can | Incandescent |  | Standard A Lamp | 1 | 60 | Hall
Ceiling Fixture | Linear Fluorescent | 48 | T-12 | 4 | 40 | Kitchen
Ceiling Fixture | Incandescent |  | Standard A Lamp | 1 | 60 | Kitchen
Ceiling Fixture | Linear Fluorescent | 96 | Fluorescent Unknown | 2 | 70 | Laundry Room
Ceiling Fixture | Incandescent |  | Standard A Lamp | 1 | 75 | Living Room
Floor lamp | Incandescent |  | Standard A Lamp | 1 | 100 | Living Room
Chandelier (Hanging) | Incandescent |  | Standard A Lamp | 5 | 60 | Living Room
Track | Halogen |  | MR | 3 | 50 | Master Bedroom
Track | Halogen |  | MR | 6 | 50 | Master Bedroom
Wall Mount | Incandescent |  | Standard A Lamp | 1 | 60 | Master Bedroom
Ceiling Fixture | Incandescent |  | Standard A Lamp | 1 | 60 | Master Bedroom
Recessed Can | Incandescent |  | Standard A Lamp | 1 | 60 | Closet
Recessed Can | Compact Fluorescent |  | Twist | 1 | 22 | Closet
Ceiling Fixture | Linear Fluorescent | 48 | T-4 | 2 | 40 | Other
Wall Mount | Compact Fluorescent |  | Twist | 1 | 22 | Bathroom
Ceiling Fixture | Compact Fluorescent |  | Twist | 2 | 15 | Bathroom
Wall Mount | Compact Fluorescent |  | Twist | 1 | 22 | Bathroom
Ceiling Fixture | Incandescent |  | Mini base | 1 | 25 | Bathroom
Table | Incandescent |  | Standard A Lamp | 1 | 60 | Bedroom
Table | Incandescent |  | Standard A Lamp | 1 | 40 | Bathroom
Ceiling Fixture | Incandescent |  | Standard A Lamp | 4 | 100 | Dining Room
Table | Compact Fluorescent |  | Twist | 1 | 28 | Family Room
Ceiling Fixture | Linear Fluorescent | 48 | T-4 | 2 | 40 | Garage
Ceiling Fixture | Compact Fluorescent |  | Twist | 1 | 22 | Garage
Garage door opener | Incandescent |  | Clear | 2 | 40 | Garage
Ceiling Fixture | Compact Fluorescent |  | Twist | 4 | 22 | Kitchen
Ceiling Fixture | Incandescent |  | Globe | 1 | 60 | Kitchen
Recessed Can | Compact Fluorescent |  | Twist | 1 | 22 | Kitchen
Recessed Can | Compact Fluorescent |  | Twist | 1 | 22 | Kitchen
Table | Compact Fluorescent |  | Twist | 2 | 22 | Office
Floor lamp | Compact Fluorescent |  | Twist | 1 | 22 | Office
Ceiling Fixture | Incandescent |  | Standard A Lamp | 2 | 40 | Other
Table | Incandescent |  | Standard A Lamp | 1 | 60 | Other
Ceiling Fixture | Incandescent |  | Mini base | 4 | 25 | Other
Ceiling Fixture | Compact Fluorescent |  | Twist | 1 | 15 | Other
Ceiling Fixture | Linear Fluorescent | 48 | T-12 | 2 | 40 | Other
Ceiling Fixture | Incandescent |  | Standard A Lamp | 1 | 60 | Other
Ceiling Fixture | Compact Fluorescent |  | Twist | 1 | 15 | Other
Floor lamp | Compact Fluorescent |  | Straight Tube | 1 | 28 | Other
Wall Mount | Compact Fluorescent |  | Twist | 1 | 15 | Bathroom
Ceiling Fixture | Incandescent |  | Standard A Lamp | 1 | 60 | Bathroom
Ceiling Fan | Incandescent |  | Standard A Lamp | 1 | 60 | Bedroom
Ceiling Fixture | Incandescent |  | Standard A Lamp | 1 | 60 | Bedroom
Wall Mount | Incandescent |  | Standard A Lamp | 1 | 60 | Hall
Ceiling Fixture | Incandescent |  | Standard A Lamp | 1 | 75 | Garage
Ceiling Fixture | Compact Fluorescent |  | Circline (Screw Base) | 1 | 28 | Kitchen
Wall Mount | Incandescent |  | Standard A Lamp | 1 | 60 | Kitchen
Table | Incandescent |  | Standard A Lamp | 1 | 60 | Living Room
Ceiling Fan | Incandescent |  | Standard A Lamp | 1 | 60 | Living Room
Ceiling Fixture | Compact Fluorescent |  | Twist | 1 | 15 | Living Room
Ceiling Fixture | Incandescent |  | Standard A Lamp | 1 | 60 | Living Room
Ceiling Fixture | Incandescent |  | Standard A Lamp | 1 | 60 | Master Bedroom
Ceiling Fixture | Incandescent |  | Standard A Lamp | 1 | 60 | Closet
Ceiling Fixture | Incandescent |  | Decorative | 2 | 40 | Bedroom
Ceiling Fixture | Incandescent |  | Clear | 2 | 40 | Bedroom
Table | Incandescent |  | Decorative | 1 | 25 | Bedroom
Ceiling Fan | Incandescent |  | Clear | 1 | 40 | Bedroom
Table | Incandescent |  | Standard A Lamp | 1 | 60 | Bedroom
Ceiling Fan | Incandescent |  | Standard A Lamp | 1 | 60 | Bedroom
Table | Halogen |  | MR | 1 | 30 | Bedroom
Wall Mount | Incandescent |  | Clear | 1 | 60 | Closet
Ceiling Fixture | Compact Fluorescent |  | Twist | 2 | 15 | Hall
Floor lamp | Compact Fluorescent |  | Twist | 1 | 22 | Living Room
Table | Incandescent |  | 3-Way Incandescent | 1 | 100 | Living Room
Table | Incandescent |  | Globe | 1 | 60 | Living Room
Ceiling Fixture | Compact Fluorescent |  | Twist | 1 | 22 | Garage
Ceiling Fixture | Linear Fluorescent | 48 | T-8 | 4 | 32 | Kitchen
Ceiling Fixture | Linear Fluorescent | 18 | T-12 | 2 | 20 | Kitchen
Ceiling Fixture | Linear Fluorescent | 48 | T-12 | 2 | 40 | Laundry Room
Ceiling Fixture | Linear Fluorescent | 48 | T-8 | 2 | 32 | Bathroom
Ceiling Fixture | Incandescent |  | Heat Lamp | 2 | 250 | Bathroom
Ceiling Fan | Compact Fluorescent |  | Twist | 4 | 15 | Master Bedroom
Table | Incandescent |  | Clear | 1 | 25 | Master Bedroom
Ceiling Fixture | Incandescent |  | Standard A Lamp | 2 | 60 | Closet
Ceiling Fixture | Compact Fluorescent |  | Twist | 2 | 15 | Closet
Ceiling Fixture | Linear Fluorescent | 48 | T-12 | 4 | 40 | Living Room
Table | Incandescent |  | Standard A Lamp | 1 | 75 | Living Room
Ceiling Fixture | Linear Fluorescent | 48 | T-12 | 4 | 40 | Hall
Ceiling Fixture | Incandescent |  | Standard A Lamp | 1 | 75 | Hall
Ceiling Fixture | Compact Fluorescent |  | Twist | 3 | 22 | Hall
Ceiling Fixture | Incandescent |  | Standard A Lamp | 1 | 60 | Hall
Ceiling Fixture | Linear Fluorescent | 48 | T-12 | 2 | 40 | Other
Wall Mount | Incandescent |  | Globe | 8 | 25 | Bathroom
Wall Mount | Incandescent |  | Globe | 8 | 40 | Bathroom
Ceiling Fixture | Compact Fluorescent |  | Twist | 2 | 15 | Bedroom
Ceiling Fixture | Compact Fluorescent |  | Twist | 2 | 7 | Bedroom
Ceiling Fixture | Compact Fluorescent |  | Twist | 2 | 15 | Bedroom
Ceiling Fan | Compact Fluorescent |  | Twist | 4 | 15 | Family Room
Floor lamp | Compact Fluorescent |  | Twist | 1 | 15 | Family Room
Ceiling Fixture | Linear Fluorescent | 36 | T-4 | 2 | 40 | Kitchen
Ceiling Fixture | Compact Fluorescent |  | Twist | 2 | 15 | Kitchen
Ceiling Fixture | Compact Fluorescent |  | Twist | 2 | 15 | Laundry Room
Ceiling Fan | Incandescent |  | Standard A Lamp | 3 | 65 | Living Room
Track | Incandescent |  | Reflector | 3 | 75 | Bedroom
Ceiling Fixture | Incandescent |  | Globe | 2 | 75 | Bathroom
Ceiling Fixture | Compact Fluorescent |  | Globe | 2 | 22 | Kitchen
Table | Incandescent |  | Standard A Lamp | 1 | 100 | Master Bedroom
Ceiling Fixture | Incandescent |  | Standard A Lamp | 1 | 100 | Bathroom
Table | Incandescent |  | Standard A Lamp | 1 | 100 | Office
Ceiling Fixture | Incandescent |  | Standard A Lamp | 1 | 100 | Laundry Room
Ceiling Fixture | Incandescent |  | Standard A Lamp | 1 | 100 | Other
Ceiling Fixture | Compact Fluorescent |  | Twist | 1 | 22 | Garage
Table | Incandescent |  | Standard A Lamp | 1 | 100 | Living Room
Table | Incandescent |  | Standard A Lamp | 1 | 40 | Living Room
Ceiling Fixture | Halogen |  | PAR | 1 | 75 | Kitchen
Chandelier (Hanging) | Incandescent |  | Decorative | 5 | 60 | Dining Room
Table | Incandescent |  | Clear | 1 | 60 | Living Room
Table | Incandescent |  | Standard A Lamp | 1 | 60 | Living Room
Table | Incandescent |  | Standard A Lamp | 1 | 100 | Living Room
Ceiling Fixture | Compact Fluorescent |  | Twist | 1 | 28 | Living Room
Ceiling Fixture | Incandescent |  | Standard A Lamp | 1 | 75 | Hall
Ceiling Fixture | Incandescent |  | Standard A Lamp | 1 | 100 | Hall
Chandelier (Hanging) | Halogen |  | Other | 4 | 50 | Hall
Table | Incandescent |  | Standard A Lamp | 1 | 75 | Office
Table | Incandescent |  | 3-Way Incandescent | 1 | 125 | Office
Track | Incandescent |  | Globe | 4 | 75 | Office
Ceiling Fixture | Incandescent |  | Standard A Lamp | 1 | 100 | Closet
Wall Mount | Incandescent |  | Decorative | 2 | 40 | Bathroom
Wall Mount | Incandescent |  | Standard A Lamp | 2 | 60 | Bathroom
Recessed Can | Compact Fluorescent |  | Pin base | 1 | 15 | Bathroom
Table | Incandescent |  | Standard A Lamp | 1 | 60 | Bedroom
Ceiling Fan | Incandescent |  | Standard A Lamp | 1 | 40 | Bedroom
Table | Incandescent |  | Standard A Lamp | 1 | 60 | Bedroom
Ceiling Fixture | Incandescent |  | Standard A Lamp | 3 | 60 | Bedroom
Recessed Can | Compact Fluorescent |  | Pin base | 1 | 15 | Bedroom
Table | Incandescent |  | Standard A Lamp | 1 | 60 | Bedroom
Ceiling Fixture | Incandescent |  | Standard A Lamp | 2 | 60 | Other
Table | Incandescent |  | Standard A Lamp | 1 | 60 | Other
Ceiling Fixture | Incandescent |  | Standard A Lamp | 2 | 60 | Closet
Ceiling Fixture | Incandescent |  | Standard A Lamp | 2 | 60 | Closet
Ceiling Fixture | Linear Fluorescent | 48 | T-8 | 2 | 32 | Garage
Garage door opener | Incandescent |  | Standard A Lamp | 2 | 60 | Garage
Recessed Can | Incandescent |  | Reflector | 1 | 65 | Hall
Recessed Can | Incandescent |  | Reflector | 1 | 65 | Kitchen
Ceiling Fixture | Incandescent |  | Standard A Lamp | 1 | 60 | Kitchen
Recessed - other | Incandescent |  | Standard A Lamp | 2 | 40 | Kitchen
Ceiling Fixture | Linear Fluorescent | 48 | T-8 | 2 | 32 | Laundry Room
Ceiling Fixture | Compact Fluorescent |  | Circline (Screw Base) | 1 | 22 | Laundry Room
Recessed Can | Incandescent |  | Reflector | 1 | 65 | Living Room
Table | Compact Fluorescent |  | Twist | 1 | 22 | Living Room
Wall Mount | Incandescent |  | Clear | 3 | 60 | Bathroom
Ceiling Fixture | Incandescent |  | Reflector | 1 | 75 | Bathroom
Ceiling Fixture | Halogen |  | PAR | 1 | 250 | Bathroom
Wall Mount | Compact Fluorescent |  | Twist | 4 | 13 | Bathroom
Ceiling Fixture | Compact Fluorescent |  | Twist | 1 | 13 | Bathroom
Floor lamp | Incandescent |  | Reflector | 3 | 50 | Bedroom
Ceiling Fixture | Compact Fluorescent |  | Pin base | 1 | 22 | Bedroom
Floor lamp | Incandescent |  | Standard A Lamp | 1 | 75 | Bedroom
Table | Compact Fluorescent |  | Twist | 1 | 22 | Bedroom
Ceiling Fan | Incandescent |  | Standard A Lamp | 1 | 60 | Bedroom
Table | Incandescent |  | Standard A Lamp | 1 | 60 | Bedroom
Ceiling Fixture | Linear Fluorescent | 48 | T-8 | 3 | 32 | Other
Chandelier (Hanging) | Incandescent |  | Clear | 1 | 60 | Dining Room
Floor lamp | Compact Fluorescent |  | Twist | 1 | 13 | Dining Room
Table | Compact Fluorescent |  | Twist | 1 | 26 | Family Room
Ceiling Fixture | Compact Fluorescent |  | Pin base | 1 | 22 | Family Room
Ceiling Fixture | Compact Fluorescent |  | Pin base | 2 | 32 | Family Room
Wall Mount | Incandescent |  | Standard A Lamp | 1 | 60 | Family Room
Ceiling Fixture | Compact Fluorescent |  | Twist | 1 | 26 | Garage
Ceiling Fixture | Compact Fluorescent |  | Circline (Screw Base) | 1 | 28 | Garage
Garage door opener | Incandescent |  | Standard A Lamp | 2 | 60 | Garage
Wall Mount | Incandescent |  | Clear | 4 | 60 | Bathroom
Wall Mount | Compact Fluorescent |  | Twist | 1 | 20 | Other
Ceiling Fixture | Linear Fluorescent | 24 | T-8 | 2 | 20 | Other
Wall Mount | Incandescent |  | Clear | 1 | 40 | Hall
Chandelier (Hanging) | Incandescent |  | Clear | 3 | 60 | Kitchen
Ceiling Fixture | Linear Fluorescent | 48 | T-12 | 2 | 40 | Laundry Room
Ceiling Fixture | Compact Fluorescent |  | Twist | 1 | 13 | Laundry Room
Ceiling Fixture | Compact Fluorescent |  | Twist | 1 | 13 | Hall
Recessed Can | Incandescent |  | Reflector | 1 | 65 | Living Room
Recessed Can | Compact Fluorescent |  | Reflector | 1 | 26 | Living Room
Recessed Can | Halogen |  | PAR | 1 | 75 | Living Room
Floor lamp | Compact Fluorescent |  | Twist | 1 | 13 | Living Room
Table | Incandescent |  | Standard A Lamp | 1 | 100 | Living Room
Table | Compact Fluorescent |  | Straight Tube | 1 | 18 | Living Room
Floor lamp | Halogen |  | PAR | 1 | 50 | Living Room
Ceiling Fixture | Incandescent |  | Reflector | 1 | 40 | Living Room
Ceiling Fixture | Incandescent |  | Reflector | 1 | 75 | Bathroom
Wall Mount | Linear Fluorescent | 48 | T-12 | 1 | 40 | Bathroom
Wall Mount | Incandescent |  | Globe | 6 | 40 | Bathroom
Ceiling Fixture | Compact Fluorescent |  | Twist | 1 | 13 | Bathroom
Ceiling Fixture | Linear Fluorescent | 24 | T-8 | 3 | 20 | Other
Chandelier (Hanging) | Compact Fluorescent |  | Circline (Screw Base) | 1 | 28 | Other
Table | Incandescent |  | Standard A Lamp | 1 | 60 | Master Bedroom
Recessed Can | Compact Fluorescent |  | Reflector | 1 | 26 | Master Bedroom
Ceiling Fixture | Linear Fluorescent | 48 | T-8 | 3 | 32 | Office
Table | Incandescent |  | Standard A Lamp | 1 | 60 | Office
Ceiling Fixture | Compact Fluorescent |  | Twist | 1 | 13 | Bathroom
Ceiling Fixture | Linear Fluorescent | 24 | T-8 | 3 | 20 | Other
Ceiling Fixture | Incandescent |  | Standard A Lamp | 1 | 40 | Other
Ceiling Fixture | Incandescent |  | Standard A Lamp | 1 | 60 | Bathroom
Ceiling Fixture | Incandescent |  | Standard A Lamp | 1 | 40 | Closet
Recessed Can | Incandescent |  | Reflector | 1 | 65 | Kitchen
Ceiling Fixture | Incandescent |  | Standard A Lamp | 1 | 40 | Laundry Room
Table | Compact Fluorescent |  | Twist | 1 | 22 | Living Room
Floor lamp | Compact Fluorescent |  | Twist | 1 | 22 | Living Room
Ceiling Fixture | Compact Fluorescent |  | Twist | 1 | 22 | Bedroom
Table | Incandescent |  | Standard A Lamp | 1 | 40 | Bedroom
Ceiling Fixture | Incandescent |  | Standard A Lamp | 1 | 60 | Office
Floor lamp | Compact Fluorescent |  | Twist | 1 | 22 | Office
Wall Mount | Incandescent |  | Standard A Lamp | 2 | 60 | Bathroom
Ceiling Fan | Incandescent |  | Standard A Lamp | 1 | 40 | Bathroom
Table | Incandescent |  | Standard A Lamp | 1 | 60 | Bedroom
Ceiling Fixture | Incandescent |  | Standard A Lamp | 1 | 60 | Bedroom
Floor lamp | Compact Fluorescent |  | Twist | 1 | 22 | Bedroom
Ceiling Fixture | Incandescent |  | Standard A Lamp | 1 | 60 | Closet
Ceiling Fixture | Compact Fluorescent |  | Pin base | 2 | 15 | Hall
Wall Mount | Linear Fluorescent | 24 | T-4 | 1 | 16 | Dining Room
Wall Mount | Halogen |  | PAR | 1 | 50 | Dining Room
Chandelier (Hanging) | Incandescent |  | Decorative | 8 | 40 | Dining Room
Recessed Can | Halogen |  | PAR | 1 | 50 | Dining Room
Floor lamp | Incandescent |  | Standard A Lamp | 1 | 100 | Dining Room
Ceiling Fan | Incandescent |  | Decorative | 6 | 40 | Other
Garage door opener | Incandescent |  | Standard A Lamp | 2 | 60 | Garage
Ceiling Fixture | Linear Fluorescent | 48 | T-12 | 2 | 40 | Garage
Wall Mount | Linear Fluorescent | 24 | T-4 | 1 | 16 | Kitchen
Recessed Can | Compact Fluorescent |  | Twist | 1 | 23 | Kitchen
Chandelier (Hanging) | Compact Fluorescent |  | Twist | 1 | 23 | Kitchen
Recessed Can | Halogen |  | PAR | 1 | 50 | Living Room
Wall Mount | Halogen |  | PAR | 1 | 75 | Bathroom
Ceiling Fixture | Incandescent |  | Standard A Lamp | 1 | 40 | Bathroom
Recessed Can | Incandescent |  | Standard A Lamp | 1 | 100 | Master Bedroom
Floor lamp | Incandescent |  | 3-Way Incandescent | 1 | 150 | Master Bedroom
Ceiling Fixture | Linear Fluorescent | 48 | T-12 | 2 | 40 | Bathroom
Ceiling Fixture | Incandescent |  | Standard A Lamp | 1 | 40 | Bathroom
Ceiling Fixture | Incandescent |  | Standard A Lamp | 2 | 75 | Closet
Ceiling Fixture | Incandescent |  | Standard A Lamp | 1 | 60 | Hall
Ceiling Fixture | Compact Fluorescent |  | Twist | 2 | 23 | Closet
Ceiling Fixture | Incandescent |  | Standard A Lamp | 2 | 60 | Bedroom
Ceiling Fixture | Linear Fluorescent | 48 | T-8 | 2 | 32 | Office
Ceiling Fixture | Compact Fluorescent |  | Twist | 3 | 23 | Office
Recessed Can | Incandescent |  | Standard A Lamp | 1 | 100 | Hall
Ceiling Fixture | Linear Fluorescent | 48 | T-12 | 2 | 40 | Laundry Room
Ceiling Fixture | Incandescent |  | Standard A Lamp | 1 | 75 | Closet
Wall Mount | Incandescent |  | Decorative | 4 | 40 | Bathroom
Ceiling Fixture | Incandescent |  | Standard A Lamp | 2 | 75 | Bedroom
Floor lamp | Incandescent |  | Standard A Lamp | 2 | 75 | Bedroom
Floor lamp | Incandescent |  | Standard A Lamp | 1 | 40 | Bedroom
Ceiling Fixture | Halogen |  | PAR | 1 | 50 | Hall
Recessed Can | Incandescent |  | Standard A Lamp | 1 | 100 | Hall
Ceiling Fixture | Linear Fluorescent | 48 | T-12 | 2 | 40 | Closet
Ceiling Fixture | Linear Fluorescent | 48 | T-12 | 4 | 40 | Office
Recessed Can | Incandescent |  | Reflector | 1 | 65 | Office
Ceiling Fixture | Compact Fluorescent |  | Twist | 2 | 15 | Bedroom
Ceiling Fixture | Compact Fluorescent |  | Twist | 2 | 15 | Master Bedroom
Wall Mount | Incandescent |  | Globe | 4 | 60 | Bathroom
Recessed - other | Incandescent |  | Reflector | 1 | 75 | Bathroom
Ceiling Fixture | Compact Fluorescent |  | Twist | 1 | 15 | Hall
Wall Mount | Incandescent |  | Globe | 4 | 60 | Bathroom
Ceiling Fixture | Compact Fluorescent |  | Twist | 2 | 15 | Bedroom
Chandelier (Hanging) | Compact Fluorescent |  | Twist | 5 | 15 | Kitchen
Recessed Can | Compact Fluorescent |  | Flood | 1 | 22 | Kitchen
Ceiling Fan | Compact Fluorescent |  | Twist | 2 | 15 | Living Room
Recessed Can | Compact Fluorescent |  | Reflector | 1 | 22 | Living Room
Ceiling Fixture | Compact Fluorescent |  | Twist | 1 | 28 | Garage
Garage door opener | Incandescent |  | Clear | 1 | 40 | Garage
Wall Mount | Incandescent |  | Globe | 5 | 40 | Bedroom
Wall Mount | Compact Fluorescent |  | Twist | 2 | 22 | Bathroom
Ceiling Fixture | Compact Fluorescent |  | Twist | 1 | 15 | Bedroom
Floor lamp | Compact Fluorescent |  | Twist | 1 | 22 | Bedroom
Ceiling Fixture | Incandescent |  | Standard A Lamp | 2 | 40 | Bedroom
Table | Compact Fluorescent |  | Twist | 1 | 15 | Bedroom
Ceiling Fixture | Incandescent |  | Reflector | 1 | 75 | Garage
Ceiling Fixture | Incandescent |  | Standard A Lamp | 2 | 60 | Hall
Ceiling Fixture | Incandescent |  | Standard A Lamp | 1 | 60 | Laundry Room
Wall Mount | Compact Fluorescent |  | Twist | 1 | 22 | Living Room
Wall Mount | Incandescent |  | Standard A Lamp | 2 | 60 | Bathroom
Ceiling Fixture | Incandescent |  | Standard A Lamp | 1 | 60 | Bathroom
Ceiling Fixture | Incandescent |  | Standard A Lamp | 1 | 60 | Bedroom
Ceiling Fixture | Incandescent |  | Standard A Lamp | 2 | 60 | Bedroom
Ceiling Fixture | Incandescent |  | Standard A Lamp | 1 | 60 | Laundry Room
Table | Incandescent |  | Standard A Lamp | 1 | 60 | Living Room
Chandelier (Hanging) | Incandescent |  | Standard A Lamp | 2 | 60 | Bathroom
Chandelier (Hanging) | Incandescent |  | Standard A Lamp | 2 | 60 | Bathroom
Ceiling Fixture | Incandescent |  | Standard A Lamp | 1 | 65 | Bathroom
Ceiling Fixture | Compact Fluorescent |  | Twist | 1 | 22 | Bedroom
Table | Incandescent |  | Standard A Lamp | 1 | 60 | Bedroom
Ceiling Fixture | Incandescent |  | Standard A Lamp | 2 | 60 | Bedroom
Wall Mount | Incandescent |  | Standard A Lamp | 1 | 60 | Bedroom
Chandelier (Hanging) | Incandescent |  | Decorative | 6 | 25 | Family Room
Table | Incandescent |  | 3-Way Incandescent | 1 | 75 | Family Room
Ceiling Fixture | Incandescent |  | Standard A Lamp | 1 | 60 | Hall
Ceiling Fixture | Incandescent |  | Standard A Lamp | 2 | 60 | Hall
Ceiling Fixture | Incandescent |  | Standard A Lamp | 3 | 60 | Kitchen
Ceiling Fixture | Incandescent |  | Standard A Lamp | 1 | 65 | Laundry Room
Ceiling Fan | Incandescent |  | Standard A Lamp | 1 | 75 | Living Room
Table | Incandescent |  | Standard A Lamp | 1 | 100 | Living Room
Table | Compact Fluorescent |  | Twist | 1 | 28 | Living Room
Ceiling Fixture | Incandescent |  | Standard A Lamp | 1 | 65 | Office
Table | Incandescent |  | Standard A Lamp | 1 | 60 | Office
Ceiling Fixture | Incandescent |  | Standard A Lamp | 2 | 60 | Office
Torchiere | Halogen |  | Quartz Tube | 1 | 150 | Living Room
Chandelier (Hanging) | Incandescent |  | Standard A Lamp | 1 | 60 | Living Room
Ceiling Fixture | Incandescent |  | Standard A Lamp | 2 | 60 | Bedroom
Table | Incandescent |  | Mini base | 2 | 40 | Bedroom
Ceiling Fixture | Incandescent |  | Standard A Lamp | 1 | 75 | Other
Ceiling Fixture | Linear Fluorescent | 48 | T-8 | 2 | 32 | Other
Ceiling Fixture | Incandescent |  | Standard A Lamp | 1 | 100 | Other
Ceiling Fixture | Incandescent |  | Standard A Lamp | 1 | 100 | Other
Ceiling Fixture | Incandescent |  | Standard A Lamp | 2 | 60 | Other
Ceiling Fixture | Linear Fluorescent | 48 | T-8 | 4 | 32 | Dining Room
Ceiling Fixture | Linear Fluorescent | 48 | T-8 | 3 | 32 | Kitchen
Ceiling Fixture | Incandescent |  | Standard A Lamp | 1 | 40 | Hall
Wall Mount | Incandescent |  | Standard A Lamp | 4 | 60 | Bathroom
Ceiling Fixture | Incandescent |  | Standard A Lamp | 1 | 60 | Bathroom
Ceiling Fixture | Incandescent |  | Standard A Lamp | 2 | 60 | Master Bedroom
Table | Incandescent |  | Decorative | 1 | 40 | Master Bedroom
Table | Incandescent |  | Standard A Lamp | 1 | 60 | Master Bedroom
Ceiling Fixture | Incandescent |  | Standard A Lamp | 2 | 60 | Bedroom
Table | Compact Fluorescent |  | Twist | 1 | 22 | Bedroom
Floor lamp | Incandescent |  | 3-Way Incandescent | 1 | 75 | Bedroom
Ceiling Fixture | Incandescent |  | Standard A Lamp | 2 | 60 | Bedroom
Ceiling Fixture | Incandescent |  | Standard A Lamp | 2 | 60 | Family Room
Ceiling Fixture | Incandescent |  | Standard A Lamp | 1 | 100 | Bedroom
Table | Compact Fluorescent |  | A shape bulb | 1 | 11 | Bedroom
High bay | Linear Fluorescent | 48 | T-12 | 2 | 40 | Other
Table | Compact Fluorescent |  | Twist | 1 | 27 | Other
Ceiling Fixture | Compact Fluorescent |  | Twist | 1 | 10 | Other
Ceiling Fixture | Compact Fluorescent |  | Twist | 1 | 14 | Hall
Wall Mount | Compact Fluorescent |  | Twist | 1 | 14 | Bathroom
Ceiling Fixture | Compact Fluorescent |  | Twist | 1 | 14 | Bathroom
Wall Mount | Incandescent |  | Globe | 6 | 40 | Bathroom
Ceiling Fixture | Compact Fluorescent |  | Twist | 1 | 23 | Bathroom
Ceiling Fixture | Compact Fluorescent |  | A shape bulb | 1 | 23 | Closet
Ceiling Fixture | Incandescent |  | Standard A Lamp | 1 | 60 | Closet
Chandelier (Hanging) | Incandescent |  | Decorative | 5 | 40 | Dining Room
Floor lamp | Incandescent |  | 3-Way Incandescent | 1 | 200 | Family Room
Floor lamp | Incandescent |  | Decorative | 3 | 40 | Family Room
Table | Compact Fluorescent |  | Twist | 1 | 13 | Family Room
Table | Compact Fluorescent |  | Twist | 1 | 23 | Family Room
Ceiling Fixture | Incandescent |  | Standard A Lamp | 1 | 100 | Hall
Ceiling Fixture | Compact Fluorescent |  | Twist | 1 | 23 | Hall
High bay | Linear Fluorescent | 48 | T-12 | 2 | 40 | Kitchen
Ceiling Fixture | Compact Fluorescent |  | Twist | 1 | 10 | Laundry Room
Ceiling Fan | Compact Fluorescent |  | Twist | 1 | 14 | Living Room
Table | Compact Fluorescent |  | Twist | 1 | 13 | Living Room
Floor lamp | Incandescent |  | 3-Way Incandescent | 1 | 70 | Living Room
Floor lamp | Incandescent |  | 3-Way Incandescent | 1 | 200 | Living Room
Floor lamp | Incandescent |  | Decorative | 3 | 40 | Living Room
Ceiling Fixture | Incandescent |  | Standard A Lamp | 1 | 100 | Master Bedroom
Table | Compact Fluorescent |  | Decorative | 1 | 7 | Master Bedroom
Ceiling Fixture | Incandescent |  | Standard A Lamp | 1 | 60 | Office
Low bay | Incandescent |  | Other | 2 | 40 | Office
Track | Incandescent |  | Reflector | 2 | 65 | Office
Ceiling Fixture | Compact Fluorescent |  | Twist | 1 | 23 | Office
Chandelier (Hanging) | Incandescent |  | Standard A Lamp | 1 | 60 | Hall
Ceiling Fixture | Compact Fluorescent |  | Twist | 1 | 23 | Bedroom
Table | Compact Fluorescent |  | Twist | 1 | 23 | Bedroom
Ceiling Fixture | Compact Fluorescent |  | Twist | 1 | 15 | Hall
Ceiling Fixture | Linear Fluorescent | 48 | T-8 | 2 | 32 | Closet
Chandelier (Hanging) | Incandescent |  | Clear | 5 | 60 | Dining Room
Chandelier (Hanging) | Halogen |  | MR | 1 | 50 | Dining Room
Other | Incandescent |  | Other | 1 | 224 | Dining Room
Recessed Can | Incandescent |  | Reflector | 1 | 65 | Kitchen
Recessed - other | Compact Fluorescent |  | Pin base | 2 | 32 | Kitchen
Ceiling Fixture | Incandescent |  | Standard A Lamp | 2 | 60 | Closet
Chandelier (Hanging) | Incandescent |  | Standard A Lamp | 3 | 60 | Family Room
Table | Compact Fluorescent |  | Twist | 1 | 36 | Family Room
Ceiling Fixture | Linear Fluorescent | 48 | T-8 | 2 | 32 | Office
Torchiere | Halogen |  | Quartz Tube | 1 | 300 | Office
Wall Mount | Incandescent |  | Globe | 6 | 60 | Bathroom
Ceiling Fixture | Linear Fluorescent | 48 | T-8 | 4 | 32 | Laundry Room
Ceiling Fixture | Linear Fluorescent | 32 | T-8 | 2 | 32 | Garage
Garage door opener | Incandescent |  | Standard A Lamp | 1 | 40 | Garage
Ceiling Fixture | Linear Fluorescent | 48 | T-8 | 2 | 40 | Other
Wall Mount | Incandescent |  | Standard A Lamp | 1 | 60 | Living Room
Wall Mount | Compact Fluorescent |  | Twist | 1 | 15 | Living Room
Ceiling Fixture | Incandescent |  | Standard A Lamp | 3 | 40 | Bedroom
Table | Compact Fluorescent |  | Twist | 1 | 15 | Bedroom
Recessed Can | Incandescent |  | Reflector | 1 | 65 | Family Room
Ceiling Fixture | Linear Fluorescent | 40 | T-12 | 2 | 40 | Family Room
Ceiling Fixture | Compact Fluorescent |  | Twist | 1 | 15 | Family Room
Ceiling Fixture | Linear Fluorescent | 48 | T-12 | 2 | 40 | Other
Ceiling Fixture | Incandescent |  | Standard A Lamp | 1 | 100 | Other
Table | Incandescent |  | Standard A Lamp | 1 | 100 | Other
Ceiling Fixture | Incandescent |  | Standard A Lamp | 2 | 75 | Other
Ceiling Fixture | Incandescent |  | Standard A Lamp | 2 | 60 | Bathroom
Wall Mount | Incandescent |  | Standard A Lamp | 5 | 100 | Bathroom
Ceiling Fixture | Incandescent |  | Standard A Lamp | 3 | 60 | Bedroom
Table | Incandescent |  | Standard A Lamp | 1 | 100 | Bedroom
Wall Mount | Halogen |  | MR | 6 | 50 | Bathroom
Recessed Can | Incandescent |  | Reflector | 1 | 65 | Bathroom
Recessed Can | Incandescent |  | Reflector | 1 | 40 | Bathroom
Ceiling Fixture | Incandescent |  | Standard A Lamp | 3 | 60 | Master Bedroom
Table | Incandescent |  | Standard A Lamp | 1 | 60 | Master Bedroom
Ceiling Fixture | Linear Fluorescent | 48 | T-8 | 2 | 32 | Closet
Ceiling Fixture | Incandescent |  | Standard A Lamp | 2 | 60 | Hall
Ceiling Fixture | Incandescent |  | Standard A Lamp | 3 | 60 | Hall
Other | Incandescent |  | Other | 1 | 208 | Hall
Ceiling Fixture | Compact Fluorescent |  | Twist | 2 | 15 | Hall
Recessed - other | Incandescent |  | Reflector | 1 | 65 | Living Room
Table | Incandescent |  | 3-Way Incandescent | 1 | 70 | Living Room
Table | Incandescent |  | Other | 1 | 60 | Living Room
Chandelier (Hanging) | Incandescent |  | Mini base | 8 | 60 | Kitchen
Ceiling Fan | Incandescent |  | Standard A Lamp | 2 | 40 | Living Room
Ceiling Fixture | Incandescent |  | Standard A Lamp | 1 | 100 | Other
Ceiling Fixture | Compact Fluorescent |  | Twist | 2 | 15 | Master Bedroom
Ceiling Fixture | Compact Fluorescent |  | Twist | 1 | 15 | Bathroom
Ceiling Fixture | Compact Fluorescent |  | Twist | 2 | 15 | Closet
Ceiling Fixture | Compact Fluorescent |  | Twist | 3 | 22 | Bathroom
Ceiling Fan | Compact Fluorescent |  | Twist | 3 | 22 | Bedroom
Ceiling Fixture | Compact Fluorescent |  | Twist | 2 | 15 | Bedroom
Ceiling Fixture | Compact Fluorescent |  | Twist | 1 | 15 | Bedroom
Table | Compact Fluorescent |  | Twist | 1 | 15 | Bedroom
Table | Compact Fluorescent |  | Straight Tube | 1 | 28 | Bedroom
Ceiling Fixture | Incandescent |  | Heat Lamp | 2 | 150 | Bathroom
Wall Mount | Incandescent |  | Globe | 4 | 40 | Bathroom
Ceiling Fixture | Incandescent |  | Standard A Lamp | 2 | 60 | Bedroom
Ceiling Fixture | Incandescent |  | Standard A Lamp | 2 | 60 | Bedroom
Ceiling Fixture | Linear Fluorescent | 48 | T-12 | 2 | 40 | Garage
Ceiling Fixture | Compact Fluorescent |  | Twist | 1 | 22 | Hall
Ceiling Fixture | Linear Fluorescent | 48 | T-8 | 4 | 32 | Kitchen
Chandelier (Hanging) | Incandescent |  | Decorative | 7 | 40 | Kitchen
Ceiling Fixture | Incandescent |  | Standard A Lamp | 1 | 60 | Kitchen
Recessed Can | Incandescent |  | Reflector | 1 | 60 | Living Room
Ceiling Fan | Incandescent |  | Standard A Lamp | 2 | 75 | Living Room
Wall Mount | Incandescent |  | Globe | 4 | 40 | Bathroom
Ceiling Fixture | Compact Fluorescent |  | Twist | 2 | 22 | Master Bedroom
Wall Mount | Incandescent |  | Standard A Lamp | 5 | 75 | Bathroom
Wall Mount | Incandescent |  | Standard A Lamp | 3 | 60 | Bathroom
Ceiling Fan | Incandescent |  | Standard A Lamp | 1 | 60 | Bedroom
Ceiling Fan | Incandescent |  | Standard A Lamp | 1 | 100 | Master Bedroom
Table | Incandescent |  | Standard A Lamp | 1 | 40 | Master Bedroom
Ceiling Fan | Incandescent |  | Standard A Lamp | 1 | 60 | Bedroom
Ceiling Fan | Incandescent |  | Standard A Lamp | 4 | 60 | Other
Ceiling Fixture | Incandescent |  | Decorative | 1 | 75 | Other
Ceiling Fixture | Linear Fluorescent | 96 | T-12 | 2 | 75 | Other
Chandelier (Hanging) | Incandescent |  | Mini base | 10 | 40 | Dining Room
Recessed Can | Incandescent |  | Reflector | 1 | 65 | Family Room
Table | Incandescent |  | Standard A Lamp | 1 | 100 | Family Room
Ceiling Fan | Incandescent |  | Standard A Lamp | 1 | 75 | Family Room
Garage door opener | Incandescent |  | Standard A Lamp | 2 | 60 | Garage
Ceiling Fixture | Linear Fluorescent | 48 | T-12 | 2 | 40 | Garage
Ceiling Fixture | Incandescent |  | Standard A Lamp | 2 | 60 | Hall
Ceiling Fixture | Incandescent |  | Standard A Lamp | 1 | 60 | Hall
Ceiling Fixture | Linear Fluorescent | 48 | T-8 | 2 | 32 | Kitchen
Ceiling Fixture | Incandescent |  | Standard A Lamp | 1 | 75 | Laundry Room
Table | Incandescent |  | Standard A Lamp | 1 | 100 | Living Room
Ceiling Fan | Incandescent |  | Standard A Lamp | 1 | 75 | Master Bedroom
Chandelier (Hanging) | Incandescent |  | Reflector | 3 | 40 | Hall
Wall Mount | Incandescent |  | Globe | 4 | 60 | Bathroom
Ceiling Fixture | Incandescent |  | Standard A Lamp | 2 | 40 | Bedroom
Ceiling Fixture | Incandescent |  | Standard A Lamp | 2 | 40 | Bedroom
Ceiling Fixture | Incandescent |  | Reflector | 3 | 65 | Dining Room
Floor lamp | Halogen |  | Quartz Tube | 1 | 30 | Closet
Ceiling Fixture | Incandescent |  | Colored | 1 | 60 | Other
Ceiling Fixture | Incandescent |  | Standard A Lamp | 1 | 60 | Garage
Ceiling Fixture | Incandescent |  | Standard A Lamp | 2 | 40 | Hall
Ceiling Fixture | Incandescent |  | Reflector | 3 | 65 | Kitchen
Ceiling Fixture | Incandescent |  | Standard A Lamp | 2 | 40 | Laundry Room
Floor lamp | Compact Fluorescent |  | Twist | 1 | 22 | Living Room
Wall Mount | Incandescent |  | Decorative | 4 | 40 | Bathroom
Ceiling Fixture | Compact Fluorescent |  | Twist | 3 | 22 | Master Bedroom
Ceiling Fixture | Incandescent |  | Standard A Lamp | 2 | 60 | Bedroom
Table | Compact Fluorescent |  | Twist | 1 | 22 | Bedroom
Wall Mount | Incandescent |  | Standard A Lamp | 3 | 60 | Bathroom
Ceiling Fixture | Incandescent |  | Standard A Lamp | 2 | 60 | Other
Ceiling Fixture | Linear Fluorescent | 48 | T-12 | 2 | 40 | Kitchen
Ceiling Fixture | Incandescent |  | Standard A Lamp | 1 | 60 | Kitchen
Ceiling Fixture | Incandescent |  | Standard A Lamp | 2 | 60 | Living Room
Floor lamp | Incandescent |  | Standard A Lamp | 1 | 60 | Living Room
Ceiling Fixture | Incandescent |  | Standard A Lamp | 3 | 60 | Master Bedroom
Ceiling Fixture | Incandescent |  | Standard A Lamp | 3 | 60 | Office
Wall Mount | Incandescent |  | Decorative | 2 | 40 | Bathroom
Wall Mount | Incandescent |  | Globe | 6 | 40 | Bathroom
Ceiling Fixture | Incandescent |  | Standard A Lamp | 1 | 40 | Bathroom
Wall Mount | Incandescent |  | Globe | 6 | 40 | Bathroom
Ceiling Fixture | Compact Fluorescent |  | Twist | 1 | 15 | Bedroom
Other | Incandescent |  | Heat Lamp | 1 | 25 | Bedroom
Ceiling Fixture | Compact Fluorescent |  | Twist | 1 | 15 | Bedroom
Other | Incandescent |  | Heat Lamp | 1 | 25 | Bedroom
Ceiling Fan | Compact Fluorescent |  | Twist | 3 | 15 | Master Bedroom
Floor lamp | Incandescent |  | Standard A Lamp | 1 | 60 | Master Bedroom
Ceiling Fan | Incandescent |  | Standard A Lamp | 1 | 60 | Office
Ceiling Fixture | Incandescent |  | Standard A Lamp | 1 | 60 | Closet
Torchiere | Incandescent |  | Standard A Lamp | 1 | 75 | Family Room
Table | Incandescent |  | Standard A Lamp | 1 | 75 | Family Room
Garage door opener | Incandescent |  | Standard A Lamp | 1 | 60 | Garage
Ceiling Fixture | Compact Fluorescent |  | Twist | 1 | 15 | Hall
Track | Incandescent |  | Standard A Lamp | 1 | 100 | Hall
Recessed Can | Incandescent |  | Reflector | 1 | 65 | Kitchen
Ceiling Fixture | Compact Fluorescent |  | Circline (Screw Base) | 1 | 28 | Kitchen
Ceiling Fixture | Compact Fluorescent |  | Twist | 1 | 15 | Laundry Room
Ceiling Fan | Incandescent |  | Standard A Lamp | 2 | 60 | Living Room
Torchiere | Incandescent |  | Standard A Lamp | 1 | 60 | Living Room
Ceiling Fan | Compact Fluorescent |  | Twist | 1 | 15 | Living Room
Chandelier (Hanging) | Incandescent |  | Globe | 1 | 75 | Kitchen
Ceiling Fixture | Compact Fluorescent |  | Twist | 2 | 15 | Kitchen
Other | Compact Fluorescent |  | Twist | 1 | 22 | Kitchen
Wall Mount | Incandescent |  | Clear | 3 | 75 | Bathroom
Ceiling Fixture | Compact Fluorescent |  | Twist | 1 | 15 | Bathroom
Table | Incandescent |  | Globe | 3 | 40 | Family Room
Ceiling Fixture | Linear Fluorescent | 48 | T-8 | 2 | 32 | Family Room
Ceiling Fixture | Compact Fluorescent |  | Twist | 2 | 7 | Family Room
Ceiling Fixture | Compact Fluorescent |  | Twist | 3 | 15 | Bedroom
Ceiling Fixture | Compact Fluorescent |  | Twist | 3 | 22 | Bedroom
Ceiling Fixture | Linear Fluorescent | 36 | T-5 | 1 | 20 | Laundry Room
Wall Mount | Linear Fluorescent | 36 | T-8 | 2 | 32 | Living Room
Ceiling Fixture | Compact Fluorescent |  | Twist | 1 | 15 | Living Room
Ceiling Fixture | Compact Fluorescent |  | Twist | 1 | 15 | Bedroom
Track | Incandescent |  | Clear | 3 | 90 | Closet
Ceiling Fixture | Compact Fluorescent |  | Twist | 1 | 15 | Closet
Ceiling Fixture | Linear Fluorescent | 36 | T-5 | 1 | 20 | Other
Ceiling Fixture | Compact Fluorescent |  | Twist | 1 | 22 | Bathroom
Ceiling Fixture | Compact Fluorescent |  | Twist | 1 | 22 | Hall
Chandelier (Hanging) | Compact Fluorescent |  | Twist | 1 | 36 | Kitchen
Wall Mount | Incandescent |  | Standard A Lamp | 2 | 60 | Bathroom
Wall Mount | Incandescent |  | Standard A Lamp | 2 | 60 | Bathroom
Recessed Can | Incandescent |  | Reflector | 1 | 60 | Bathroom
Ceiling Fan | Incandescent |  | Standard A Lamp | 2 | 60 | Bedroom
Table | Compact Fluorescent |  | Twist | 1 | 22 | Bedroom
Ceiling Fixture | Incandescent |  | Standard A Lamp | 2 | 60 | Bedroom
Table | Incandescent |  | Standard A Lamp | 1 | 60 | Bedroom
Table | Compact Fluorescent |  | Twist | 1 | 22 | Bedroom
Ceiling Fixture | Incandescent |  | Standard A Lamp | 2 | 60 | Bedroom
Chandelier (Hanging) | Incandescent |  | Standard A Lamp | 3 | 60 | Family Room
Table | Compact Fluorescent |  | Twist | 1 | 22 | Family Room
Floor lamp | Incandescent |  | Standard A Lamp | 3 | 60 | Family Room
Recessed Can | Incandescent |  | Reflector | 1 | 40 | Family Room
Wall Mount | Incandescent |  | Standard A Lamp | 1 | 60 | Family Room
Ceiling Fixture | Compact Fluorescent |  | Twist | 1 | 22 | Garage
Garage door opener | Incandescent |  | Clear | 2 | 40 | Garage
Ceiling Fixture | Incandescent |  | Standard A Lamp | 2 | 60 | Hall
Recessed Can | Incandescent |  | Reflector | 1 | 60 | Hall
Ceiling Fixture | Incandescent |  | Standard A Lamp | 2 | 60 | Laundry Room
Ceiling Fixture | Incandescent |  | Standard A Lamp | 2 | 60 | Office
Table | Incandescent |  | Standard A Lamp | 3 | 60 | Office
Wall Mount | Incandescent |  | Standard A Lamp | 1 | 60 | Other
Ceiling Fixture | Incandescent |  | Standard A Lamp | 1 | 65 | Other
Wall Mount | Incandescent |  | Reflector | 7 | 65 | Other
Ceiling Fixture | Incandescent |  | Standard A Lamp | 1 | 75 | Bathroom
Wall Mount | Incandescent |  | Standard A Lamp | 1 | 100 | Bathroom
Ceiling Fixture | Incandescent |  | Standard A Lamp | 2 | 60 | Bedroom
Ceiling Fixture | Incandescent |  | Standard A Lamp | 1 | 100 | Bedroom
Table | Incandescent |  | Standard A Lamp | 1 | 125 | Bedroom
Ceiling Fixture | Incandescent |  | Standard A Lamp | 1 | 100 | Bedroom
Ceiling Fixture | Incandescent |  | Standard A Lamp | 1 | 100 | Hall
Ceiling Fixture | Incandescent |  | Standard A Lamp | 4 | 125 | Dining Room
Ceiling Fan | Incandescent |  | Standard A Lamp | 5 | 90 | Living Room
Wall Mount | Incandescent |  | Standard A Lamp | 1 | 60 | Living Room
Ceiling Fixture | Incandescent |  | Standard A Lamp | 3 | 100 | Laundry Room
Wall Mount | Incandescent |  | Globe | 4 | 60 | Bathroom
Ceiling Fixture | Incandescent |  | Standard A Lamp | 1 | 75 | Bathroom
Wall Mount | Incandescent |  | Globe | 6 | 60 | Bathroom
Ceiling Fan | Incandescent |  | Standard A Lamp | 4 | 60 | Bedroom
Table | Incandescent |  | Standard A Lamp | 1 | 100 | Bedroom
Table | Incandescent |  | Standard A Lamp | 1 | 100 | Bedroom
Ceiling Fan | Incandescent |  | Standard A Lamp | 3 | 60 | Bedroom
Wall Mount | Incandescent |  | Standard A Lamp | 1 | 60 | Closet
Ceiling Fan | Incandescent |  | Standard A Lamp | 4 | 100 | Dining Room
Ceiling Fan | Incandescent |  | Decorative | 3 | 60 | Other
Ceiling Fixture | Linear Fluorescent | 48 | T-8 | 2 | 32 | Living Room
Recessed Can | Halogen |  | PAR | 1 | 150 | Living Room
Table | Incandescent |  | Standard A Lamp | 1 | 100 | Living Room
Floor lamp | Incandescent |  | Standard A Lamp | 1 | 60 | Living Room
Garage door opener | Incandescent |  | Standard A Lamp | 2 | 75 | Garage
Ceiling Fixture | Linear Fluorescent | 48 | T-8 | 2 | 32 | Garage
Ceiling Fixture | Incandescent |  | Standard A Lamp | 2 | 75 | Hall
Wall Mount | Incandescent |  | Decorative | 1 | 60 | Hall
Ceiling Fixture | Incandescent |  | Standard A Lamp | 1 | 60 | Hall
Ceiling Fixture | Linear Fluorescent | 48 | T-8 | 2 | 32 | Kitchen
Ceiling Fixture | Incandescent |  | Standard A Lamp | 1 | 75 | Laundry Room
Ceiling Fixture | Compact Fluorescent |  | Twist | 1 | 15 | Laundry Room
Torchiere | Halogen |  | Quartz Tube | 1 | 500 | Living Room
Floor lamp | Incandescent |  | Standard A Lamp | 1 | 60 | Living Room
Table | Incandescent |  | Standard A Lamp | 2 | 60 | Bedroom
Ceiling Fixture | Linear Fluorescent | 48 | T-8 | 2 | 32 | Bedroom
Ceiling Fixture | Compact Fluorescent |  | Twist | 2 | 15 | Office
Ceiling Fixture | Incandescent |  | Standard A Lamp | 1 | 60 | Other
Ceiling Fixture | Compact Fluorescent |  | Twist | 1 | 22 | Bathroom
Ceiling Fixture | Incandescent |  | Standard A Lamp | 1 | 60 | Bedroom
Ceiling Fixture | Incandescent |  | Standard A Lamp | 1 | 60 | Bedroom
Ceiling Fixture | Incandescent |  | Standard A Lamp | 1 | 65 | Bedroom
Ceiling Fixture | Incandescent |  | Standard A Lamp | 2 | 60 | Garage
Ceiling Fixture | Compact Fluorescent |  | Twist | 2 | 22 | Kitchen
Table | Compact Fluorescent |  | Twist | 1 | 22 | Living Room
Ceiling Fixture | Incandescent |  | Standard A Lamp | 1 | 60 | Laundry Room
Ceiling Fixture | Incandescent |  | Standard A Lamp | 1 | 60 | Bathroom
Wall Mount | Incandescent |  | Standard A Lamp | 3 | 40 | Bathroom
Wall Mount | Incandescent |  | Standard A Lamp | 1 | 40 | Bathroom
Ceiling Fixture | Incandescent |  | Standard A Lamp | 1 | 60 | Bathroom
Wall Mount | Incandescent |  | Standard A Lamp | 4 | 40 | Bathroom
Ceiling Fan | Incandescent |  | Decorative | 4 | 60 | Master Bedroom
Wall Mount | Incandescent |  | Globe | 1 | 60 | Master Bedroom
Table | Incandescent |  | Clear | 1 | 60 | Master Bedroom
Ceiling Fixture | Incandescent |  | Standard A Lamp | 2 | 40 | Bedroom
Table | Incandescent |  | Standard A Lamp | 1 | 40 | Bedroom
Ceiling Fixture | Incandescent |  | Standard A Lamp | 3 | 40 | Office
Ceiling Fixture | Linear Fluorescent | 48 | T-12 | 2 | 32 | Closet
Chandelier (Hanging) | Incandescent |  | Globe | 6 | 60 | Dining Room
Recessed Can | Incandescent |  | Reflector | 1 | 65 | Family Room
Ceiling Fixture | Linear Fluorescent | 60 | T-12 | 2 | 40 | Garage
Wall Mount | Incandescent |  | Standard A Lamp | 1 | 60 | Hall
Chandelier (Hanging) | Incandescent |  | Standard A Lamp | 3 | 60 | Hall
Wall Mount | Incandescent |  | Standard A Lamp | 1 | 40 | Hall
Track | Halogen |  | MR | 5 | 50 | Kitchen
Ceiling Fixture | Compact Fluorescent |  | Twist | 2 | 15 | Kitchen
Ceiling Fixture | Linear Fluorescent | 48 | T-12 | 4 | 32 | Laundry Room
Ceiling Fixture | Compact Fluorescent |  | Twist | 2 | 15 | Laundry Room
Ceiling Fixture | Compact Fluorescent |  | Twist | 2 | 15 | Living Room
Table | Incandescent |  | Standard A Lamp | 1 | 60 | Living Room
Floor lamp | Incandescent |  | Standard A Lamp | 1 | 60 | Living Room
Recessed - other | Compact Fluorescent |  | Twist | 1 | 22 | Living Room
Floor lamp | Incandescent |  | 3-Way Incandescent | 1 | 100 | Living Room
Floor lamp | Compact Fluorescent |  | Twist | 1 | 22 | Living Room
Ceiling Fixture | Compact Fluorescent |  | Twist | 1 | 28 | Bathroom
Ceiling Fixture | Linear Fluorescent | 48 | T-8 | 2 | 32 | Bedroom
Table | Incandescent |  | Mini base | 3 | 60 | Bedroom
Ceiling Fixture | Compact Fluorescent |  | Straight Tube | 1 | 15 | Bedroom
Table | Incandescent |  | Standard A Lamp | 1 | 60 | Bedroom
Ceiling Fixture | Compact Fluorescent |  | Twist | 1 | 28 | Other
Ceiling Fixture | Compact Fluorescent |  | Straight Tube | 1 | 36 | Family Room
Ceiling Fixture | Linear Fluorescent | 96 | T-12 | 2 | 100 | Garage
Ceiling Fixture | Compact Fluorescent |  | Twist | 1 | 15 | Master Bedroom
Chandelier (Hanging) | Compact Fluorescent |  | Twist | 5 | 15 | Dining Room
Recessed Can | Compact Fluorescent |  | Flood | 1 | 15 | Dining Room
Table | Incandescent |  | Standard A Lamp | 1 | 75 | Dining Room
Ceiling Fixture | Linear Fluorescent | 48 | T-8 | 4 | 32 | Kitchen
Ceiling Fixture | Compact Fluorescent |  | Flood | 1 | 15 | Kitchen
Ceiling Fixture | Linear Fluorescent | 48 | T-8 | 4 | 32 | Laundry Room
Recessed Can | Compact Fluorescent |  | Flood | 1 | 15 | Laundry Room
Ceiling Fixture | Linear Fluorescent | 48 | T-8 | 2 | 32 | Bathroom
Recessed Can | Compact Fluorescent |  | Flood | 1 | 15 | Hall
Ceiling Fixture | Compact Fluorescent |  | Twist | 1 | 15 | Bedroom
Recessed Can | Compact Fluorescent |  | Flood | 1 | 15 | Hall
Wall Mount | Linear Fluorescent | 48 | T-12 | 1 | 40 | Hall
Chandelier (Hanging) | Incandescent |  | Standard A Lamp | 5 | 60 | Dining Room
Wall Mount | Compact Fluorescent |  | Twist | 3 | 15 | Bathroom
Ceiling Fan | Incandescent |  | Standard A Lamp | 2 | 60 | Bathroom
Table | Compact Fluorescent |  | Twist | 1 | 15 | Bathroom
Ceiling Fixture | Linear Fluorescent | 48 | T-12 | 2 | 40 | Bedroom
Ceiling Fixture | Linear Fluorescent | 48 | T-12 | 2 | 40 | Laundry Room
Ceiling Fixture | Incandescent |  | Standard A Lamp | 1 | 100 | Garage
Ceiling Fixture | Incandescent |  | Standard A Lamp | 1 | 60 | Garage
Wall Mount | Incandescent |  | Standard A Lamp | 4 | 60 | Bathroom
Ceiling Fan | Incandescent |  | Standard A Lamp | 2 | 40 | Living Room
Ceiling Fan | Incandescent |  | Mini base | 4 | 40 | Family Room
Floor lamp | Incandescent |  | Standard A Lamp | 1 | 100 | Family Room
Ceiling Fixture | Incandescent |  | Standard A Lamp | 1 | 60 | Hall
Chandelier (Hanging) | Incandescent |  | Standard A Lamp | 3 | 60 | Hall
Floor lamp | Incandescent |  | Other | 1 | 25 | Master Bedroom
Table | Incandescent |  | Standard A Lamp | 1 | 100 | Master Bedroom
Wall Mount | Incandescent |  | Standard A Lamp | 4 | 60 | Bathroom
Ceiling Fixture | Incandescent |  | Standard A Lamp | 3 | 60 | Bathroom
Ceiling Fixture | Incandescent |  | Standard A Lamp | 2 | 60 | Closet
Recessed Can | Incandescent |  | Reflector | 1 | 75 | Kitchen
Chandelier (Hanging) | Compact Fluorescent |  | Pin base | 1 | 22 | Kitchen
Ceiling Fixture | Incandescent |  | Standard A Lamp | 2 | 60 | Bedroom
Ceiling Fixture | Incandescent |  | Standard A Lamp | 1 | 60 | Bathroom
Wall Mount | Compact Fluorescent |  | Globe | 3 | 15 | Bathroom
Ceiling Fixture | Incandescent |  | Standard A Lamp | 1 | 60 | Bathroom
Wall Mount | Incandescent |  | Decorative | 4 | 25 | Bathroom
Ceiling Fixture | Compact Fluorescent |  | Twist | 2 | 15 | Bedroom
Wall Mount | Incandescent |  | Standard A Lamp | 1 | 65 | Bedroom
Ceiling Fixture | Incandescent |  | Standard A Lamp | 2 | 65 | Bedroom
Ceiling Fixture | Compact Fluorescent |  | Twist | 2 | 22 | Hall
Ceiling Fixture | Linear Fluorescent | 48 | T-8 | 2 | 60 | Hall
Ceiling Fixture | Compact Fluorescent |  | Circline (Screw Base) | 1 | 36 | Kitchen
Chandelier (Hanging) | Incandescent |  | Standard A Lamp | 2 | 100 | Kitchen
Chandelier (Hanging) | Halogen |  | PAR | 1 | 50 | Kitchen
Ceiling Fixture | Compact Fluorescent |  | Twist | 1 | 22 | Laundry Room
Ceiling Fixture | Linear Fluorescent | 36 | T-8 | 2 | 40 | Laundry Room
Torchiere | Compact Fluorescent |  | 3-Way CFL | 1 | 22 | Living Room
Ceiling Fixture | Incandescent |  | Standard A Lamp | 2 | 60 | Master Bedroom
Table | Compact Fluorescent |  | Twist | 2 | 15 | Master Bedroom
Torchiere | Compact Fluorescent |  | 3-Way CFL | 1 | 22 | Master Bedroom
Chandelier (Hanging) | Compact Fluorescent |  | Globe | 3 | 22 | Office
Ceiling Fixture | Linear Fluorescent | 36 | T-8 | 2 | 40 | Family Room
Wall Mount | Compact Fluorescent |  | Twist | 1 | 22 | Family Room
Recessed Can | Compact Fluorescent |  | Twist | 1 | 15 | Bathroom
Wall Mount | Linear Fluorescent | 36 | T-8 | 2 | 32 | Bathroom
Ceiling Fixture | Compact Fluorescent |  | Twist | 2 | 15 | Bedroom
Ceiling Fixture | Compact Fluorescent |  | Twist | 2 | 15 | Bedroom
Ceiling Fixture | Compact Fluorescent |  | Twist | 2 | 15 | Dining Room
Ceiling Fixture | Compact Fluorescent |  | Twist | 4 | 22 | Family Room
Ceiling Fixture | Compact Fluorescent |  | Twist | 1 | 15 | Hall
Ceiling Fixture | Compact Fluorescent |  | Twist | 1 | 22 | Kitchen
Ceiling Fixture | Linear Fluorescent | 48 | T-12 | 4 | 32 | Kitchen
Ceiling Fixture | Incandescent |  | Standard A Lamp | 2 | 60 | Family Room
Ceiling Fixture | Incandescent |  | Mini base | 3 | 60 | Family Room
Floor lamp | Incandescent |  | Heat Lamp | 5 | 60 | Family Room
Floor lamp | Incandescent |  | Standard A Lamp | 1 | 150 | Family Room
Ceiling Fixture | Compact Fluorescent |  | Twist | 4 | 15 | Bedroom
Table | Compact Fluorescent |  | Twist | 1 | 15 | Bedroom
Ceiling Fixture | Compact Fluorescent |  | Twist | 1 | 15 | Office
Ceiling Fixture | Compact Fluorescent |  | Twist | 1 | 15 | Bathroom
Wall Mount | Compact Fluorescent |  | Globe | 6 | 7 | Bathroom
Wall Mount | Incandescent |  | Standard A Lamp | 2 | 65 | Bathroom
Ceiling Fixture | Compact Fluorescent |  | Twist | 3 | 22 | Bedroom
Table | Compact Fluorescent |  | Twist | 1 | 22 | Bedroom
Ceiling Fan | Incandescent |  | Mini base | 3 | 25 | Bedroom
Table | Compact Fluorescent |  | Twist | 1 | 22 | Bedroom
Ceiling Fan | Compact Fluorescent |  | A shape bulb | 3 | 22 | Bedroom
Torchiere | Compact Fluorescent |  | Twist | 1 | 22 | Bedroom
Ceiling Fixture | Linear Fluorescent | 48 | T-8 | 2 | 32 | Garage
Garage door opener | Incandescent |  | Standard A Lamp | 2 | 60 | Garage
Recessed Can | Compact Fluorescent |  | Twist | 1 | 22 | Hall
Recessed Can | Incandescent |  | Reflector | 1 | 75 | Hall
Recessed Can | Incandescent |  | Reflector | 1 | 75 | Kitchen
Chandelier (Hanging) | Incandescent |  | Standard A Lamp | 3 | 60 | Kitchen
Ceiling Fixture | Incandescent |  | Standard A Lamp | 3 | 60 | Laundry Room
Ceiling Fan | Incandescent |  | Standard A Lamp | 4 | 60 | Living Room
Wall Mount | Incandescent |  | Standard A Lamp | 4 | 60 | Bathroom
Ceiling Fan | Compact Fluorescent |  | A shape bulb | 3 | 22 | Master Bedroom
Table | Compact Fluorescent |  | Twist | 1 | 22 | Master Bedroom
Wall Mount | Incandescent |  | Mini base | 1 | 25 | Dining Room
Ceiling Fixture | Incandescent |  | Globe | 1 | 40 | Dining Room
Wall Mount | Compact Fluorescent |  | Twist | 2 | 22 | Bathroom
Ceiling Fixture | Compact Fluorescent |  | Twist | 1 | 15 | Laundry Room
Ceiling Fixture | Compact Fluorescent |  | Twist | 3 | 15 | Office
Table | Incandescent |  | Standard A Lamp | 1 | 60 | Office
Ceiling Fixture | Compact Fluorescent |  | Twist | 1 | 22 | Garage
Garage door opener | Compact Fluorescent |  | Twist | 1 | 22 | Garage
Recessed Can | Compact Fluorescent |  | Twist | 1 | 15 | Kitchen
Floor lamp | Compact Fluorescent |  | Twist | 1 | 22 | Living Room
Table | Compact Fluorescent |  | Twist | 1 | 22 | Living Room
Table | Incandescent |  | Standard A Lamp | 1 | 60 | Living Room
Ceiling Fixture | Incandescent |  | Clear | 1 | 65 | Hall
Wall Mount | Incandescent |  | Clear | 1 | 60 | Hall
Ceiling Fixture | Compact Fluorescent |  | Twist | 1 | 22 | Hall
Ceiling Fixture | Compact Fluorescent |  | Twist | 1 | 15 | Master Bedroom
Wall Mount | Compact Fluorescent |  | Twist | 1 | 15 | Master Bedroom
Table | Compact Fluorescent |  | Twist | 1 | 22 | Master Bedroom
Wall Mount | Compact Fluorescent |  | A shape bulb | 2 | 22 | Bathroom
Ceiling Fixture | Compact Fluorescent |  | Twist | 1 | 15 | Master Bedroom
Wall Mount | Compact Fluorescent |  | Twist | 1 | 15 | Master Bedroom
Table | Incandescent |  | Clear | 1 | 60 | Master Bedroom
Table | Compact Fluorescent |  | Twist | 1 | 22 | Master Bedroom
Ceiling Fixture | Compact Fluorescent |  | Twist | 1 | 22 | Closet
Ceiling Fixture | Compact Fluorescent |  | Twist | 1 | 15 | Hall
Wall Mount | Compact Fluorescent |  | Twist | 4 | 15 | Bathroom
Table | Incandescent |  | Standard A Lamp | 1 | 15 | Bedroom
Ceiling Fixture | Compact Fluorescent |  | Twist | 1 | 15 | Bedroom
Floor lamp | Halogen |  | Other | 1 | 20 | Bedroom
Chandelier (Hanging) | Compact Fluorescent |  | Twist | 5 | 15 | Dining Room
Wall Mount | Halogen |  | Quartz Tube | 1 | 500 | Garage
Garage door opener | Incandescent |  | Standard A Lamp | 2 | 60 | Garage
Ceiling Fixture | Incandescent |  | Standard A Lamp | 2 | 125 | Garage
Ceiling Fixture | Incandescent |  | Standard A Lamp | 1 | 60 | Hall
Ceiling Fan | Compact Fluorescent |  | Pin base | 4 | 22 | Kitchen
Recessed Can | Incandescent |  | Reflector | 1 | 75 | Kitchen
Architectural | Incandescent |  | Mini base | 1 | 25 | Kitchen
Recessed Can | Incandescent |  | Reflector | 1 | 75 | Laundry Room
Ceiling Fan | Compact Fluorescent |  | Twist | 3 | 15 | Living Room
Floor lamp | Incandescent |  | Standard A Lamp | 1 | 75 | Living Room
Wall Mount | Compact Fluorescent |  | Twist | 4 | 15 | Bathroom
Recessed Can | Incandescent |  | Reflector | 1 | 75 | Bathroom
Table | Incandescent |  | Mini base | 1 | 40 | Master Bedroom
Ceiling Fan | Compact Fluorescent |  | Twist | 1 | 15 | Master Bedroom
Table | Incandescent |  | Standard A Lamp | 1 | 60 | Master Bedroom
Table | Incandescent |  | Standard A Lamp | 1 | 75 | Office
Ceiling Fixture | Compact Fluorescent |  | Twist | 2 | 15 | Office
Track | Incandescent |  | Standard A Lamp | 3 | 75 | Bathroom
Wall Mount | Compact Fluorescent |  | Twist | 2 | 22 | Bathroom
Wall Mount | Incandescent |  | Standard A Lamp | 4 | 65 | Bathroom
Ceiling Fixture | Incandescent |  | Standard A Lamp | 1 | 60 | Bedroom
Ceiling Fixture | Linear Fluorescent | 48 | T-12 | 2 | 40 | Family Room
Ceiling Fixture | Linear Fluorescent | 48 | T-12 | 2 | 40 | Other
Ceiling Fixture | Linear Fluorescent | 48 | T-12 | 2 | 40 | Garage
Ceiling Fixture | Incandescent |  | Standard A Lamp | 1 | 75 | Hall
Track | Compact Fluorescent |  | Twist | 3 | 22 | Kitchen
Chandelier (Hanging) | Incandescent |  | Decorative | 5 | 40 | Kitchen
Wall Mount | Incandescent |  | Standard A Lamp | 4 | 60 | Kitchen
Ceiling Fan | Incandescent |  | Decorative | 3 | 40 | Living Room
Floor lamp | Compact Fluorescent |  | Twist | 1 | 22 | Living Room
Ceiling Fixture | Incandescent |  | Standard A Lamp | 3 | 60 | Living Room
Wall Mount | Incandescent |  | Standard A Lamp | 3 | 60 | Bathroom
Ceiling Fixture | Incandescent |  | Standard A Lamp | 2 | 60 | Master Bedroom
Table | Incandescent |  | Standard A Lamp | 1 | 75 | Master Bedroom
Track | Incandescent |  | Standard A Lamp | 3 | 60 | Master Bedroom
Ceiling Fixture | Compact Fluorescent |  | Twist | 2 | 15 | Office
Floor lamp | Incandescent |  | Standard A Lamp | 3 | 60 | Office
Ceiling Fixture | Incandescent |  | Standard A Lamp | 2 | 60 | Office
Table | Incandescent |  | Standard A Lamp | 1 | 75 | Office
Floor lamp | Incandescent |  | Standard A Lamp | 1 | 60 | Office
Ceiling Fixture | Incandescent |  | Standard A Lamp | 2 | 65 | Other
Torchiere | Compact Fluorescent |  | Twist | 1 | 22 | Other
Floor lamp | Compact Fluorescent |  | Twist | 1 | 22 | Other
Table | Incandescent |  | Standard A Lamp | 1 | 60 | Other
Wall Mount | Compact Fluorescent |  | Twist | 1 | 15 | Bathroom
Ceiling Fixture | Incandescent |  | Standard A Lamp | 1 | 60 | Bathroom
Ceiling Fixture | Incandescent |  | Standard A Lamp | 1 | 60 | Closet
Ceiling Fixture | Incandescent |  | Standard A Lamp | 1 | 60 | Kitchen
Ceiling Fixture | Compact Fluorescent |  | Twist | 1 | 22 | Laundry Room
Table | Incandescent |  | Standard A Lamp | 1 | 60 | Closet
Ceiling Fixture | Incandescent |  | Standard A Lamp | 1 | 60 | Other
Ceiling Fixture | Compact Fluorescent |  | Twist | 2 | 22 | Living Room
Ceiling Fixture | Compact Fluorescent |  | Twist | 1 | 22 | Bedroom
Table | Incandescent |  | Standard A Lamp | 1 | 60 | Bedroom
Recessed Can | Incandescent |  | Reflector | 1 | 75 | Bathroom
Ceiling Fixture | Linear Fluorescent | 48 | T-8 | 2 | 40 | Bathroom
Wall Mount | Incandescent |  | Reflector | 1 | 65 | Bathroom
Ceiling Fixture | Incandescent |  | Standard A Lamp | 1 | 60 | Bedroom
Wall Mount | Incandescent |  | Standard A Lamp | 1 | 60 | Bedroom
Table | Incandescent |  | 3-Way Incandescent | 1 | 150 | Bedroom
Torchiere | Compact Fluorescent |  | Twist | 1 | 28 | Bedroom
Wall Mount | Incandescent |  | Standard A Lamp | 1 | 60 | Bedroom
Wall Mount | Incandescent |  | Globe | 4 | 40 | Bathroom
Ceiling Fixture | Incandescent |  | Standard A Lamp | 1 | 60 | Bathroom
Ceiling Fixture | Incandescent |  | Globe | 4 | 25 | Other
Ceiling Fixture | Compact Fluorescent |  | Twist | 3 | 22 | Other
Table | Incandescent |  | Standard A Lamp | 1 | 100 | Other
Chandelier (Hanging) | Incandescent |  | Decorative | 10 | 25 | Hall
Ceiling Fixture | Incandescent |  | Clear | 4 | 25 | Hall
Ceiling Fixture | Incandescent |  | Standard A Lamp | 1 | 60 | Garage
Garage door opener | Incandescent |  | Standard A Lamp | 2 | 65 | Garage
Ceiling Fixture | Incandescent |  | Standard A Lamp | 1 | 60 | Hall
Wall Mount | Incandescent |  | Standard A Lamp | 1 | 40 | Laundry Room
Chandelier (Hanging) | Incandescent |  | Mini base | 5 | 25 | Kitchen
Table | Incandescent |  | 3-Way Incandescent | 1 | 75 | Kitchen
Torchiere | Incandescent |  | Reflector | 3 | 60 | Kitchen
Ceiling Fan | Incandescent |  | Standard A Lamp | 4 | 40 | Kitchen
Ceiling Fixture | Linear Fluorescent | 48 | T-8 | 4 | 32 | Kitchen
Wall Mount | Incandescent |  | Reflector | 2 | 75 | Master Bedroom
Table | Compact Fluorescent |  | Twist | 1 | 22 | Master Bedroom
Ceiling Fixture | Incandescent |  | Standard A Lamp | 1 | 60 | Closet
Wall Mount | Incandescent |  | Standard A Lamp | 5 | 40 | Bathroom
Ceiling Fixture | Incandescent |  | Standard A Lamp | 3 | 60 | Family Room
Table | Incandescent |  | Standard A Lamp | 1 | 60 | Family Room
Ceiling Fixture | Compact Fluorescent |  | Twist | 1 | 15 | Hall
Chandelier (Hanging) | Incandescent |  | Decorative | 4 | 60 | Dining Room
Ceiling Fixture | Incandescent |  | Standard A Lamp | 2 | 60 | Bedroom
Ceiling Fixture | Incandescent |  | Standard A Lamp | 1 | 60 | Closet
Ceiling Fixture | Incandescent |  | Standard A Lamp | 2 | 60 | Bedroom
Table | Incandescent |  | Standard A Lamp | 1 | 60 | Bedroom
Ceiling Fixture | Compact Fluorescent |  | Twist | 1 | 15 | Hall
Ceiling Fixture | Incandescent |  | Standard A Lamp | 3 | 60 | Living Room
Floor lamp | Incandescent |  | Standard A Lamp | 2 | 60 | Living Room
Ceiling Fixture | Incandescent |  | Standard A Lamp | 1 | 60 | Garage
Garage door opener | Incandescent |  | Standard A Lamp | 1 | 60 | Garage
Low bay | Linear Fluorescent | 48 | T-12 | 2 | 25 | Garage
Ceiling Fixture | Linear Fluorescent | 48 | T-12 | 4 | 40 | Kitchen
Ceiling Fixture | Incandescent |  | Standard A Lamp | 1 | 60 | Kitchen
Ceiling Fixture | Incandescent |  | Standard A Lamp | 1 | 60 | Laundry Room
Floor lamp | Incandescent |  | 3-Way Incandescent | 1 | 100 | Living Room
Ceiling Fixture | Incandescent |  | Standard A Lamp | 1 | 60 | Closet
Ceiling Fixture | Compact Fluorescent |  | Twist | 2 | 15 | Bedroom
Table | Incandescent |  | Standard A Lamp | 1 | 100 | Bedroom
Table | Halogen |  | MR | 1 | 20 | Bedroom
Ceiling Fixture | Compact Fluorescent |  | Twist | 2 | 15 | Hall
Ceiling Fixture | Incandescent |  | Standard A Lamp | 1 | 60 | Bathroom
Floor lamp | Incandescent |  | Standard A Lamp | 1 | 60 | Bathroom
Wall Mount | Incandescent |  | Clear | 8 | 40 | Bathroom
Ceiling Fixture | Incandescent |  | Heat Lamp | 3 | 150 | Bathroom
Ceiling Fixture | Compact Fluorescent |  | Twist | 1 | 22 | Bedroom
Table | Incandescent |  | Standard A Lamp | 1 | 60 | Bedroom
Ceiling Fan | Compact Fluorescent |  | Twist | 1 | 22 | Dining Room
Floor lamp | Compact Fluorescent |  | Twist | 2 | 22 | Family Room
Low bay | Linear Fluorescent | 48 | T-12 | 2 | 40 | Garage
Ceiling Fixture | Compact Fluorescent |  | Twist | 2 | 22 | Bedroom
Ceiling Fixture | Compact Fluorescent |  | Twist | 1 | 22 | Hall
Ceiling Fan | Compact Fluorescent |  | Twist | 2 | 22 | Hall
Ceiling Fixture | Incandescent |  | Standard A Lamp | 1 | 60 | Hall
Ceiling Fixture | Linear Fluorescent | 48 | T-12 | 2 | 40 | Kitchen
Track | Halogen |  | Quartz Tube | 2 | 30 | Kitchen
Wall Mount | Compact Fluorescent |  | A shape bulb | 2 | 15 | Bathroom
Ceiling Fixture | Compact Fluorescent |  | Twist | 1 | 15 | Bathroom
Floor lamp | Incandescent |  | Decorative | 2 | 65 | Master Bedroom
Ceiling Fixture | Compact Fluorescent |  | Twist | 2 | 22 | Bedroom
Table | Incandescent |  | Globe | 1 | 60 | Bedroom
Chandelier (Hanging) | Compact Fluorescent |  | Twist | 1 | 15 | Bedroom
Ceiling Fixture | Incandescent |  | Standard A Lamp | 1 | 75 | Laundry Room
Wall Mount | Incandescent |  | Globe | 4 | 60 | Bathroom
Wall Mount | Incandescent |  | Globe | 5 | 60 | Bathroom
Wall Mount | Incandescent |  | Globe | 4 | 60 | Bathroom
Ceiling Fan | Compact Fluorescent |  | Twist | 3 | 7 | Bedroom
Table | Incandescent |  | Reflector | 1 | 40 | Bedroom
Ceiling Fixture | Compact Fluorescent |  | Twist | 1 | 22 | Bedroom
Ceiling Fixture | Linear Fluorescent | 48 | T-12 | 2 | 40 | Bedroom
Track | Incandescent |  | Reflector | 3 | 65 | Hall
Ceiling Fixture | Linear Fluorescent | 48 | T-12 | 4 | 60 | Kitchen
Ceiling Fixture | Linear Fluorescent | 48 | T-12 | 2 | 60 | Laundry Room
Track | Compact Fluorescent |  | Twist | 3 | 28 | Living Room
Table | Incandescent |  | Standard A Lamp | 1 | 75 | Living Room
Ceiling Fan | Incandescent |  | Standard A Lamp | 2 | 60 | Living Room
Chandelier (Hanging) | Compact Fluorescent |  | Twist | 1 | 28 | Living Room
Ceiling Fan | Compact Fluorescent |  | Twist | 4 | 15 | Master Bedroom
Table | Compact Fluorescent |  | Twist | 1 | 15 | Master Bedroom
Ceiling Fixture | Incandescent |  | Standard A Lamp | 4 | 60 | Office
Table | Linear Fluorescent | 24 | T-8 | 2 | 16 | Office
Ceiling Fixture | Incandescent |  | Globe | 3 | 65 | Hall
Wall Mount | Incandescent |  | Standard A Lamp | 2 | 60 | Bathroom
Ceiling Fan | Incandescent |  | Standard A Lamp | 1 | 60 | Bathroom
Wall Mount | Incandescent |  | Standard A Lamp | 1 | 40 | Bathroom
Ceiling Fixture | Incandescent |  | Standard A Lamp | 2 | 60 | Bedroom
Table | Incandescent |  | Standard A Lamp | 1 | 60 | Bedroom
Ceiling Fan | Incandescent |  | Standard A Lamp | 3 | 60 | Bathroom
Ceiling Fixture | Incandescent |  | Standard A Lamp | 2 | 60 | Bedroom
Ceiling Fixture | Incandescent |  | Standard A Lamp | 2 | 60 | Bedroom
Ceiling Fixture | Linear Fluorescent | 48 | T-12 | 1 | 40 | Kitchen
Ceiling Fan | Incandescent |  | Standard A Lamp | 1 | 60 | Laundry Room
Ceiling Fixture | Incandescent |  | Standard A Lamp | 1 | 60 | Other
Table | Incandescent |  | Standard A Lamp | 1 | 100 | Family Room
Floor lamp | Incandescent |  | Standard A Lamp | 1 | 100 | Family Room
Wall Mount | Incandescent |  | Globe | 8 | 40 | Bathroom
Ceiling Fixture | Incandescent |  | Standard A Lamp | 1 | 60 | Bathroom
Ceiling Fixture | Linear Fluorescent | 48 | Fluorescent Unknown | 2 | 40 | Bedroom
Wall Mount | Incandescent |  | Reflector | 1 | 65 | Living Room
Torchiere | Compact Fluorescent |  | Twist | 2 | 15 | Living Room
Ceiling Fixture | Incandescent |  | Standard A Lamp | 3 | 60 | Living Room
Architectural | Incandescent |  | Standard A Lamp | 5 | 60 | Dining Room
Table | Incandescent |  | Standard A Lamp | 1 | 40 | Dining Room
Ceiling Fixture | Incandescent |  | Standard A Lamp | 1 | 60 | Other
Torchiere | Incandescent |  | Standard A Lamp | 1 | 60 | Other
Wall Mount | Incandescent |  | Standard A Lamp | 1 | 75 | Other
Wall Mount | Incandescent |  | Standard A Lamp | 3 | 65 | Other
Chandelier (Hanging) | Incandescent |  | Mini base | 6 | 25 | Other
Wall Mount | Incandescent |  | Globe | 6 | 40 | Bathroom
Ceiling Fixture | Compact Fluorescent |  | Straight Tube | 1 | 28 | Bathroom
Recessed - other | Incandescent |  | Standard A Lamp | 1 | 40 | Bathroom
Wall Mount | Incandescent |  | Globe | 8 | 25 | Bathroom
Recessed Can | Incandescent |  | Reflector | 1 | 75 | Bathroom
Ceiling Fixture | Incandescent |  | Heat Lamp | 1 | 150 | Bathroom
Ceiling Fixture | Incandescent |  | Standard A Lamp | 2 | 40 | Bedroom
Table | Incandescent |  | Standard A Lamp | 1 | 60 | Bedroom
Ceiling Fixture | Compact Fluorescent |  | Twist | 1 | 15 | Bedroom
Table | Incandescent |  | Standard A Lamp | 1 | 40 | Bedroom
Chandelier (Hanging) | Compact Fluorescent |  | Straight Tube | 1 | 28 | Dining Room
Recessed Can | Compact Fluorescent |  | Twist | 1 | 15 | Dining Room
Wall Mount | Compact Fluorescent |  | Twist | 1 | 15 | Family Room
Torchiere | Compact Fluorescent |  | Twist | 1 | 15 | Family Room
Table | Compact Fluorescent |  | Twist | 1 | 15 | Family Room
Ceiling Fixture | Linear Fluorescent | 44 | T-8 | 4 | 25 | Garage
Chandelier (Hanging) | Compact Fluorescent |  | Straight Tube | 1 | 28 | Kitchen
Recessed Can | Compact Fluorescent |  | Twist | 1 | 15 | Kitchen
Recessed - other | Incandescent |  | Standard A Lamp | 1 | 40 | Kitchen
Ceiling Fixture | Compact Fluorescent |  | Twist | 1 | 15 | Laundry Room
Recessed Can | Incandescent |  | Standard A Lamp | 1 | 60 | Living Room
Table | Incandescent |  | Globe | 1 | 40 | Living Room
Torchiere | Incandescent |  | Standard A Lamp | 1 | 40 | Living Room
Wall Mount | Incandescent |  | Standard A Lamp | 3 | 40 | Living Room
Ceiling Fixture | Incandescent |  | Standard A Lamp | 3 | 60 | Hall
Ceiling Fixture | Compact Fluorescent |  | Twist | 1 | 15 | Office
Torchiere | Compact Fluorescent |  | Twist | 1 | 15 | Office
Table | Incandescent |  | Mini base | 2 | 5 | Office
Table | Incandescent |  | Standard A Lamp | 1 | 40 | Office
Ceiling Fixture | Incandescent |  | Standard A Lamp | 1 | 100 | Other
Ceiling Fixture | Incandescent |  | Standard A Lamp | 1 | 60 | Bedroom
Table | Incandescent |  | Standard A Lamp | 1 | 40 | Bedroom
Ceiling Fixture | Incandescent |  | Standard A Lamp | 2 | 40 | Hall
Ceiling Fixture | Incandescent |  | Standard A Lamp | 1 | 60 | Other
Table | Incandescent |  | Standard A Lamp | 2 | 40 | Other
Wall Mount | Incandescent |  | Decorative | 2 | 40 | Bathroom
Recessed Can | Incandescent |  | Reflector | 1 | 75 | Bathroom
Wall Mount | Incandescent |  | Decorative | 2 | 40 | Bathroom
Wall Mount | Incandescent |  | Decorative | 3 | 40 | Bathroom
Recessed Can | Incandescent |  | Reflector | 1 | 75 | Bathroom
Ceiling Fixture | Incandescent |  | Standard A Lamp | 2 | 60 | Bedroom
Ceiling Fan | Incandescent |  | Standard A Lamp | 4 | 60 | Bedroom
Table | Incandescent |  | Standard A Lamp | 1 | 40 | Bedroom
Recessed Can | Incandescent |  | Reflector | 1 | 75 | Bedroom
Recessed Can | Incandescent |  | Reflector | 1 | 75 | Bedroom
Ceiling Fan | Incandescent |  | Standard A Lamp | 4 | 60 | Bedroom
Ceiling Fan | Incandescent |  | Standard A Lamp | 4 | 60 | Bedroom
Table | Incandescent |  | Standard A Lamp | 1 | 60 | Bedroom
Ceiling Fan | Incandescent |  | Standard A Lamp | 3 | 60 | Bedroom
Recessed Can | Incandescent |  | Reflector | 1 | 75 | Bedroom
Table | Incandescent |  | Standard A Lamp | 1 | 40 | Bedroom
Ceiling Fan | Compact Fluorescent |  | Twist | 4 | 15 | Bedroom
Table | Incandescent |  | Standard A Lamp | 1 | 60 | Bedroom
Wall Mount | Incandescent |  | Standard A Lamp | 1 | 40 | Bedroom
Ceiling Fixture | Incandescent |  | Standard A Lamp | 2 | 60 | Closet
Ceiling Fixture | Incandescent |  | Standard A Lamp | 1 | 60 | Closet
Chandelier (Hanging) | Incandescent |  | Standard A Lamp | 5 | 60 | Dining Room
Ceiling Fan | Incandescent |  | Standard A Lamp | 1 | 60 | Family Room
Recessed Can | Incandescent |  | Reflector | 1 | 75 | Family Room
Floor lamp | Incandescent |  | Standard A Lamp | 1 | 100 | Family Room
Ceiling Fixture | Incandescent |  | Standard A Lamp | 2 | 60 | Garage
Ceiling Fixture | Compact Fluorescent |  | Twist | 1 | 22 | Garage
Recessed Can | Incandescent |  | Reflector | 1 | 75 | Hall
Chandelier (Hanging) | Incandescent |  | Decorative | 9 | 40 | Hall
Table | Compact Fluorescent |  | Twist | 2 | 15 | Hall
Recessed Can | Incandescent |  | Reflector | 1 | 75 | Hall
Recessed Can | Incandescent |  | Reflector | 1 | 75 | Kitchen
Ceiling Fixture | Incandescent |  | Standard A Lamp | 1 | 60 | Laundry Room
Ceiling Fixture | Incandescent |  | Standard A Lamp | 1 | 25 | Living Room
Ceiling Fixture | Compact Fluorescent |  | Twist | 1 | 15 | Living Room
Table | Incandescent |  | Standard A Lamp | 1 | 40 | Bedroom
Wall Mount | Incandescent |  | Standard A Lamp | 1 | 60 | Bathroom
Ceiling Fixture | Incandescent |  | Standard A Lamp | 1 | 60 | Bathroom
Wall Mount | Incandescent |  | Standard A Lamp | 2 | 60 | Bathroom
Ceiling Fixture | Incandescent |  | Standard A Lamp | 1 | 60 | Bathroom
Wall Mount | Incandescent |  | Standard A Lamp | 1 | 60 | Dining Room
Ceiling Fixture | Incandescent |  | Standard A Lamp | 1 | 60 | Family Room
Wall Mount | Incandescent |  | Standard A Lamp | 1 | 60 | Family Room
Table | Incandescent |  | Standard A Lamp | 1 | 60 | Family Room
Chandelier (Hanging) | Incandescent |  | Standard A Lamp | 2 | 60 | Hall
Recessed Can | Compact Fluorescent |  | Reflector | 1 | 15 | Kitchen
Ceiling Fixture | Incandescent |  | Standard A Lamp | 1 | 60 | Kitchen
Other | Compact Fluorescent |  | Twist | 1 | 22 | Kitchen
Other | Incandescent |  | Other | 1 | 60 | Kitchen
Ceiling Fixture | Incandescent |  | Standard A Lamp | 1 | 60 | Laundry Room
Recessed Can | Incandescent |  | Standard A Lamp | 1 | 60 | Office
Chandelier (Hanging) | Incandescent |  | Standard A Lamp | 1 | 60 | Bedroom
Wall Mount | Incandescent |  | Standard A Lamp | 1 | 60 | Bedroom
Wall Mount | Incandescent |  | Mini base | 1 | 40 | Hall
Ceiling Fixture | Compact Fluorescent |  | Twist | 1 | 15 | Bathroom
Floor lamp | Incandescent |  | Standard A Lamp | 1 | 75 | Bedroom
Floor lamp | Incandescent |  | Standard A Lamp | 1 | 60 | Bedroom
Ceiling Fixture | Halogen |  | MR | 4 | 50 | Bedroom
Table | Incandescent |  | Other | 1 | 20 | Bedroom
Wall Mount | Incandescent |  | Mini base | 1 | 60 | Bathroom
Chandelier (Hanging) | Compact Fluorescent |  | Twist | 1 | 15 | Bathroom
Chandelier (Hanging) | Incandescent |  | Mini base | 4 | 60 | Master Bedroom
Table | Incandescent |  | 3-Way Incandescent | 1 | 250 | Master Bedroom
Ceiling Fixture | Compact Fluorescent |  | Twist | 2 | 15 | Closet
Chandelier (Hanging) | Incandescent |  | Mini base | 2 | 60 | Hall
Ceiling Fixture | Linear Fluorescent | 48 | T-12 | 4 | 40 | Bedroom
Ceiling Fixture | Linear Fluorescent | 48 | T-12 | 4 | 40 | Bedroom
Wall Mount | Incandescent |  | Standard A Lamp | 1 | 60 | Bedroom
Ceiling Fixture | Linear Fluorescent | 48 | T-12 | 4 | 40 | Bedroom
Table | Incandescent |  | Standard A Lamp | 1 | 100 | Bedroom
Wall Mount | Compact Fluorescent |  | Twist | 1 | 15 | Bedroom
Ceiling Fixture | Linear Fluorescent | 48 | T-12 | 2 | 40 | Closet
Ceiling Fixture | Linear Fluorescent | 48 | T-12 | 2 | 40 | Hall
Ceiling Fixture | Linear Fluorescent | 48 | T-12 | 2 | 40 | Kitchen
Ceiling Fixture | Linear Fluorescent | 48 | T-12 | 2 | 40 | Laundry Room
Wall Mount | Incandescent |  | Reflector | 1 | 65 | Living Room
Ceiling Fixture | Linear Fluorescent | 48 | T-12 | 2 | 40 | Office
Ceiling Fan | Incandescent |  | Standard A Lamp | 2 | 40 | Office
Wall Mount | Incandescent |  | Decorative | 3 | 60 | Bathroom
Chandelier (Hanging) | Incandescent |  | Decorative | 3 | 60 | Dining Room
Floor lamp | Incandescent |  | 3-Way Incandescent | 1 | 100 | Family Room
Ceiling Fixture | Incandescent |  | Standard A Lamp | 1 | 200 | Garage
Garage door opener | Incandescent |  | Standard A Lamp | 1 | 60 | Garage
Recessed Can | Incandescent |  | Reflector | 1 | 75 | Hall
Recessed Can | Incandescent |  | Reflector | 1 | 60 | Hall
Recessed Can | Incandescent |  | Reflector | 1 | 75 | Kitchen
Ceiling Fixture | Linear Fluorescent | 48 | T-12 | 2 | 40 | Laundry Room
Table | Incandescent |  | 3-Way Incandescent | 1 | 100 | Living Room
Wall Mount | Incandescent |  | Globe | 7 | 40 | Bathroom
Ceiling Fixture | Incandescent |  | Reflector | 1 | 60 | Bathroom
Table | Incandescent |  | Standard A Lamp | 1 | 100 | Master Bedroom
Ceiling Fixture | Incandescent |  | Reflector | 1 | 60 | Closet
Track | Incandescent |  | Reflector | 6 | 60 | Office
Wall Mount | Incandescent |  | Decorative | 2 | 60 | Bathroom
Chandelier (Hanging) | Incandescent |  | Standard A Lamp | 1 | 100 | Bedroom
Table | Incandescent |  | Standard A Lamp | 1 | 100 | Bedroom
Ceiling Fixture | Incandescent |  | Standard A Lamp | 1 | 100 | Hall
Wall Mount | Incandescent |  | Standard A Lamp | 3 | 60 | Bathroom
Ceiling Fixture | Incandescent |  | Standard A Lamp | 2 | 60 | Bedroom
Floor lamp | Halogen |  | Quartz Tube | 1 | 65 | Bedroom
Chandelier (Hanging) | Incandescent |  | Decorative | 6 | 40 | Dining Room
Recessed Can | Incandescent |  | Reflector | 1 | 65 | Family Room
Table | Halogen |  | Quartz Tube | 1 | 50 | Family Room
Recessed Can | Incandescent |  | Reflector | 1 | 65 | Hall
Track | Halogen |  | Quartz Tube | 6 | 50 | Kitchen
Recessed Can | Incandescent |  | Reflector | 1 | 65 | Kitchen
Ceiling Fixture | Incandescent |  | Standard A Lamp | 2 | 60 | Laundry Room
Recessed Can | Incandescent |  | Reflector | 1 | 65 | Bathroom
Ceiling Fixture | Incandescent |  | Standard A Lamp | 3 | 60 | Master Bedroom
Ceiling Fixture | Incandescent |  | Standard A Lamp | 1 | 60 | Closet
Wall Mount | Incandescent |  | Standard A Lamp | 1 | 60 | Hall
Wall Mount | Incandescent |  | Standard A Lamp | 4 | 40 | Bathroom
Ceiling Fixture | Incandescent |  | Standard A Lamp | 1 | 60 | Bathroom
Wall Mount | Incandescent |  | Standard A Lamp | 4 | 40 | Bathroom
Ceiling Fixture | Incandescent |  | Standard A Lamp | 2 | 60 | Bedroom
Table | Incandescent |  | Standard A Lamp | 1 | 60 | Bedroom
Ceiling Fixture | Incandescent |  | Standard A Lamp | 2 | 60 | Bedroom
Table | Incandescent |  | Standard A Lamp | 1 | 60 | Bedroom
Ceiling Fixture | Incandescent |  | Standard A Lamp | 2 | 60 | Bedroom
Table | Incandescent |  | Standard A Lamp | 1 | 60 | Bedroom
Ceiling Fixture | Incandescent |  | Standard A Lamp | 1 | 60 | Closet
Ceiling Fixture | Incandescent |  | Standard A Lamp | 1 | 60 | Garage
Garage door opener | Incandescent |  | Standard A Lamp | 2 | 60 | Garage
Ceiling Fixture | Compact Fluorescent |  | Twist | 1 | 22 | Hall
Ceiling Fixture | Incandescent |  | Standard A Lamp | 3 | 60 | Kitchen
Ceiling Fixture | Linear Fluorescent | 48 | T-8 | 2 | 32 | Kitchen
Recessed - other | Incandescent |  | Standard A Lamp | 1 | 60 | Kitchen
Table | Incandescent |  | Standard A Lamp | 1 | 60 | Living Room
Floor lamp | Incandescent |  | Standard A Lamp | 2 | 60 | Living Room
Wall Mount | Incandescent |  | Standard A Lamp | 1 | 65 | Bathroom
Wall Mount | Incandescent |  | Standard A Lamp | 7 | 65 | Bathroom
Ceiling Fan | Incandescent |  | Standard A Lamp | 2 | 65 | Bedroom
Ceiling Fixture | Incandescent |  | Standard A Lamp | 3 | 75 | Bedroom
Ceiling Fan | Incandescent |  | Standard A Lamp | 1 | 75 | Dining Room
Recessed Can | Incandescent |  | Reflector | 1 | 65 | Dining Room
Recessed Can | Incandescent |  | Reflector | 1 | 65 | Hall
Recessed Can | Incandescent |  | Reflector | 1 | 65 | Family Room
Table | Incandescent |  | Standard A Lamp | 1 | 85 | Family Room
Ceiling Fixture | Linear Fluorescent | 48 | T-12 | 2 | 40 | Garage
Ceiling Fan | Incandescent |  | Standard A Lamp | 1 | 65 | Hall
Recessed Can | Incandescent |  | Reflector | 1 | 65 | Hall
Recessed Can | Incandescent |  | Reflector | 1 | 65 | Kitchen
Low bay | Incandescent |  | Standard A Lamp | 2 | 65 | Kitchen
Wall Mount | Linear Fluorescent | 12 | T-12 | 2 | 20 | Kitchen
Ceiling Fixture | Linear Fluorescent | 48 | T-8 | 2 | 32 | Laundry Room
Ceiling Fixture | Incandescent |  | Standard A Lamp | 3 | 75 | Living Room
Table | Incandescent |  | Standard A Lamp | 2 | 75 | Living Room
Wall Mount | Incandescent |  | Globe | 6 | 60 | Bathroom
Ceiling Fixture | Incandescent |  | Reflector | 1 | 65 | Bathroom
Ceiling Fan | Incandescent |  | Standard A Lamp | 1 | 75 | Master Bedroom
Recessed Can | Incandescent |  | Reflector | 1 | 65 | Master Bedroom
Table | Incandescent |  | Standard A Lamp | 1 | 60 | Master Bedroom
Track | Incandescent |  | Reflector | 6 | 65 | Closet
Ceiling Fixture | Incandescent |  | Standard A Lamp | 2 | 65 | Office
Wall Mount | Incandescent |  | Globe | 4 | 40 | Bathroom
Ceiling Fixture | Incandescent |  | Standard A Lamp | 2 | 40 | Bedroom
Floor lamp | Compact Fluorescent |  | Pin base | 1 | 27 | Bedroom
Chandelier (Hanging) | Compact Fluorescent |  | Twist | 5 | 15 | Dining Room
Ceiling Fixture | Incandescent |  | Mini base | 3 | 25 | Hall
Chandelier (Hanging) | Incandescent |  | Globe | 1 | 60 | Other
Table | Incandescent |  | Standard A Lamp | 1 | 100 | Other
Ceiling Fixture | Incandescent |  | Standard A Lamp | 1 | 60 | Garage
Ceiling Fixture | Compact Fluorescent |  | Twist | 1 | 13 | Hall
Ceiling Fixture | Linear Fluorescent | 48 | T-12 | 4 | 40 | Kitchen
Ceiling Fixture | Linear Fluorescent | 48 | T-12 | 2 | 40 | Laundry Room
Table | Compact Fluorescent |  | Twist | 1 | 23 | Living Room
Floor lamp | Compact Fluorescent |  | Twist | 1 | 13 | Living Room
Floor lamp | Compact Fluorescent |  | Decorative | 3 | 7 | Living Room
Ceiling Fan | Incandescent |  | Reflector | 4 | 50 | Living Room
Wall Mount | Incandescent |  | Globe | 6 | 40 | Bathroom
Ceiling Fixture | Incandescent |  | Standard A Lamp | 2 | 40 | Master Bedroom
Table | Incandescent |  | Standard A Lamp | 1 | 40 | Master Bedroom
Wall Mount | Incandescent |  | Standard A Lamp | 2 | 40 | Closet
Ceiling Fan | Incandescent |  | Standard A Lamp | 3 | 60 | Living Room
Floor lamp | Compact Fluorescent |  | 3-Way CFL | 1 | 15 | Living Room
Table | Compact Fluorescent |  | Twist | 1 | 22 | Living Room
Ceiling Fixture | Linear Fluorescent | 48 | T-12 | 4 | 40 | Office
Recessed Can | Compact Fluorescent |  | Flood | 1 | 15 | Office
Wall Mount | Incandescent |  | Clear | 1 | 60 | Hall
Wall Mount | Incandescent |  | Globe | 6 | 60 | Bathroom
Ceiling Fixture | Compact Fluorescent |  | Twist | 1 | 15 | Other
Recessed Can | Incandescent |  | Reflector | 1 | 65 | Hall
Ceiling Fan | Incandescent |  | Reflector | 4 | 75 | Bedroom
Floor lamp | Compact Fluorescent |  | Twist | 1 | 15 | Bedroom
Recessed Can | Incandescent |  | Reflector | 1 | 60 | Bathroom
Wall Mount | Halogen |  | Other | 2 | 50 | Bathroom
Ceiling Fixture | Incandescent |  | Reflector | 4 | 75 | Closet
Ceiling Fixture | Incandescent |  | Standard A Lamp | 1 | 40 | Garage
Chandelier (Hanging) | Incandescent |  | Mini base | 5 | 25 | Dining Room
Floor lamp | Incandescent |  | Decorative | 2 | 25 | Dining Room
Recessed Can | Compact Fluorescent |  | Flood | 1 | 15 | Kitchen
Recessed Can | Compact Fluorescent |  | Twist | 1 | 15 | Kitchen
Ceiling Fixture | Incandescent |  | Mini base | 4 | 25 | Laundry Room
Ceiling Fixture | Incandescent |  | Mini base | 4 | 40 | Hall
Ceiling Fixture | Incandescent |  | Standard A Lamp | 1 | 40 | Bedroom
Table | Incandescent |  | Decorative | 2 | 25 | Bedroom
Table | Compact Fluorescent |  | Twist | 1 | 15 | Bedroom
Ceiling Fixture | Incandescent |  | Standard A Lamp | 2 | 60 | Bedroom
Table | Compact Fluorescent |  | Twist | 1 | 7 | Bedroom
Wall Mount | Incandescent |  | Globe | 3 | 65 | Bathroom
Recessed Can | Incandescent |  | Reflector | 1 | 65 | Bathroom
Recessed Can | Compact Fluorescent |  | Flood | 1 | 22 | Family Room
Track | Incandescent |  | Reflector | 3 | 65 | Family Room
Ceiling Fan | Incandescent |  | Standard A Lamp | 2 | 60 | Living Room
Table | Compact Fluorescent |  | A shape bulb | 1 | 15 | Living Room
Wall Mount | Compact Fluorescent |  | Twist | 4 | 22 | Bathroom
Ceiling Fixture | Compact Fluorescent |  | Pin base | 1 | 22 | Bathroom
Ceiling Fan | Compact Fluorescent |  | Twist | 3 | 15 | Office
Table | Incandescent |  | Decorative | 1 | 40 | Office
Ceiling Fan | Compact Fluorescent |  | Twist | 3 | 15 | Bedroom
Table | Compact Fluorescent |  | Twist | 1 | 15 | Bedroom
Wall Mount | Incandescent |  | Standard A Lamp | 1 | 60 | Hall
Ceiling Fan | Incandescent |  | Decorative | 3 | 60 | Bedroom
Table | Incandescent |  | Clear | 1 | 60 | Bedroom
Ceiling Fixture | Incandescent |  | Standard A Lamp | 1 | 60 | Bathroom
Wall Mount | Compact Fluorescent |  | Twist | 4 | 15 | Bathroom
Ceiling Fixture | Compact Fluorescent |  | Pin base | 1 | 22 | Closet
Ceiling Fan | Incandescent |  | Standard A Lamp | 2 | 60 | Dining Room
Table | Incandescent |  | 3-Way Incandescent | 1 | 100 | Dining Room
Ceiling Fixture | Linear Fluorescent | 24 | T-8 | 3 | 16 | Kitchen
Architectural | Incandescent |  | Mini base | 2 | 40 | Kitchen
Ceiling Fixture | Incandescent |  | Clear | 1 | 60 | Kitchen
Ceiling Fixture | Incandescent |  | Standard A Lamp | 1 | 60 | Laundry Room
Ceiling Fixture | Compact Fluorescent |  | Pin base | 2 | 28 | Hall
Ceiling Fixture | Incandescent |  | Standard A Lamp | 2 | 60 | Office
Ceiling Fixture | Compact Fluorescent |  | Twist | 1 | 15 | Bathroom
Wall Mount | Compact Fluorescent |  | Twist | 2 | 22 | Bathroom
Ceiling Fixture | Compact Fluorescent |  | Twist | 2 | 15 | Bedroom
Ceiling Fixture | Compact Fluorescent |  | Twist | 2 | 22 | Bedroom
Wall Mount | Compact Fluorescent |  | Straight Tube | 1 | 15 | Bathroom
Ceiling Fixture | Incandescent |  | Standard A Lamp | 1 | 40 | Bathroom
Ceiling Fixture | Compact Fluorescent |  | Twist | 3 | 15 | Master Bedroom
Ceiling Fixture | Linear Fluorescent | 48 | T-8 | 2 | 32 | Garage
Ceiling Fixture | Linear Fluorescent | 48 | T-8 | 2 | 32 | Dining Room
Ceiling Fixture | Compact Fluorescent |  | Pin base | 1 | 22 | Laundry Room
Ceiling Fixture | Linear Fluorescent | 48 | T-8 | 2 | 32 | Kitchen
Ceiling Fixture | Compact Fluorescent |  | Twist | 1 | 15 | Hall
Wall Mount | Incandescent |  | Globe | 8 | 40 | Bathroom
Ceiling Fixture | Incandescent |  | Standard A Lamp | 2 | 60 | Bathroom
Chandelier (Hanging) | Incandescent |  | Decorative | 3 | 40 | Dining Room
Chandelier (Hanging) | Incandescent |  | Globe | 5 | 25 | Dining Room
Recessed Can | Incandescent |  | Reflector | 1 | 65 | Dining Room
Ceiling Fixture | Incandescent |  | Globe | 5 | 40 | Garage
Chandelier (Hanging) | Incandescent |  | Standard A Lamp | 1 | 60 | Garage
Ceiling Fixture | Incandescent |  | Reflector | 1 | 65 | Garage
Ceiling Fixture | Incandescent |  | Standard A Lamp | 2 | 60 | Hall
Ceiling Fixture | Compact Fluorescent |  | Twist | 2 | 13 | Kitchen
Wall Mount | Incandescent |  | Mini base | 1 | 40 | Kitchen
Recessed Can | Incandescent |  | Reflector | 1 | 65 | Living Room
Floor lamp | Compact Fluorescent |  | Twist | 1 | 13 | Living Room
Torchiere | Incandescent |  | 3-Way Incandescent | 1 | 159 | Living Room
Ceiling Fixture | Compact Fluorescent |  | Twist | 2 | 13 | Bathroom
Wall Mount | Incandescent |  | Globe | 8 | 60 | Bathroom
Ceiling Fixture | Incandescent |  | Standard A Lamp | 4 | 60 | Bathroom
Ceiling Fan | Incandescent |  | Standard A Lamp | 4 | 60 | Master Bedroom
Recessed Can | Halogen |  | PAR | 1 | 65 | Master Bedroom
Ceiling Fixture | Compact Fluorescent |  | Twist | 2 | 13 | Bathroom
Wall Mount | Incandescent |  | Globe | 3 | 60 | Bathroom
Floor lamp | Compact Fluorescent |  | Twist | 1 | 13 | Bedroom
Ceiling Fan | Incandescent |  | Standard A Lamp | 1 | 60 | Bedroom
Ceiling Fan | Incandescent |  | Standard A Lamp | 1 | 60 | Bedroom
Floor lamp | Compact Fluorescent |  | Twist | 1 | 23 | Bedroom
Floor lamp | Compact Fluorescent |  | Twist | 3 | 13 | Family Room
Recessed Can | Compact Fluorescent |  | Flood | 1 | 22 | Family Room
Ceiling Fixture | Incandescent |  | Standard A Lamp | 4 | 60 | Family Room
Ceiling Fixture | Incandescent |  | Globe | 4 | 40 | Bathroom
Wall Mount | Incandescent |  | Globe | 4 | 40 | Bathroom
Ceiling Fixture | Incandescent |  | Standard A Lamp | 1 | 60 | Bathroom
Wall Mount | Incandescent |  | Standard A Lamp | 3 | 40 | Bathroom
Ceiling Fixture | Incandescent |  | Standard A Lamp | 1 | 100 | Bathroom
Wall Mount | Incandescent |  | Standard A Lamp | 3 | 40 | Bathroom
Ceiling Fan | Incandescent |  | Standard A Lamp | 2 | 65 | Bedroom
Ceiling Fixture | Incandescent |  | Standard A Lamp | 1 | 65 | Bedroom
Table | Compact Fluorescent |  | Twist | 1 | 28 | Bedroom
Ceiling Fixture | Incandescent |  | Standard A Lamp | 2 | 60 | Bedroom
Table | Compact Fluorescent |  | Twist | 1 | 22 | Bedroom
Ceiling Fixture | Incandescent |  | Standard A Lamp | 2 | 60 | Bedroom
Ceiling Fixture | Incandescent |  | Standard A Lamp | 2 | 60 | Bedroom
Table | Incandescent |  | Standard A Lamp | 1 | 100 | Bedroom
Table | Compact Fluorescent |  | Twist | 1 | 22 | Family Room
Ceiling Fixture | Incandescent |  | Standard A Lamp | 1 | 60 | Hall
Ceiling Fixture | Incandescent |  | Standard A Lamp | 2 | 60 | Office
Chandelier (Hanging) | Incandescent |  | Mini base | 10 | 25 | Dining Room
Recessed Can | Incandescent |  | Reflector | 1 | 60 | Hall
Ceiling Fixture | Incandescent |  | Standard A Lamp | 1 | 100 | Garage
Garage door opener | Incandescent |  | Standard A Lamp | 1 | 65 | Garage
Ceiling Fixture | Incandescent |  | Standard A Lamp | 2 | 60 | Hall
Ceiling Fixture | Incandescent |  | Mini base | 3 | 25 | Hall
Chandelier (Hanging) | Incandescent |  | Globe | 1 | 40 | Kitchen
Recessed Can | Halogen |  | MR | 1 | 75 | Kitchen
Ceiling Fixture | Incandescent |  | Standard A Lamp | 2 | 60 | Laundry Room
Recessed Can | Halogen |  | MR | 1 | 50 | Living Room
Table | Compact Fluorescent |  | Twist | 1 | 22 | Living Room
Table | Compact Fluorescent |  | Twist | 1 | 15 | Office
Chandelier (Hanging) | Incandescent |  | Standard A Lamp | 1 | 60 | Hall
Ceiling Fixture | Incandescent |  | Standard A Lamp | 2 | 60 | Bedroom
Table | Incandescent |  | Standard A Lamp | 1 | 40 | Bedroom
Ceiling Fixture | Incandescent |  | Standard A Lamp | 3 | 60 | Family Room
Ceiling Fixture | Incandescent |  | Standard A Lamp | 1 | 60 | Family Room
Table | Incandescent |  | 3-Way Incandescent | 1 | 150 | Family Room
Wall Mount | Incandescent |  | Standard A Lamp | 1 | 60 | Closet
Wall Mount | Incandescent |  | Standard A Lamp | 1 | 40 | Garage
Wall Mount | Incandescent |  | Standard A Lamp | 1 | 60 | Hall
Wall Mount | Incandescent |  | Standard A Lamp | 1 | 60 | Closet
Ceiling Fixture | Incandescent |  | Standard A Lamp | 1 | 60 | Closet
Wall Mount | Incandescent |  | Globe | 1 | 40 | Bathroom
Ceiling Fixture | Incandescent |  | Standard A Lamp | 1 | 60 | Bathroom
Recessed - other | Incandescent |  | Standard A Lamp | 1 | 60 | Bathroom
Ceiling Fixture | Incandescent |  | Standard A Lamp | 1 | 40 | Bathroom
Ceiling Fixture | Incandescent |  | Standard A Lamp | 1 | 60 | Office
Table | Incandescent |  | Standard A Lamp | 1 | 40 | Office
Ceiling Fixture | Incandescent |  | Standard A Lamp | 1 | 60 | Office
Ceiling Fixture | Incandescent |  | Standard A Lamp | 1 | 60 | Garage
Table | Incandescent |  | Standard A Lamp | 1 | 90 | Garage
Garage door opener | Incandescent |  | Standard A Lamp | 1 | 60 | Garage
Ceiling Fixture | Compact Fluorescent |  | Twist | 1 | 15 | Hall
Track | Incandescent |  | Reflector | 2 | 27 | Hall
Track | Incandescent |  | Reflector | 2 | 40 | Hall
Ceiling Fixture | Incandescent |  | Standard A Lamp | 1 | 60 | Kitchen
Ceiling Fixture | Compact Fluorescent |  | Twist | 1 | 15 | Kitchen
Chandelier (Hanging) | Incandescent |  | Globe | 1 | 40 | Kitchen
Ceiling Fixture | Incandescent |  | Standard A Lamp | 1 | 40 | Kitchen
Other | Incandescent |  | Other | 1 | 60 | Kitchen
Recessed - other | Incandescent |  | Reflector | 1 | 150 | Laundry Room
Ceiling Fixture | Incandescent |  | Standard A Lamp | 1 | 60 | Laundry Room
Ceiling Fixture | Incandescent |  | Standard A Lamp | 1 | 60 | Living Room
Ceiling Fixture | Compact Fluorescent |  | Twist | 1 | 15 | Living Room
Recessed - other | Incandescent |  | Reflector | 1 | 65 | Living Room
Floor lamp | Compact Fluorescent |  | Twist | 1 | 13 | Living Room
Track | Incandescent |  | Reflector | 7 | 65 | Living Room
Ceiling Fixture | Incandescent |  | Standard A Lamp | 1 | 60 | Living Room
Wall Mount | Incandescent |  | Globe | 6 | 40 | Bathroom
Recessed - other | Incandescent |  | Reflector | 2 | 250 | Bathroom
Ceiling Fixture | Incandescent |  | Standard A Lamp | 1 | 60 | Master Bedroom
Ceiling Fixture | Incandescent |  | Standard A Lamp | 3 | 60 | Master Bedroom
Ceiling Fixture | Compact Fluorescent |  | Twist | 1 | 15 | Closet
Ceiling Fixture | Incandescent |  | Standard A Lamp | 1 | 60 | Closet
Ceiling Fixture | Incandescent |  | Standard A Lamp | 1 | 60 | Hall
Recessed Can | Incandescent |  | Standard A Lamp | 1 | 60 | Hall
Ceiling Fixture | Incandescent |  | Standard A Lamp | 1 | 60 | Office
Ceiling Fixture | Compact Fluorescent |  | Twist | 1 | 15 | Office
Table | Compact Fluorescent |  | Twist | 1 | 15 | Office
Table | Incandescent |  | Standard A Lamp | 1 | 60 | Office
Ceiling Fixture | Incandescent |  | Standard A Lamp | 1 | 60 | Hall
Ceiling Fixture | Incandescent |  | Standard A Lamp | 1 | 60 | Hall
Ceiling Fixture | Incandescent |  | Reflector | 1 | 65 | Hall
Ceiling Fixture | Incandescent |  | Standard A Lamp | 1 | 60 | Closet
Ceiling Fixture | Incandescent |  | Clear | 1 | 60 | Closet
Ceiling Fixture | Incandescent |  | Standard A Lamp | 1 | 60 | Bathroom
Ceiling Fixture | Compact Fluorescent |  | Twist | 1 | 15 | Bedroom
Table | Compact Fluorescent |  | Twist | 1 | 15 | Bedroom
Ceiling Fixture | Compact Fluorescent |  | Twist | 1 | 22 | Bedroom
Ceiling Fan | Compact Fluorescent |  | Twist | 1 | 22 | Dining Room
Ceiling Fan | Incandescent |  | Clear | 4 | 40 | Family Room
Table | Incandescent |  | Standard A Lamp | 1 | 75 | Family Room
Table | Compact Fluorescent |  | Twist | 1 | 15 | Family Room
Ceiling Fixture | Compact Fluorescent |  | Twist | 1 | 22 | Kitchen
Ceiling Fixture | Compact Fluorescent |  | Twist | 1 | 15 | Bedroom
Table | Incandescent |  | Clear | 1 | 60 | Bedroom
Wall Mount | Incandescent |  | Standard A Lamp | 3 | 60 | Bathroom
Ceiling Fan | Incandescent |  | Standard A Lamp | 1 | 40 | Bedroom
Table | Incandescent |  | Standard A Lamp | 1 | 100 | Bedroom
Table | Incandescent |  | Standard A Lamp | 1 | 100 | Family Room
Table | Incandescent |  | Decorative | 1 | 75 | Family Room
Ceiling Fan | Compact Fluorescent |  | Twist | 2 | 15 | Bedroom
Table | Incandescent |  | 3-Way Incandescent | 1 | 100 | Bedroom
Ceiling Fixture | Incandescent |  | Standard A Lamp | 1 | 75 | Hall
Ceiling Fan | Incandescent |  | Standard A Lamp | 4 | 60 | Dining Room
Ceiling Fixture | Incandescent |  | Standard A Lamp | 1 | 60 | Dining Room
Recessed Can | Incandescent |  | Reflector | 1 | 75 | Kitchen
Recessed Can | Halogen |  | PAR | 1 | 50 | Kitchen
Ceiling Fan | Incandescent |  | Standard A Lamp | 4 | 60 | Living Room
Table | Incandescent |  | Standard A Lamp | 1 | 60 | Living Room
Wall Mount | Compact Fluorescent |  | Twist | 2 | 15 | Bathroom
Ceiling Fan | Compact Fluorescent |  | Twist | 2 | 22 | Bedroom
Table | Incandescent |  | 3-Way Incandescent | 1 | 100 | Bedroom
Ceiling Fixture | Incandescent |  | Standard A Lamp | 1 | 60 | Laundry Room
Ceiling Fixture | Linear Fluorescent | 48 | T-12 | 2 | 40 | Master Bedroom
Ceiling Fixture | Linear Fluorescent | 48 | T-12 | 2 | 40 | Other
Ceiling Fixture | Compact Fluorescent |  | Twist | 1 | 22 | Other
Chandelier (Hanging) | Incandescent |  | Decorative | 5 | 60 | Dining Room
Table | Linear Fluorescent | 24 | T-12 | 1 | 32 | Dining Room
Recessed Can | Incandescent |  | Reflector | 1 | 60 | Dining Room
Chandelier (Hanging) | Incandescent |  | Standard A Lamp | 1 | 100 | Other
Table | Incandescent |  | Decorative | 1 | 40 | Other
Floor lamp | Incandescent |  | Decorative | 2 | 60 | Family Room
Table | Incandescent |  | Decorative | 1 | 60 | Family Room
Table | Incandescent |  | Standard A Lamp | 1 | 100 | Family Room
Ceiling Fan | Incandescent |  | Decorative | 3 | 60 | Family Room
Ceiling Fan | Compact Fluorescent |  | Twist | 1 | 22 | Kitchen
Ceiling Fixture | Incandescent |  | Standard A Lamp | 1 | 60 | Bathroom
Wall Mount | Incandescent |  | Clear | 3 | 60 | Bathroom
Ceiling Fixture | Incandescent |  | Standard A Lamp | 1 | 60 | Bathroom
Ceiling Fan | Incandescent |  | Decorative | 4 | 40 | Master Bedroom
Table | Incandescent |  | Standard A Lamp | 1 | 25 | Master Bedroom
Table | Incandescent |  | Reflector | 1 | 25 | Master Bedroom
Table | Incandescent |  | Standard A Lamp | 1 | 75 | Master Bedroom
Ceiling Fixture | Incandescent |  | Standard A Lamp | 1 | 60 | Bedroom
Table | Incandescent |  | Decorative | 1 | 25 | Bedroom
Ceiling Fixture | Incandescent |  | Clear | 2 | 25 | Other
Ceiling Fan | Incandescent |  | Standard A Lamp | 1 | 100 | Bedroom
Table | Incandescent |  | Decorative | 1 | 60 | Bedroom
Ceiling Fan | Incandescent |  | Standard A Lamp | 1 | 60 | Bedroom
Table | Incandescent |  | Decorative | 1 | 25 | Bedroom
Ceiling Fan | Incandescent |  | Standard A Lamp | 1 | 60 | Bedroom
Table | Incandescent |  | Decorative | 1 | 40 | Bedroom
Ceiling Fixture | Incandescent |  | Standard A Lamp | 1 | 100 | Hall
Ceiling Fixture | Incandescent |  | Standard A Lamp | 1 | 60 | Hall
Other | Incandescent |  | Decorative | 1 | 25 | Hall
Wall Mount | Incandescent |  | Clear | 3 | 75 | Bathroom
Ceiling Fixture | Incandescent |  | Standard A Lamp | 2 | 60 | Bedroom
Ceiling Fixture | Incandescent |  | Standard A Lamp | 2 | 60 | Bedroom
Ceiling Fixture | Compact Fluorescent |  | Twist | 2 | 15 | Closet
Ceiling Fixture | Incandescent |  | Clear | 1 | 150 | Garage
Garage door opener | Incandescent |  | Standard A Lamp | 1 | 40 | Garage
Recessed Can | Incandescent |  | Reflector | 1 | 65 | Kitchen
Chandelier (Hanging) | Compact Fluorescent |  | Twist | 1 | 15 | Kitchen
Ceiling Fixture | Compact Fluorescent |  | Twist | 2 | 15 | Laundry Room
Ceiling Fan | Incandescent |  | Clear | 4 | 60 | Living Room
Ceiling Fixture | Incandescent |  | Standard A Lamp | 2 | 60 | Master Bedroom
Wall Mount | Incandescent |  | Clear | 4 | 60 | Bathroom
Ceiling Fixture | Incandescent |  | Standard A Lamp | 1 | 60 | Bathroom
Wall Mount | Incandescent |  | Standard A Lamp | 1 | 60 | Bathroom
Ceiling Fixture | Incandescent |  | Standard A Lamp | 1 | 60 | Bedroom
Table | Incandescent |  | Standard A Lamp | 1 | 60 | Bedroom
Ceiling Fixture | Incandescent |  | Standard A Lamp | 1 | 60 | Bedroom
Table | Incandescent |  | Standard A Lamp | 1 | 60 | Bedroom
Ceiling Fixture | Incandescent |  | Standard A Lamp | 1 | 60 | Bedroom
Floor lamp | Incandescent |  | Standard A Lamp | 2 | 60 | Bedroom
Ceiling Fixture | Incandescent |  | Standard A Lamp | 2 | 60 | Bedroom
Table | Compact Fluorescent |  | Twist | 1 | 15 | Bedroom
Ceiling Fixture | Incandescent |  | Standard A Lamp | 1 | 60 | Closet
Ceiling Fixture | Incandescent |  | Standard A Lamp | 1 | 60 | Hall
Ceiling Fixture | Linear Fluorescent | 48 | T-12 | 2 | 40 | Kitchen
Recessed - other | Incandescent |  | Standard A Lamp | 1 | 60 | Kitchen
Ceiling Fixture | Incandescent |  | Standard A Lamp | 1 | 60 | Laundry Room
Table | Incandescent |  | Standard A Lamp | 1 | 60 | Living Room
Ceiling Fixture | Incandescent |  | Standard A Lamp | 1 | 60 | Living Room
Wall Mount | Incandescent |  | Globe | 3 | 60 | Bathroom
Ceiling Fixture | Incandescent |  | Standard A Lamp | 1 | 60 | Bedroom
Table | Incandescent |  | Standard A Lamp | 1 | 60 | Bedroom
Table | Compact Fluorescent |  | Twist | 1 | 15 | Bedroom
Ceiling Fixture | Incandescent |  | Standard A Lamp | 1 | 60 | Bedroom
Recessed - other | Compact Fluorescent |  | 3-Way CFL | 1 | 15 | Kitchen
Chandelier (Hanging) | Compact Fluorescent |  | Twist | 1 | 15 | Kitchen
Ceiling Fixture | Linear Fluorescent | 48 | T-12 | 2 | 40 | Kitchen
Table | Compact Fluorescent |  | Twist | 1 | 15 | Living Room
Ceiling Fixture | Incandescent |  | Standard A Lamp | 1 | 60 | Other
Wall Mount | Incandescent |  | Globe | 4 | 60 | Bathroom
Wall Mount | Incandescent |  | Globe | 4 | 60 | Bathroom
Ceiling Fixture | Incandescent |  | Standard A Lamp | 3 | 60 | Bedroom
Ceiling Fixture | Incandescent |  | Standard A Lamp | 2 | 60 | Family Room
Chandelier (Hanging) | Incandescent |  | Standard A Lamp | 5 | 60 | Dining Room
Ceiling Fixture | Incandescent |  | Standard A Lamp | 1 | 75 | Other
Recessed Can | Incandescent |  | Reflector | 1 | 65 | Hall
Recessed Can | Incandescent |  | Reflector | 1 | 65 | Hall
Wall Mount | Incandescent |  | Standard A Lamp | 1 | 60 | Hall
Floor lamp | Incandescent |  | Standard A Lamp | 2 | 60 | Family Room
Table | Incandescent |  | Standard A Lamp | 1 | 65 | Family Room
Ceiling Fan | Incandescent |  | Standard A Lamp | 1 | 75 | Family Room
Table | Halogen |  | MR | 1 | 20 | Family Room
Ceiling Fixture | Incandescent |  | Reflector | 1 | 65 | Family Room
Ceiling Fixture | Linear Fluorescent | 36 | T-8 | 1 | 32 | Garage
Ceiling Fixture | Linear Fluorescent | 36 | T-12 | 1 | 32 | Garage
Ceiling Fixture | Incandescent |  | Standard A Lamp | 1 | 60 | Garage
Garage door opener | Incandescent |  | Standard A Lamp | 1 | 60 | Garage
Ceiling Fixture | Other |  | LED Interior | 2 | 12 | Garage
Recessed Can | Incandescent |  | Standard A Lamp | 1 | 65 | Hall
Recessed Can | Incandescent |  | Reflector | 1 | 65 | Kitchen
Ceiling Fixture | Linear Fluorescent | 48 | T-12 | 2 | 40 | Laundry Room
Ceiling Fixture | Incandescent |  | Decorative | 1 | 65 | Bathroom
Recessed Can | Incandescent |  | Reflector | 1 | 65 | Bedroom
Floor lamp | Incandescent |  | Standard A Lamp | 1 | 100 | Bedroom
Table | Incandescent |  | Standard A Lamp | 2 | 40 | Bedroom
Ceiling Fixture | Incandescent |  | Standard A Lamp | 1 | 60 | Closet
Ceiling Fixture | Incandescent |  | Globe | 1 | 60 | Bathroom
Recessed Can | Incandescent |  | Reflector | 1 | 65 | Bedroom
Ceiling Fixture | Incandescent |  | Standard A Lamp | 3 | 60 | Bedroom
Table | Incandescent |  | Standard A Lamp | 1 | 60 | Bedroom
Wall Mount | Incandescent |  | Standard A Lamp | 6 | 52 | Bathroom
Ceiling Fixture | Incandescent |  | Standard A Lamp | 2 | 60 | Office
Chandelier (Hanging) | Incandescent |  | Globe | 1 | 60 | Living Room
Recessed Can | Incandescent |  | Reflector | 1 | 65 | Living Room
Table | Incandescent |  | Standard A Lamp | 1 | 52 | Living Room
Table | Halogen |  | MR | 1 | 20 | Living Room
Wall Mount | Incandescent |  | Globe | 6 | 60 | Bathroom
Ceiling Fixture | Incandescent |  | Standard A Lamp | 1 | 52 | Bathroom
Wall Mount | Incandescent |  | Standard A Lamp | 8 | 60 | Bathroom
Ceiling Fixture | Incandescent |  | Standard A Lamp | 1 | 40 | Closet
Ceiling Fixture | Incandescent |  | Standard A Lamp | 3 | 60 | Bedroom
Recessed Can | Incandescent |  | Reflector | 1 | 65 | Hall
Ceiling Fixture | Incandescent |  | Standard A Lamp | 1 | 90 | Closet
Ceiling Fixture | Incandescent |  | Standard A Lamp | 2 | 60 | Bedroom
Table | Halogen |  | MR | 1 | 20 | Bedroom
Table | Incandescent |  | Standard A Lamp | 1 | 40 | Bedroom
Ceiling Fixture | Incandescent |  | Standard A Lamp | 1 | 40 | Closet
Wall Mount | Incandescent |  | Standard A Lamp | 1 | 60 | Hall
Ceiling Fixture | Incandescent |  | Reflector | 1 | 60 | Kitchen
Ceiling Fixture | Incandescent |  | Standard A Lamp | 2 | 60 | Kitchen
Wall Mount | Halogen |  | MR | 4 | 50 | Kitchen
Ceiling Fixture | Incandescent |  | Standard A Lamp | 2 | 40 | Bedroom
Ceiling Fixture | Incandescent |  | Standard A Lamp | 1 | 60 | Bathroom
Wall Mount | Halogen |  | MR | 4 | 50 | Bathroom
Table | Incandescent |  | Standard A Lamp | 1 | 60 | Living Room
Recessed Can | Incandescent |  | Reflector | 1 | 50 | Living Room
Recessed Can | Compact Fluorescent |  | Twist | 1 | 15 | Living Room
Torchiere | Halogen |  | Quartz Tube | 1 | 150 | Living Room
Wall Mount | Incandescent |  | Standard A Lamp | 1 | 40 | Hall
Ceiling Fixture | Incandescent |  | Standard A Lamp | 2 | 60 | Hall
Recessed Can | Halogen |  | Other | 1 | 50 | Bathroom
Ceiling Fixture | Incandescent |  | Standard A Lamp | 1 | 40 | Bathroom
Wall Mount | Halogen |  | MR | 3 | 50 | Bathroom
Ceiling Fixture | Incandescent |  | Standard A Lamp | 1 | 60 | Bedroom
Table | Incandescent |  | Standard A Lamp | 1 | 60 | Bedroom
Ceiling Fixture | Incandescent |  | Standard A Lamp | 1 | 60 | Bedroom
Torchiere | Compact Fluorescent |  | Other | 1 | 22 | Bedroom
Wall Mount | Incandescent |  | Globe | 6 | 60 | Bathroom
Recessed Can | Incandescent |  | Reflector | 1 | 65 | Bathroom
Ceiling Fixture | Incandescent |  | Standard A Lamp | 3 | 75 | Bedroom
Ceiling Fixture | Incandescent |  | Reflector | 1 | 65 | Bedroom
Wall Mount | Incandescent |  | Globe | 6 | 60 | Bathroom
Recessed Can | Incandescent |  | Clear | 1 | 65 | Bathroom
Recessed Can | Incandescent |  | Reflector | 1 | 65 | Bathroom
Recessed Can | Incandescent |  | Reflector | 1 | 65 | Bedroom
Recessed - other | Halogen |  | PAR | 1 | 50 | Dining Room
Track | Incandescent |  | Standard A Lamp | 3 | 40 | Dining Room
Table | Incandescent |  | Standard A Lamp | 1 | 60 | Family Room
Ceiling Fixture | Compact Fluorescent |  | Twist | 1 | 22 | Garage
Garage door opener | Incandescent |  | Standard A Lamp | 2 | 60 | Garage
Recessed Can | Incandescent |  | Reflector | 1 | 65 | Hall
Recessed Can | Incandescent |  | Clear | 1 | 65 | Kitchen
Floor lamp | Incandescent |  | Decorative | 5 | 40 | Living Room
Track | Incandescent |  | Standard A Lamp | 1 | 100 | Living Room
Floor lamp | Halogen |  | Quartz Tube | 2 | 50 | Living Room
Recessed Can | Incandescent |  | Reflector | 1 | 65 | Living Room
Recessed Can | Incandescent |  | Reflector | 1 | 65 | Master Bedroom
Ceiling Fixture | Incandescent |  | Standard A Lamp | 3 | 65 | Other
Ceiling Fixture | Halogen |  | MR | 4 | 50 | Bathroom
Recessed - other | Incandescent |  | Reflector | 2 | 250 | Bathroom
Ceiling Fixture | Linear Fluorescent | 48 | T-12 | 2 | 40 | Kitchen
Recessed Can | Compact Fluorescent |  | Reflector | 1 | 22 | Kitchen
Ceiling Fixture | Incandescent |  | Standard A Lamp | 2 | 75 | Hall
Ceiling Fixture | Incandescent |  | Standard A Lamp | 1 | 75 | Hall
Ceiling Fixture | Incandescent |  | Standard A Lamp | 1 | 75 | Family Room
Wall Mount | Incandescent |  | Globe | 1 | 40 | Bathroom
Ceiling Fixture | Incandescent |  | Standard A Lamp | 1 | 60 | Hall
Ceiling Fixture | Incandescent |  | Reflector | 1 | 65 | Garage
Ceiling Fixture | Linear Fluorescent | 48 | T-12 | 2 | 40 | Garage
Garage door opener | Incandescent |  | Standard A Lamp | 2 | 60 | Garage
Ceiling Fixture | Compact Fluorescent |  | Twist | 1 | 15 | Hall
Wall Mount | Incandescent |  | Globe | 5 | 40 | Bathroom
Ceiling Fixture | Incandescent |  | Standard A Lamp | 2 | 75 | Bedroom
Ceiling Fixture | Incandescent |  | Standard A Lamp | 3 | 75 | Master Bedroom
Floor lamp | Incandescent |  | Standard A Lamp | 2 | 65 | Master Bedroom
Wall Mount | Compact Fluorescent |  | Twist | 1 | 22 | Closet
Floor lamp | Incandescent |  | Standard A Lamp | 1 | 60 | Living Room
Chandelier (Hanging) | Incandescent |  | Standard A Lamp | 3 | 75 | Dining Room
Ceiling Fixture | Incandescent |  | Standard A Lamp | 1 | 75 | Master Bedroom
Wall Mount | Compact Fluorescent |  | Twist | 5 | 15 | Bathroom
Architectural | Linear Fluorescent | 20 | T-5 | 1 | 16 | Bathroom
Ceiling Fixture | Compact Fluorescent |  | Twist | 1 | 15 | Bathroom
Ceiling Fixture | Incandescent |  | Standard A Lamp | 1 | 60 | Bedroom
Ceiling Fixture | Compact Fluorescent |  | Twist | 2 | 15 | Bedroom
Wall Mount | Compact Fluorescent |  | Twist | 1 | 15 | Bedroom
Ceiling Fixture | Compact Fluorescent |  | Twist | 1 | 15 | Garage
Ceiling Fixture | Linear Fluorescent | 48 | T-12 | 2 | 40 | Garage
Ceiling Fixture | Compact Fluorescent |  | Twist | 1 | 15 | Hall
Ceiling Fixture | Compact Fluorescent |  | Twist | 1 | 15 | Kitchen
Architectural | Linear Fluorescent | 20 | T-5 | 1 | 16 | Kitchen
Ceiling Fixture | Compact Fluorescent |  | Twist | 1 | 15 | Living Room
Table | Compact Fluorescent |  | Twist | 1 | 15 | Living Room
Wall Mount | Compact Fluorescent |  | Twist | 1 | 15 | Closet
Wall Mount | Compact Fluorescent |  | Twist | 1 | 15 | Closet
Wall Mount | Linear Fluorescent | 12 | T-8 | 1 | 16 | Dining Room
Table | Incandescent |  | Standard A Lamp | 1 | 60 | Dining Room
Wall Mount | Incandescent |  | Standard A Lamp | 1 | 60 | Dining Room
Wall Mount | Incandescent |  | Standard A Lamp | 2 | 60 | Bathroom
Ceiling Fixture | Incandescent |  | Standard A Lamp | 2 | 60 | Bathroom
Table | Incandescent |  | Standard A Lamp | 1 | 60 | Bedroom
Ceiling Fixture | Incandescent |  | Standard A Lamp | 2 | 60 | Family Room
Table | Incandescent |  | Standard A Lamp | 1 | 60 | Family Room
Ceiling Fixture | Incandescent |  | Standard A Lamp | 2 | 60 | Hall
Ceiling Fixture | Linear Fluorescent | 48 | T-12 | 2 | 32 | Hall
Ceiling Fixture | Linear Fluorescent | 48 | T-12 | 2 | 20 | Laundry Room
Ceiling Fixture | Linear Fluorescent | 96 | T-12 | 2 | 60 | Garage
Low bay | Linear Fluorescent | 96 | T-12 | 2 | 32 | Garage
Wall Mount | Linear Fluorescent | 36 | T-12 | 2 | 20 | Garage
Table | Compact Fluorescent |  | Twist | 1 | 15 | Living Room
Ceiling Fixture | Incandescent |  | Standard A Lamp | 2 | 60 | Kitchen
Wall Mount | Compact Fluorescent |  | Decorative | 1 | 20 | Kitchen
Wall Mount | Incandescent |  | Standard A Lamp | 3 | 60 | Bathroom
Ceiling Fixture | Incandescent |  | Standard A Lamp | 2 | 60 | Bathroom
Ceiling Fixture | Incandescent |  | Standard A Lamp | 2 | 60 | Bedroom
Ceiling Fan | Incandescent |  | Standard A Lamp | 3 | 60 | Bedroom
Floor lamp | Incandescent |  | Standard A Lamp | 1 | 75 | Bedroom
Table | Incandescent |  | Standard A Lamp | 1 | 60 | Bedroom
Ceiling Fixture | Incandescent |  | Standard A Lamp | 2 | 60 | Hall
Ceiling Fixture | Incandescent |  | Standard A Lamp | 2 | 60 | Office
Table | Incandescent |  | Standard A Lamp | 1 | 60 | Office
Ceiling Fixture | Compact Fluorescent |  | Twist | 2 | 15 | Bedroom
Table | Incandescent |  | Clear | 1 | 25 | Bedroom
Wall Mount | Compact Fluorescent |  | Twist | 3 | 15 | Bathroom
Ceiling Fixture | Compact Fluorescent |  | Twist | 2 | 15 | Bedroom
Ceiling Fixture | Compact Fluorescent |  | Twist | 2 | 15 | Master Bedroom
Wall Mount | Compact Fluorescent |  | Twist | 3 | 15 | Bathroom
Ceiling Fixture | Compact Fluorescent |  | Twist | 2 | 15 | Bathroom
Ceiling Fixture | Compact Fluorescent |  | Twist | 2 | 15 | Laundry Room
Ceiling Fixture | Compact Fluorescent |  | Twist | 1 | 15 | Garage
Ceiling Fixture | Compact Fluorescent |  | Twist | 2 | 15 | Hall
Ceiling Fixture | Incandescent |  | Standard A Lamp | 2 | 60 | Hall
Ceiling Fixture | Compact Fluorescent |  | Twist | 2 | 22 | Hall
Chandelier (Hanging) | Compact Fluorescent |  | Twist | 5 | 15 | Kitchen
Recessed Can | Halogen |  | PAR | 1 | 65 | Kitchen
Ceiling Fan | Compact Fluorescent |  | Twist | 4 | 15 | Living Room
Ceiling Fixture | Compact Fluorescent |  | Twist | 2 | 15 | Office
Ceiling Fixture | Incandescent |  | Standard A Lamp | 1 | 60 | Bathroom
Ceiling Fan | Incandescent |  | Globe | 1 | 40 | Bathroom
Ceiling Fan | Incandescent |  | Standard A Lamp | 1 | 60 | Bedroom
Ceiling Fan | Incandescent |  | Standard A Lamp | 1 | 60 | Bedroom
Ceiling Fixture | Incandescent |  | Standard A Lamp | 1 | 60 | Hall
Ceiling Fixture | Incandescent |  | Standard A Lamp | 1 | 60 | Kitchen
Ceiling Fixture | Incandescent |  | Standard A Lamp | 1 | 75 | Living Room
Table | Incandescent |  | Standard A Lamp | 1 | 60 | Living Room
Table | Incandescent |  | Standard A Lamp | 1 | 75 | Living Room
Ceiling Fixture | Linear Fluorescent | 96 | T-12 | 2 | 100 | Garage
Table | Compact Fluorescent |  | Twist | 1 | 22 | Garage
Wall Mount | Incandescent |  | Standard A Lamp | 2 | 60 | Bathroom
Ceiling Fixture | Incandescent |  | Standard A Lamp | 1 | 60 | Bedroom
Ceiling Fixture | Incandescent |  | Standard A Lamp | 1 | 60 | Bedroom
Table | Incandescent |  | Clear | 1 | 40 | Bedroom
Chandelier (Hanging) | Incandescent |  | Standard A Lamp | 5 | 40 | Dining Room
Ceiling Fixture | Incandescent |  | Standard A Lamp | 1 | 75 | Garage
Garage door opener | Incandescent |  | Standard A Lamp | 1 | 60 | Garage
Ceiling Fixture | Incandescent |  | Standard A Lamp | 1 | 60 | Hall
Ceiling Fixture | Incandescent |  | Standard A Lamp | 3 | 60 | Kitchen
Recessed Can | Incandescent |  | Reflector | 1 | 65 | Kitchen
Torchiere | Incandescent |  | Standard A Lamp | 1 | 60 | Living Room
Table | Incandescent |  | Standard A Lamp | 1 | 60 | Living Room
Ceiling Fixture | Incandescent |  | Standard A Lamp | 1 | 60 | Master Bedroom
Table | Incandescent |  | Mini base | 3 | 40 | Master Bedroom
Table | Incandescent |  | Mini base | 1 | 40 | Master Bedroom
Wall Mount | Incandescent |  | Globe | 3 | 60 | Bathroom
Ceiling Fixture | Incandescent |  | Standard A Lamp | 2 | 65 | Master Bedroom
Table | Incandescent |  | Standard A Lamp | 1 | 25 | Master Bedroom
Wall Mount | Compact Fluorescent |  | Twist | 3 | 36 | Bathroom
Chandelier (Hanging) | Incandescent |  | Standard A Lamp | 1 | 60 | Family Room
Torchiere | Compact Fluorescent |  | Twist | 2 | 28 | Family Room
Ceiling Fixture | Linear Fluorescent | 48 | T-8 | 2 | 40 | Garage
Ceiling Fixture | Compact Fluorescent |  | Twist | 1 | 22 | Garage
Low bay | Linear Fluorescent | 48 | T-8 | 2 | 32 | Laundry Room
Ceiling Fixture | Incandescent |  | Standard A Lamp | 4 | 60 | Kitchen
Ceiling Fixture | Incandescent |  | Decorative | 1 | 40 | Kitchen
Table | Compact Fluorescent |  | Twist | 2 | 22 | Dining Room
Ceiling Fixture | Compact Fluorescent |  | Twist | 3 | 22 | Dining Room
Ceiling Fixture | Incandescent |  | Decorative | 2 | 60 | Hall
Chandelier (Hanging) | Incandescent |  | Standard A Lamp | 2 | 75 | Hall
Chandelier (Hanging) | Incandescent |  | Decorative | 2 | 65 | Bathroom
Ceiling Fixture | Compact Fluorescent |  | Twist | 2 | 22 | Office
Table | Compact Fluorescent |  | Twist | 1 | 22 | Office
Ceiling Fixture | Incandescent |  | Standard A Lamp | 2 | 60 | Bedroom
Table | Incandescent |  | Standard A Lamp | 1 | 25 | Bedroom
Wall Mount | Incandescent |  | Globe | 8 | 60 | Bathroom
Ceiling Fixture | Incandescent |  | Standard A Lamp | 2 | 60 | Bathroom
Ceiling Fixture | Incandescent |  | Standard A Lamp | 2 | 60 | Bathroom
Wall Mount | Incandescent |  | Standard A Lamp | 4 | 60 | Bathroom
Ceiling Fixture | Incandescent |  | Standard A Lamp | 2 | 60 | Bedroom
Table | Incandescent |  | Standard A Lamp | 1 | 100 | Bedroom
Ceiling Fixture | Linear Fluorescent | 48 | T-8 | 4 | 32 | Bedroom
Floor lamp | Linear Fluorescent | 12 | T-5 | 2 | 16 | Bedroom
Ceiling Fixture | Incandescent |  | Standard A Lamp | 2 | 60 | Bedroom
Table | Incandescent |  | Standard A Lamp | 1 | 75 | Bedroom
Recessed Can | Incandescent |  | Reflector | 1 | 125 | Family Room
Ceiling Fixture | Incandescent |  | Mini base | 4 | 25 | Family Room
Table | Incandescent |  | Standard A Lamp | 1 | 60 | Family Room
Ceiling Fixture | Linear Fluorescent | 48 | T-8 | 2 | 32 | Garage
Ceiling Fixture | Linear Fluorescent | 48 | T-12 | 2 | 40 | Garage
Ceiling Fixture | Incandescent |  | Standard A Lamp | 1 | 60 | Garage
Recessed Can | Compact Fluorescent |  | Reflector | 1 | 15 | Hall
Ceiling Fixture | Incandescent |  | Mini base | 3 | 25 | Hall
Recessed Can | Compact Fluorescent |  | Reflector | 1 | 15 | Kitchen
Ceiling Fixture | Linear Fluorescent | 48 | T-8 | 2 | 32 | Kitchen
Recessed Can | Compact Fluorescent |  | Reflector | 1 | 15 | Laundry Room
Wall Mount | Incandescent |  | Globe | 8 | 60 | Bathroom
Table | Incandescent |  | Standard A Lamp | 1 | 100 | Master Bedroom
Ceiling Fixture | Incandescent |  | Standard A Lamp | 2 | 60 | Master Bedroom
Ceiling Fixture | Linear Fluorescent | 48 | T-12 | 2 | 40 | Other
Ceiling Fixture | Incandescent |  | Standard A Lamp | 1 | 100 | Other
Wall Mount | Incandescent |  | Globe | 3 | 60 | Bathroom
Ceiling Fixture | Compact Fluorescent |  | Twist | 1 | 15 | Bedroom
Table | Incandescent |  | 3-Way Incandescent | 1 | 125 | Bedroom
Floor lamp | Incandescent |  | Standard A Lamp | 1 | 40 | Bedroom
Chandelier (Hanging) | Incandescent |  | Decorative | 4 | 60 | Dining Room
Table | Incandescent |  | Mini base | 1 | 25 | Dining Room
Floor lamp | Incandescent |  | Other | 1 | 25 | Dining Room
Ceiling Fixture | Incandescent |  | Standard A Lamp | 1 | 75 | Garage
Ceiling Fixture | Incandescent |  | Standard A Lamp | 2 | 60 | Hall
Recessed Can | Incandescent |  | Standard A Lamp | 1 | 60 | Kitchen
Ceiling Fixture | Linear Fluorescent | 48 | T-8 | 4 | 32 | Kitchen
Ceiling Fan | Incandescent |  | Decorative | 4 | 60 | Living Room
Floor lamp | Compact Fluorescent |  | Twist | 1 | 15 | Living Room
Table | Incandescent |  | Standard A Lamp | 1 | 60 | Living Room
Table | Other |  |  | 1 | 11 | Living Room
Ceiling Fixture | Compact Fluorescent |  | Twist | 1 | 15 | Living Room
Wall Mount | Incandescent |  | Standard A Lamp | 3 | 40 | Bathroom
Ceiling Fan | Incandescent |  | Standard A Lamp | 1 | 60 | Master Bedroom
Table | Incandescent |  | Standard A Lamp | 1 | 60 | Master Bedroom
Table | Incandescent |  | Decorative | 2 | 15 | Master Bedroom
Torchiere | Incandescent |  | 3-Way Incandescent | 1 | 100 | Master Bedroom
Ceiling Fan | Incandescent |  | Standard A Lamp | 1 | 60 | Office
Table | Other |  | LED Interior | 5 | 5 | Office
Table | Incandescent |  | Standard A Lamp | 1 | 60 | Office
Ceiling Fixture | Linear Fluorescent | 48 | T-12 | 1 | 40 | Family Room
Table | Incandescent |  | 3-Way Incandescent | 1 | 90 | Family Room
Table | Incandescent |  | Standard A Lamp | 1 | 60 | Family Room
Torchiere | Halogen |  | Quartz Tube | 1 | 150 | Family Room
Ceiling Fixture | Linear Fluorescent | 48 | T-12 | 2 | 40 | Bathroom
Ceiling Fixture | Compact Fluorescent |  | Circline (Screw Base) | 1 | 22 | Bedroom
Table | Incandescent |  | Standard A Lamp | 1 | 60 | Bedroom
Ceiling Fixture | Incandescent |  | Standard A Lamp | 1 | 60 | Other
Wall Mount | Incandescent |  | Standard A Lamp | 1 | 60 | Hall
Ceiling Fixture | Incandescent |  | Standard A Lamp | 2 | 60 | Hall
Wall Mount | Incandescent |  | Decorative | 7 | 60 | Bathroom
Ceiling Fixture | Incandescent |  | Standard A Lamp | 2 | 60 | Bedroom
Table | Compact Fluorescent |  | Twist | 1 | 15 | Bedroom
Ceiling Fixture | Compact Fluorescent |  | Twist | 1 | 15 | Bedroom
Table | Compact Fluorescent |  | Twist | 1 | 15 | Bedroom
Ceiling Fixture | Incandescent |  | Standard A Lamp | 1 | 60 | Hall
Ceiling Fixture | Incandescent |  | Standard A Lamp | 1 | 60 | Hall
Ceiling Fixture | Incandescent |  | Standard A Lamp | 1 | 60 | Kitchen
Ceiling Fixture | Linear Fluorescent | 48 | T-8 | 2 | 32 | Kitchen
Ceiling Fan | Compact Fluorescent |  | Twist | 3 | 15 | Kitchen
Ceiling Fixture | Incandescent |  | Standard A Lamp | 1 | 60 | Laundry Room
Ceiling Fixture | Compact Fluorescent |  | Twist | 1 | 15 | Living Room
Floor lamp | Compact Fluorescent |  | Twist | 1 | 22 | Living Room
Wall Mount | Incandescent |  | Globe | 6 | 60 | Bathroom
Ceiling Fixture | Compact Fluorescent |  | Twist | 1 | 15 | Master Bedroom
Table | Compact Fluorescent |  | Twist | 1 | 7 | Master Bedroom
Ceiling Fixture | Incandescent |  | Standard A Lamp | 1 | 60 | Other
Table | Incandescent |  | 3-Way Incandescent | 1 | 170 | Living Room
Table | Compact Fluorescent |  | Twist | 1 | 28 | Living Room
Floor lamp | Linear Fluorescent | 24 | T-8 | 1 | 16 | Living Room
Ceiling Fixture | Incandescent |  | Standard A Lamp | 1 | 100 | Hall
Ceiling Fixture | Linear Fluorescent | 96 | T-12 | 2 | 60 | Family Room
Track | Incandescent |  | Reflector | 4 | 65 | Family Room
Ceiling Fixture | Incandescent |  | Standard A Lamp | 2 | 100 | Family Room
Table | Incandescent |  | Standard A Lamp | 1 | 100 | Closet
Ceiling Fixture | Linear Fluorescent | 48 | T-8 | 4 | 32 | Office
Table | Incandescent |  | Standard A Lamp | 1 | 100 | Office
Ceiling Fixture | Incandescent |  | Standard A Lamp | 2 | 100 | Laundry Room
Ceiling Fixture | Incandescent |  | Standard A Lamp | 1 | 100 | Bedroom
Table | Incandescent |  | 3-Way Incandescent | 1 | 90 | Bedroom
Wall Mount | Incandescent |  | Globe | 6 | 100 | Bathroom
Recessed - other | Incandescent |  | Heat Lamp | 2 | 250 | Bathroom
Ceiling Fixture | Incandescent |  | Standard A Lamp | 2 | 100 | Bedroom
Table | Incandescent |  | 3-Way Incandescent | 1 | 90 | Bedroom
Ceiling Fixture | Incandescent |  | Standard A Lamp | 1 | 75 | Closet
Table | Incandescent |  | 3-Way Incandescent | 1 | 200 | Living Room
Ceiling Fixture | Linear Fluorescent | 48 | T-8 | 4 | 32 | Kitchen
Chandelier (Hanging) | Incandescent |  | Standard A Lamp | 2 | 100 | Kitchen
Ceiling Fixture | Incandescent |  | Standard A Lamp | 1 | 100 | Hall
Wall Mount | Incandescent |  | Standard A Lamp | 2 | 100 | Bathroom
Table | Incandescent |  | 3-Way Incandescent | 1 | 150 | Bedroom
Ceiling Fixture | Incandescent |  | Standard A Lamp | 2 | 100 | Bedroom
Chandelier (Hanging) | Incandescent |  | 3-Way Incandescent | 1 | 150 | Bedroom
Ceiling Fixture | Incandescent |  | Standard A Lamp | 2 | 100 | Bathroom
Wall Mount | Incandescent |  | Globe | 4 | 100 | Bathroom
Wall Mount | Incandescent |  | Standard A Lamp | 1 | 100 | Bathroom
Recessed - other | Incandescent |  | Heat Lamp | 2 | 250 | Bathroom
Ceiling Fixture | Linear Fluorescent | 48 | T-12 | 2 | 40 | Office
Table | Compact Fluorescent |  | Twist | 1 | 28 | Office
Ceiling Fixture | Linear Fluorescent | 48 | T-12 | 2 | 40 | Other
Wall Mount | Incandescent |  | Standard A Lamp | 4 | 75 | Bathroom
Ceiling Fixture | Incandescent |  | Standard A Lamp | 1 | 75 | Bathroom
Floor lamp | Compact Fluorescent |  | Twist | 1 | 15 | Bedroom
Floor lamp | Compact Fluorescent |  | Reflector | 1 | 7 | Bedroom
Table | Incandescent |  | Standard A Lamp | 1 | 100 | Bedroom
Chandelier (Hanging) | Incandescent |  | Standard A Lamp | 3 | 75 | Dining Room
Ceiling Fixture | Compact Fluorescent |  | Twist | 3 | 15 | Hall
Ceiling Fixture | Linear Fluorescent | 48 | T-12 | 2 | 40 | Kitchen
Floor lamp | Incandescent |  | Mini base | 3 | 40 | Living Room
Table | Incandescent |  | Standard A Lamp | 1 | 100 | Living Room
Torchiere | Incandescent |  | Standard A Lamp | 1 | 100 | Master Bedroom
Table | Compact Fluorescent |  | Twist | 1 | 22 | Master Bedroom
Ceiling Fixture | Compact Fluorescent |  | Twist | 1 | 7 | Closet
Ceiling Fixture | Incandescent |  | Standard A Lamp | 1 | 75 | Closet
Wall Mount | Incandescent |  | Clear | 3 | 60 | Bathroom
Ceiling Fixture | Incandescent |  | Standard A Lamp | 3 | 60 | Bedroom
Table | Incandescent |  | Clear | 1 | 40 | Bedroom
Ceiling Fixture | Incandescent |  | Standard A Lamp | 1 | 60 | Bedroom
Table | Incandescent |  | Standard A Lamp | 1 | 60 | Bedroom
Chandelier (Hanging) | Incandescent |  | Standard A Lamp | 6 | 60 | Dining Room
Ceiling Fixture | Incandescent |  | Standard A Lamp | 3 | 60 | Hall
Ceiling Fixture | Incandescent |  | Standard A Lamp | 3 | 60 | Kitchen
Recessed Can | Incandescent |  | Reflector | 1 | 65 | Kitchen
Other | Linear Fluorescent | 12 | T-12 | 1 | 16 | Kitchen
Other | Linear Fluorescent | 24 | T-12 | 1 | 20 | Kitchen
Ceiling Fixture | Incandescent |  | Standard A Lamp | 1 | 60 | Laundry Room
Table | Incandescent |  | Standard A Lamp | 1 | 100 | Living Room
Ceiling Fixture | Incandescent |  | Standard A Lamp | 3 | 60 | Master Bedroom
Table | Incandescent |  | Standard A Lamp | 1 | 60 | Master Bedroom
Other | Linear Fluorescent | 24 | T-12 | 1 | 20 | Master Bedroom
Wall Mount | Incandescent |  | Clear | 3 | 40 | Bathroom
Ceiling Fixture | Incandescent |  | Standard A Lamp | 2 | 60 | Hall
Chandelier (Hanging) | Incandescent |  | Mini base | 6 | 60 | Living Room
Table | Incandescent |  | 3-Way Incandescent | 1 | 125 | Living Room
Ceiling Fixture | Linear Fluorescent | 48 | T-12 | 2 | 40 | Laundry Room
Wall Mount | Incandescent |  | Standard A Lamp | 3 | 60 | Bathroom
Ceiling Fixture | Incandescent |  | Standard A Lamp | 2 | 60 | Bathroom
Ceiling Fixture | Linear Fluorescent | 48 | T-12 | 2 | 40 | Kitchen
Track | Incandescent |  | Standard A Lamp | 1 | 60 | Bedroom
Wall Mount | Incandescent |  | Standard A Lamp | 1 | 60 | Bedroom
Wall Mount | Compact Fluorescent |  | Twist | 1 | 15 | Bathroom
Ceiling Fixture | Compact Fluorescent |  | Twist | 2 | 15 | Bedroom
Ceiling Fixture | Compact Fluorescent |  | Twist | 2 | 15 | Bedroom
Table | Compact Fluorescent |  | Pin base | 1 | 15 | Bedroom
Ceiling Fixture | Compact Fluorescent |  | Twist | 2 | 15 | Bedroom
Ceiling Fixture | Compact Fluorescent |  | Twist | 1 | 15 | Garage
Ceiling Fixture | Compact Fluorescent |  | Twist | 1 | 15 | Hall
Ceiling Fixture | Incandescent |  | Standard A Lamp | 1 | 60 | Kitchen
Floor lamp | Halogen |  | Quartz Tube | 1 | 50 | Living Room
Ceiling Fixture | Compact Fluorescent |  | Twist | 2 | 15 | Living Room
Ceiling Fixture | Compact Fluorescent |  | Twist | 1 | 15 | Other
Ceiling Fixture | Compact Fluorescent |  | Twist | 3 | 15 | Other
Ceiling Fixture | Compact Fluorescent |  | Twist | 1 | 15 | Bathroom
Ceiling Fixture | Incandescent |  | Reflector | 1 | 60 | Bathroom
Track | Halogen |  | MR | 2 | 25 | Bathroom
Track | Incandescent |  | Reflector | 2 | 65 | Bedroom
Track | Incandescent |  | Reflector | 3 | 65 | Bedroom
Wall Mount | Incandescent |  | Standard A Lamp | 1 | 60 | Bedroom
Ceiling Fixture | Linear Fluorescent | 48 | T-12 | 1 | 40 | Other
Wall Mount | Halogen |  | Quartz Tube | 2 | 150 | Kitchen
Track | Halogen |  | MR | 5 | 30 | Kitchen
Track | Halogen |  | MR | 2 | 30 | Kitchen
Wall Mount | Incandescent |  | Standard A Lamp | 2 | 75 | Kitchen
Ceiling Fixture | Compact Fluorescent |  | Twist | 2 | 15 | Laundry Room
Ceiling Fixture | Incandescent |  | Reflector | 1 | 65 | Laundry Room
Ceiling Fixture | Compact Fluorescent |  | Twist | 1 | 15 | Laundry Room
Track | Halogen |  | MR | 2 | 30 | Living Room
Track | Halogen |  | MR | 2 | 30 | Office
Ceiling Fixture | Halogen |  | Quartz Tube | 2 | 100 | Office
Ceiling Fixture | Halogen |  | Quartz Tube | 1 | 500 | Other
Wall Mount | Incandescent |  | Standard A Lamp | 3 | 60 | Bathroom
Ceiling Fixture | Incandescent |  | Standard A Lamp | 1 | 60 | Bathroom
Ceiling Fixture | Incandescent |  | Standard A Lamp | 2 | 60 | Bedroom
Ceiling Fixture | Incandescent |  | Standard A Lamp | 2 | 60 | Hall
Ceiling Fan | Incandescent |  | Mini base | 3 | 40 | Family Room
Table | Compact Fluorescent |  | Twist | 1 | 10 | Family Room
Ceiling Fixture | Incandescent |  | Standard A Lamp | 2 | 60 | Hall
Chandelier (Hanging) | Incandescent |  | Decorative | 3 | 60 | Kitchen
Chandelier (Hanging) | Incandescent |  | Standard A Lamp | 1 | 75 | Kitchen
Ceiling Fixture | Incandescent |  | Decorative | 2 | 60 | Kitchen
Floor lamp | Incandescent |  | Other | 3 | 25 | Kitchen
Architectural | Incandescent |  | Other | 1 | 25 | Kitchen
Ceiling Fixture | Incandescent |  | Standard A Lamp | 2 | 60 | Laundry Room
Ceiling Fan | Incandescent |  | Mini base | 3 | 40 | Living Room
Table | Incandescent |  | Mini base | 1 | 25 | Living Room
Floor lamp | Incandescent |  | Standard A Lamp | 1 | 40 | Living Room
Wall Mount | Incandescent |  | Standard A Lamp | 3 | 60 | Bathroom
Ceiling Fixture | Incandescent |  | Standard A Lamp | 1 | 60 | Bathroom
Ceiling Fan | Incandescent |  | Mini base | 3 | 40 | Master Bedroom
Table | Incandescent |  | Mini base | 1 | 25 | Master Bedroom
Ceiling Fixture | Incandescent |  | Standard A Lamp | 2 | 60 | Closet
Ceiling Fixture | Incandescent |  | Standard A Lamp | 2 | 60 | Office
Ceiling Fixture | Incandescent |  | Standard A Lamp | 1 | 60 | Other
Wall Mount | Incandescent |  | Standard A Lamp | 5 | 60 | Bathroom
Ceiling Fixture | Incandescent |  | Standard A Lamp | 1 | 60 | Bathroom
Ceiling Fixture | Incandescent |  | Standard A Lamp | 2 | 60 | Bathroom
Recessed Can | Incandescent |  | Reflector | 1 | 65 | Bathroom
Ceiling Fixture | Incandescent |  | Standard A Lamp | 5 | 60 | Bathroom
Ceiling Fixture | Incandescent |  | Standard A Lamp | 1 | 60 | Bedroom
Table | Incandescent |  | Standard A Lamp | 1 | 40 | Bedroom
Table | Incandescent |  | Standard A Lamp | 1 | 40 | Bedroom
Ceiling Fixture | Incandescent |  | Standard A Lamp | 1 | 60 | Bedroom
Ceiling Fixture | Incandescent |  | Standard A Lamp | 1 | 60 | Closet
Ceiling Fixture | Incandescent |  | Standard A Lamp | 1 | 60 | Other
Recessed Can | Incandescent |  | Reflector | 1 | 60 | Other
Floor lamp | Incandescent |  | Standard A Lamp | 3 | 40 | Other
Garage door opener | Incandescent |  | Standard A Lamp | 2 | 60 | Garage
Ceiling Fixture | Incandescent |  | Standard A Lamp | 1 | 60 | Garage
Ceiling Fixture | Linear Fluorescent | 48 | T-12 | 2 | 40 | Garage
Wall Mount | Incandescent |  | Standard A Lamp | 1 | 60 | Hall
Ceiling Fixture | Incandescent |  | Standard A Lamp | 2 | 40 | Hall
Ceiling Fixture | Incandescent |  | Standard A Lamp | 1 | 60 | Hall
Ceiling Fixture | Incandescent |  | Reflector | 1 | 60 | Hall
Recessed - other | Linear Fluorescent | 24 | T-5 | 1 | 16 | Kitchen
Chandelier (Hanging) | Incandescent |  | Standard A Lamp | 4 | 60 | Kitchen
Recessed Can | Incandescent |  | Reflector | 1 | 65 | Kitchen
Ceiling Fixture | Incandescent |  | Standard A Lamp | 1 | 60 | Laundry Room
Ceiling Fixture | Incandescent |  | Standard A Lamp | 1 | 60 | Living Room
Table | Compact Fluorescent |  | Twist | 3 | 15 | Living Room
Ceiling Fan | Incandescent |  | Standard A Lamp | 1 | 60 | Living Room
Ceiling Fixture | Incandescent |  | Standard A Lamp | 2 | 60 | Office
Recessed Can | Incandescent |  | Reflector | 1 | 65 | Office
Table | Incandescent |  | Standard A Lamp | 1 | 60 | Office
Ceiling Fixture | Incandescent |  | Standard A Lamp | 2 | 60 | Other
Ceiling Fixture | Linear Fluorescent | 48 | T-12 | 1 | 40 | Bathroom
Ceiling Fixture | Compact Fluorescent |  | Twist | 2 | 15 | Bathroom
Ceiling Fixture | Compact Fluorescent |  | Twist | 2 | 15 | Bedroom
Table | Compact Fluorescent |  | Twist | 1 | 15 | Bedroom
Table | Incandescent |  | Mini base | 1 | 7 | Bedroom
Ceiling Fixture | Linear Fluorescent | 48 | T-12 | 2 | 40 | Dining Room
Ceiling Fan | Compact Fluorescent |  | Twist | 1 | 15 | Family Room
Wall Mount | Compact Fluorescent |  | 3-Way CFL | 1 | 32 | Family Room
Table | Compact Fluorescent |  | Twist | 1 | 32 | Family Room
Table | Compact Fluorescent |  | Pin base | 1 | 13 | Family Room
Ceiling Fixture | Linear Fluorescent | 48 | T-12 | 2 | 40 | Garage
Wall Mount | Compact Fluorescent |  | Twist | 1 | 15 | Bathroom
Ceiling Fixture | Compact Fluorescent |  | Twist | 1 | 15 | Hall
Ceiling Fixture | Linear Fluorescent | 48 | T-12 | 2 | 40 | Kitchen
Recessed Can | Compact Fluorescent |  | Twist | 1 | 15 | Kitchen
Other | Halogen |  | Other | 1 | 40 | Kitchen
Other | Incandescent |  | Other | 1 | 40 | Kitchen
Chandelier (Hanging) | Compact Fluorescent |  | Twist | 2 | 15 | Laundry Room
Torchiere | Compact Fluorescent |  | 3-Way CFL | 1 | 28 | Laundry Room
Torchiere | Compact Fluorescent |  | Circline (Screw Base) | 1 | 22 | Laundry Room
Floor lamp | Compact Fluorescent |  | Pin base | 1 | 27 | Laundry Room
Ceiling Fan | Compact Fluorescent |  | Twist | 3 | 23 | Master Bedroom
Table | Halogen |  | Other | 1 | 20 | Master Bedroom
Table | Compact Fluorescent |  | Pin base | 1 | 13 | Master Bedroom
Ceiling Fixture | Compact Fluorescent |  | Twist | 1 | 15 | Office
Table | Compact Fluorescent |  | Pin base | 1 | 27 | Office
Table | Incandescent |  | Standard A Lamp | 1 | 60 | Living Room
Floor lamp | Compact Fluorescent |  | 3-Way CFL | 1 | 22 | Living Room
Chandelier (Hanging) | Incandescent |  | Decorative | 5 | 60 | Living Room
Ceiling Fixture | Incandescent |  | Standard A Lamp | 1 | 40 | Living Room
Wall Mount | Incandescent |  | Globe | 5 | 60 | Bathroom
Ceiling Fixture | Incandescent |  | Standard A Lamp | 1 | 60 | Garage
Garage door opener | Incandescent |  | Standard A Lamp | 1 | 40 | Garage
Ceiling Fixture | Linear Fluorescent | 48 | T-8 | 4 | 32 | Kitchen
Ceiling Fixture | Compact Fluorescent |  | Flood | 1 | 15 | Kitchen
Architectural | Incandescent |  | Mini base | 1 | 40 | Kitchen
Ceiling Fixture | Incandescent |  | Standard A Lamp | 2 | 60 | Office
Table | Incandescent |  | Standard A Lamp | 1 | 60 | Office
Table | Compact Fluorescent |  | Twist | 1 | 22 | Office
Ceiling Fixture | Compact Fluorescent |  | Twist | 1 | 22 | Hall
Ceiling Fixture | Incandescent |  | Standard A Lamp | 1 | 40 | Laundry Room
Ceiling Fixture | Incandescent |  | Standard A Lamp | 2 | 60 | Bedroom
Table | Incandescent |  | Mini base | 3 | 25 | Bedroom
Table | Incandescent |  | Standard A Lamp | 1 | 60 | Bedroom
Ceiling Fixture | Incandescent |  | Standard A Lamp | 3 | 40 | Master Bedroom
Table | Compact Fluorescent |  | Twist | 1 | 15 | Master Bedroom
Ceiling Fixture | Incandescent |  | Standard A Lamp | 1 | 40 | Closet
Wall Mount | Incandescent |  | Globe | 5 | 60 | Bathroom
Ceiling Fixture | Incandescent |  | Standard A Lamp | 1 | 60 | Other
Ceiling Fixture | Incandescent |  | Clear | 1 | 40 | Other
Wall Mount | Compact Fluorescent |  | Twist | 3 | 15 | Bathroom
Ceiling Fixture | Compact Fluorescent |  | Twist | 2 | 15 | Bathroom
Ceiling Fixture | Halogen |  | Other | 3 | 50 | Bedroom
Ceiling Fan | Compact Fluorescent |  | Twist | 1 | 15 | Bedroom
Ceiling Fixture | Compact Fluorescent |  | Twist | 2 | 15 | Other
Ceiling Fixture | Linear Fluorescent | 40 | T-8 | 4 | 20 | Kitchen
Ceiling Fixture | Compact Fluorescent |  | Twist | 5 | 15 | Living Room
Floor lamp | Compact Fluorescent |  | Twist | 3 | 15 | Living Room
Table | Compact Fluorescent |  | Twist | 1 | 15 | Living Room
Ceiling Fixture | Incandescent |  | Standard A Lamp | 4 | 60 | Living Room
Ceiling Fan | Compact Fluorescent |  | Twist | 3 | 15 | Closet
Wall Mount | Halogen |  | Other | 1 | 50 | Closet
Ceiling Fixture | Compact Fluorescent |  | Twist | 2 | 15 | Hall
Ceiling Fixture | Incandescent |  | Decorative | 5 | 40 | Family Room
Wall Mount | Compact Fluorescent |  | Decorative | 2 | 7 | Family Room
Ceiling Fixture | Compact Fluorescent |  | Twist | 1 | 15 | Other
Wall Mount | Halogen |  | PAR | 1 | 50 | Other
Ceiling Fixture | Linear Fluorescent | 48 | T-12 | 2 | 40 | Other
Wall Mount | Incandescent |  | Globe | 3 | 60 | Bathroom
Ceiling Fixture | Incandescent |  | Standard A Lamp | 2 | 60 | Bathroom
Wall Mount | Incandescent |  | Globe | 5 | 60 | Bathroom
Ceiling Fan | Incandescent |  | Standard A Lamp | 3 | 60 | Bedroom
Ceiling Fan | Incandescent |  | Decorative | 3 | 40 | Bedroom
Ceiling Fixture | Incandescent |  | Standard A Lamp | 1 | 60 | Hall
Ceiling Fixture | Compact Fluorescent |  | Twist | 3 | 15 | Kitchen
Ceiling Fixture | Compact Fluorescent |  | Twist | 2 | 15 | Kitchen
Ceiling Fan | Incandescent |  | Standard A Lamp | 4 | 40 | Living Room
Floor lamp | Incandescent |  | Standard A Lamp | 2 | 60 | Living Room
Table | Incandescent |  | Standard A Lamp | 1 | 40 | Living Room
Wall Mount | Incandescent |  | Globe | 6 | 60 | Bathroom
Ceiling Fixture | Compact Fluorescent |  | Twist | 1 | 15 | Bathroom
Ceiling Fixture | Compact Fluorescent |  | Twist | 2 | 22 | Bedroom
Chandelier (Hanging) | Compact Fluorescent |  | Twist | 1 | 22 | Bedroom
Recessed Can | Compact Fluorescent |  | Reflector | 1 | 28 | Dining Room
Table | Compact Fluorescent |  | Twist | 1 | 22 | Dining Room
Table | Compact Fluorescent |  | Twist | 1 | 22 | Family Room
Recessed Can | Compact Fluorescent |  | Reflector | 1 | 28 | Family Room
Ceiling Fixture | Compact Fluorescent |  | Twist | 1 | 15 | Hall
Recessed Can | Compact Fluorescent |  | Reflector | 1 | 28 | Living Room
Table | Compact Fluorescent |  | Twist | 1 | 28 | Living Room
Wall Mount | Incandescent |  | Globe | 8 | 65 | Bathroom
Ceiling Fixture | Compact Fluorescent |  | Twist | 2 | 22 | Master Bedroom
Floor lamp | Compact Fluorescent |  | Twist | 2 | 22 | Master Bedroom
Ceiling Fixture | Compact Fluorescent |  | Twist | 1 | 22 | Closet
Recessed Can | Incandescent |  | Reflector | 1 | 65 | Kitchen
High bay | Linear Fluorescent | 24 | T-5 | 1 | 16 | Kitchen
High bay | Compact Fluorescent |  | Twist | 1 | 28 | Kitchen
Ceiling Fixture | Compact Fluorescent |  | Twist | 2 | 22 | Bedroom
Wall Mount | Incandescent |  | Clear | 1 | 75 | Bedroom
Ceiling Fixture | Linear Fluorescent | 48 | T-12 | 2 | 40 | Laundry Room
Ceiling Fixture | Incandescent |  | Heat Lamp | 1 | 150 | Bathroom
Table | Incandescent |  | Standard A Lamp | 1 | 60 | Bedroom
Torchiere | Incandescent |  | 3-Way Incandescent | 1 | 125 | Bedroom
Ceiling Fixture | Incandescent |  | Standard A Lamp | 1 | 60 | Bathroom
Wall Mount | Incandescent |  | Standard A Lamp | 1 | 75 | Bathroom
Ceiling Fixture | Incandescent |  | Standard A Lamp | 1 | 60 | Bedroom
Table | Incandescent |  | Standard A Lamp | 1 | 100 | Bedroom
Ceiling Fixture | Incandescent |  | Standard A Lamp | 2 | 60 | Bedroom
Ceiling Fixture | Compact Fluorescent |  | Twist | 1 | 28 | Other
Ceiling Fixture | Compact Fluorescent |  | A shape bulb | 1 | 15 | Garage
Garage door opener | Incandescent |  | Standard A Lamp | 1 | 65 | Garage
Ceiling Fixture | Incandescent |  | Standard A Lamp | 1 | 60 | Hall
Chandelier (Hanging) | Compact Fluorescent |  | Decorative | 12 | 7 | Kitchen
Ceiling Fixture | Linear Fluorescent | 48 | T-8 | 2 | 32 | Kitchen
Ceiling Fixture | Compact Fluorescent |  | Twist | 1 | 22 | Laundry Room
Chandelier (Hanging) | Incandescent |  | Standard A Lamp | 1 | 100 | Living Room
Torchiere | Incandescent |  | 3-Way Incandescent | 1 | 75 | Living Room
Chandelier (Hanging) | Incandescent |  | Standard A Lamp | 3 | 60 | Living Room
Ceiling Fixture | Linear Fluorescent | 60 | T-8 | 2 | 40 | Office
Table | Incandescent |  | Standard A Lamp | 1 | 60 | Office
Ceiling Fixture | Incandescent |  | Standard A Lamp | 2 | 60 | Hall
Recessed Can | Incandescent |  | Reflector | 1 | 65 | Living Room
Chandelier (Hanging) | Compact Fluorescent |  | Twist | 3 | 22 | Living Room
Chandelier (Hanging) | Incandescent |  | Decorative | 3 | 60 | Living Room
Chandelier (Hanging) | Incandescent |  | Decorative | 5 | 60 | Living Room
Table | Incandescent |  | Clear | 1 | 40 | Living Room
Recessed Can | Incandescent |  | Reflector | 1 | 65 | Master Bedroom
Ceiling Fan | Incandescent |  | Standard A Lamp | 2 | 40 | Master Bedroom
Chandelier (Hanging) | Compact Fluorescent |  | Twist | 1 | 15 | Master Bedroom
Ceiling Fixture | Linear Fluorescent | 48 | T-8 | 2 | 32 | Office
Recessed Can | Incandescent |  | Reflector | 1 | 65 | Bathroom
Ceiling Fixture | Incandescent |  | Standard A Lamp | 1 | 60 | Bathroom
Wall Mount | Compact Fluorescent |  | Twist | 3 | 22 | Bathroom
Wall Mount | Incandescent |  | Globe | 4 | 60 | Bathroom
Ceiling Fixture | Compact Fluorescent |  | Pin base | 2 | 28 | Closet
Ceiling Fixture | Compact Fluorescent |  | Twist | 3 | 15 | Laundry Room
Ceiling Fixture | Linear Fluorescent | 48 | T-12 | 2 | 40 | Other
Other | Halogen |  | Quartz Tube | 1 | 150 | Other
Table | Incandescent |  | Standard A Lamp | 1 | 100 | Other
Ceiling Fixture | Linear Fluorescent | 48 | T-8 | 2 | 32 | Other
Wall Mount | Incandescent |  | Standard A Lamp | 3 | 60 | Bathroom
Recessed Can | Incandescent |  | Reflector | 1 | 60 | Kitchen
Architectural | Linear Fluorescent | 24 | T-12 | 1 | 20 | Kitchen
Ceiling Fan | Incandescent |  | Decorative | 4 | 60 | Dining Room
Recessed Can | Incandescent |  | Reflector | 1 | 65 | Living Room
Chandelier (Hanging) | Incandescent |  | Decorative | 1 | 40 | Living Room
Floor lamp | Incandescent |  | Standard A Lamp | 1 | 100 | Living Room
Table | Incandescent |  | Decorative | 1 | 40 | Living Room
Recessed Can | Incandescent |  | Reflector | 1 | 65 | Hall
Table | Incandescent |  | Standard A Lamp | 1 | 60 | Bedroom
Ceiling Fan | Incandescent |  | Decorative | 3 | 60 | Bedroom
Table | Incandescent |  | Standard A Lamp | 1 | 75 | Bedroom
Table | Incandescent |  | Decorative | 1 | 40 | Bedroom
Wall Mount | Compact Fluorescent |  | Twist | 3 | 22 | Bathroom
Ceiling Fixture | Incandescent |  | Standard A Lamp | 2 | 40 | Bathroom
Wall Mount | Compact Fluorescent |  | Globe | 3 | 15 | Bathroom
Other | Incandescent |  | Standard A Lamp | 1 | 25 | Bathroom
Ceiling Fan | Compact Fluorescent |  | Twist | 1 | 22 | Bedroom
Ceiling Fan | Compact Fluorescent |  | Twist | 1 | 15 | Bedroom
Table | Compact Fluorescent |  | Twist | 1 | 15 | Bedroom
Ceiling Fixture | Linear Fluorescent | 48 | T-8 | 2 | 32 | Bedroom
Table | Incandescent |  | Standard A Lamp | 1 | 60 | Bedroom
Ceiling Fixture | Compact Fluorescent |  | Twist | 2 | 15 | Bedroom
Table | Compact Fluorescent |  | Twist | 1 | 15 | Bedroom
Torchiere | Halogen |  | Quartz Tube | 1 | 30 | Bedroom
Ceiling Fixture | Incandescent |  | Standard A Lamp | 2 | 60 | Bedroom
Ceiling Fan | Compact Fluorescent |  | Twist | 3 | 15 | Family Room
Track | Compact Fluorescent |  | Twist | 1 | 22 | Garage
Ceiling Fixture | Incandescent |  | Standard A Lamp | 2 | 60 | Garage
Garage door opener | Incandescent |  | Standard A Lamp | 1 | 60 | Garage
Ceiling Fixture | Linear Fluorescent | 48 | T-12 | 2 | 40 | Garage
Ceiling Fixture | Compact Fluorescent |  | Twist | 1 | 15 | Hall
Ceiling Fan | Compact Fluorescent |  | Twist | 5 | 15 | Kitchen
Ceiling Fixture | Linear Fluorescent | 48 | T-8 | 4 | 32 | Kitchen
Recessed Can | Compact Fluorescent |  | Reflector | 1 | 15 | Kitchen
Ceiling Fixture | Incandescent |  | Standard A Lamp | 1 | 60 | Laundry Room
Ceiling Fixture | Linear Fluorescent | 48 | T-12 | 2 | 40 | Laundry Room
Recessed Can | Compact Fluorescent |  | Reflector | 1 | 15 | Laundry Room
Ceiling Fixture | Compact Fluorescent |  | Twist | 5 | 15 | Living Room
Floor lamp | Compact Fluorescent |  | Twist | 3 | 15 | Living Room
Wall Mount | Incandescent |  | Globe | 4 | 40 | Bathroom
Ceiling Fixture | Compact Fluorescent |  | Twist | 1 | 15 | Garage
Wall Mount | Incandescent |  | Standard A Lamp | 2 | 60 | Bathroom
Wall Mount | Incandescent |  | Standard A Lamp | 4 | 60 | Bathroom
Recessed Can | Incandescent |  | Reflector | 1 | 65 | Bathroom
Ceiling Fixture | Incandescent |  | Standard A Lamp | 2 | 60 | Bathroom
Ceiling Fixture | Incandescent |  | Standard A Lamp | 3 | 60 | Bedroom
Ceiling Fixture | Incandescent |  | Standard A Lamp | 3 | 60 | Bedroom
Floor lamp | Incandescent |  | Standard A Lamp | 1 | 60 | Bedroom
Ceiling Fan | Incandescent |  | Standard A Lamp | 2 | 60 | Closet
Ceiling Fixture | Incandescent |  | Standard A Lamp | 2 | 60 | Closet
Chandelier (Hanging) | Incandescent |  | Mini base | 7 | 40 | Dining Room
Recessed Can | Incandescent |  | Reflector | 1 | 65 | Dining Room
Wall Mount | Incandescent |  | Standard A Lamp | 1 | 60 | Dining Room
Ceiling Fixture | Incandescent |  | Mini base | 2 | 40 | Hall
Ceiling Fixture | Linear Fluorescent | 48 | T-12 | 4 | 32 | Garage
Garage door opener | Compact Fluorescent |  | Twist | 2 | 15 | Garage
Recessed Can | Incandescent |  | Reflector | 1 | 65 | Hall
Recessed Can | Compact Fluorescent |  | Reflector | 1 | 22 | Hall
Recessed Can | Compact Fluorescent |  | Reflector | 1 | 22 | Kitchen
Chandelier (Hanging) | Incandescent |  | Clear | 1 | 40 | Kitchen
Other | Incandescent |  | Standard A Lamp | 1 | 40 | Kitchen
Ceiling Fixture | Linear Fluorescent | 24 | T-8 | 3 | 16 | Kitchen
Other | Linear Fluorescent | 12 | T-8 | 1 | 16 | Kitchen
Recessed Can | Incandescent |  | Reflector | 1 | 65 | Laundry Room
Recessed Can | Incandescent |  | Reflector | 1 | 65 | Living Room
Ceiling Fixture | Incandescent |  | Standard A Lamp | 3 | 60 | Master Bedroom
Table | Incandescent |  | Standard A Lamp | 1 | 100 | Master Bedroom
Table | Compact Fluorescent |  | Twist | 1 | 15 | Master Bedroom
Recessed Can | Incandescent |  | Reflector | 1 | 65 | Bathroom
Ceiling Fixture | Incandescent |  | Standard A Lamp | 2 | 60 | Bathroom
Wall Mount | Incandescent |  | Standard A Lamp | 3 | 100 | Bathroom
Ceiling Fixture | Incandescent |  | Standard A Lamp | 2 | 60 | Closet
Ceiling Fixture | Linear Fluorescent | 48 | T-12 | 2 | 32 | Other
Table | Incandescent |  | Standard A Lamp | 1 | 40 | Other
Recessed Can | Compact Fluorescent |  | Reflector | 1 | 22 | Office
Table | Halogen |  | Quartz Tube | 1 | 75 | Office
Table | Compact Fluorescent |  | Twist | 1 | 15 | Office
Recessed Can | Incandescent |  | Reflector | 1 | 65 | Other
Chandelier (Hanging) | Incandescent |  | Globe | 1 | 60 | Other
Ceiling Fan | Incandescent |  | Standard A Lamp | 1 | 60 | Other
Floor lamp | Incandescent |  | Standard A Lamp | 1 | 60 | Other
Recessed Can | Incandescent |  | Reflector | 1 | 65 | Family Room
Table | Compact Fluorescent |  | Twist | 1 | 15 | Family Room
Floor lamp | Incandescent |  | Standard A Lamp | 1 | 60 | Family Room
Ceiling Fixture | Compact Fluorescent |  | Twist | 2 | 22 | Bedroom
Table | Incandescent |  | Standard A Lamp | 1 | 60 | Bedroom
Ceiling Fixture | Incandescent |  | Standard A Lamp | 1 | 60 | Bathroom
Wall Mount | Incandescent |  | Standard A Lamp | 2 | 60 | Bathroom
Wall Mount | Incandescent |  | Standard A Lamp | 1 | 60 | Bedroom
Ceiling Fixture | Incandescent |  | Standard A Lamp | 3 | 60 | Bedroom
Ceiling Fixture | Incandescent |  | Standard A Lamp | 2 | 60 | Family Room
Torchiere | Incandescent |  | Standard A Lamp | 2 | 40 | Family Room
Wall Mount | Compact Fluorescent |  | Twist | 6 | 7 | Bathroom
Ceiling Fan | Incandescent |  | Decorative | 2 | 40 | Master Bedroom
Table | Incandescent |  | Decorative | 1 | 25 | Master Bedroom
Ceiling Fixture | Incandescent |  | Decorative | 3 | 60 | Bedroom
Table | Incandescent |  | Standard A Lamp | 1 | 60 | Bedroom
Ceiling Fan | Incandescent |  | Standard A Lamp | 3 | 60 | Kitchen
Ceiling Fan | Compact Fluorescent |  | Twist | 3 | 22 | Kitchen
Chandelier (Hanging) | Incandescent |  | Standard A Lamp | 1 | 75 | Kitchen
Wall Mount | Linear Fluorescent | 24 | T-12 | 1 | 16 | Kitchen
Table | Compact Fluorescent |  | Twist | 1 | 7 | Living Room
Torchiere | Compact Fluorescent |  | Twist | 1 | 22 | Living Room
Ceiling Fixture | Incandescent |  | Standard A Lamp | 1 | 60 | Other
Ceiling Fixture | Incandescent |  | Standard A Lamp | 2 | 60 | Family Room
Table | Incandescent |  | Standard A Lamp | 1 | 60 | Family Room
Ceiling Fixture | Linear Fluorescent | 48 | T-12 | 2 | 40 | Laundry Room
Ceiling Fixture | Linear Fluorescent | 48 | T-12 | 1 | 40 | Hall
Ceiling Fixture | Linear Fluorescent | 48 | T-12 | 4 | 40 | Kitchen
Ceiling Fixture | Incandescent |  | Standard A Lamp | 1 | 60 | Kitchen
Ceiling Fixture | Linear Fluorescent | 24 | T-12 | 2 | 40 | Bathroom
Table | Incandescent |  | Standard A Lamp | 1 | 60 | Other
Floor lamp | Incandescent |  | Standard A Lamp | 1 | 60 | Living Room
Table | Incandescent |  | Standard A Lamp | 1 | 60 | Bedroom
Ceiling Fixture | Incandescent |  | Standard A Lamp | 1 | 60 | Bathroom
Wall Mount | Incandescent |  | Globe | 6 | 40 | Bathroom
Ceiling Fixture | Incandescent |  | Standard A Lamp | 2 | 60 | Bedroom
Table | Incandescent |  | Standard A Lamp | 1 | 60 | Bedroom
Ceiling Fixture | Incandescent |  | Standard A Lamp | 2 | 60 | Bedroom
Wall Mount | Incandescent |  | Standard A Lamp | 1 | 60 | Bedroom
Table | Incandescent |  | Standard A Lamp | 1 | 60 | Bedroom
Ceiling Fixture | Incandescent |  | Standard A Lamp | 2 | 60 | Closet
Ceiling Fixture | Incandescent |  | Standard A Lamp | 2 | 60 | Closet
Ceiling Fixture | Incandescent |  | Standard A Lamp | 2 | 100 | Closet
Ceiling Fixture | Incandescent |  | Standard A Lamp | 3 | 75 | Dining Room
Ceiling Fixture | Incandescent |  | Standard A Lamp | 2 | 75 | Family Room
Floor lamp | Incandescent |  | 3-Way Incandescent | 1 | 100 | Family Room
Table | Incandescent |  | Mini base | 1 | 40 | Family Room
Recessed Can | Incandescent |  | Reflector | 1 | 75 | Hall
Recessed Can | Incandescent |  | Standard A Lamp | 1 | 75 | Hall
Recessed Can | Incandescent |  | Reflector | 1 | 75 | Hall
Recessed Can | Incandescent |  | Reflector | 1 | 75 | Kitchen
Ceiling Fixture | Halogen |  | MR | 3 | 20 | Kitchen
Recessed Can | Incandescent |  | Reflector | 1 | 75 | Laundry Room
Ceiling Fan | Incandescent |  | Standard A Lamp | 3 | 60 | Living Room
Ceiling Fixture | Incandescent |  | Standard A Lamp | 2 | 60 | Living Room
Recessed Can | Incandescent |  | Reflector | 1 | 75 | Living Room
Table | Incandescent |  | Standard A Lamp | 1 | 100 | Living Room
Ceiling Fan | Incandescent |  | Globe | 3 | 65 | Master Bedroom
Recessed Can | Incandescent |  | Reflector | 1 | 75 | Master Bedroom
Track | Incandescent |  | Globe | 6 | 40 | Master Bedroom
Ceiling Fixture | Incandescent |  | Standard A Lamp | 1 | 100 | Garage
Wall Mount | Compact Fluorescent |  | Twist | 3 | 14 | Bathroom
Ceiling Fixture | Compact Fluorescent |  | Twist | 2 | 14 | Bathroom
Wall Mount | Compact Fluorescent |  | Twist | 5 | 14 | Bathroom
Wall Mount | Compact Fluorescent |  | Twist | 3 | 14 | Bathroom
Chandelier (Hanging) | Compact Fluorescent |  | Twist | 5 | 14 | Dining Room
Ceiling Fixture | Incandescent |  | Globe | 1 | 100 | Family Room
Floor lamp | Compact Fluorescent |  | Twist | 1 | 25 | Family Room
Ceiling Fixture | Compact Fluorescent |  | Twist | 1 | 25 | Garage
Wall Mount | Linear Fluorescent | 36 | T-12 | 2 | 40 | Garage
Garage door opener | Incandescent |  | Standard A Lamp | 1 | 75 | Garage
Ceiling Fixture | Compact Fluorescent |  | Twist | 1 | 24 | Hall
Chandelier (Hanging) | Incandescent |  | Decorative | 5 | 25 | Hall
Ceiling Fixture | Compact Fluorescent |  | Twist | 1 | 25 | Hall
Ceiling Fixture | Incandescent |  | Globe | 1 | 200 | Kitchen
Recessed - other | Halogen |  | PAR | 1 | 50 | Kitchen
Ceiling Fixture | Compact Fluorescent |  | Twist | 2 | 24 | Laundry Room
Floor lamp | Compact Fluorescent |  | Twist | 1 | 25 | Living Room
Torchiere | Compact Fluorescent |  | Twist | 1 | 25 | Living Room
Recessed Can | Compact Fluorescent |  | Flood | 1 | 22 | Living Room
Floor lamp | Compact Fluorescent |  | Twist | 1 | 25 | Master Bedroom
Ceiling Fixture | Compact Fluorescent |  | Twist | 2 | 14 | Master Bedroom
Floor lamp | Compact Fluorescent |  | Pin base | 1 | 12 | Office
Ceiling Fixture | Compact Fluorescent |  | Twist | 2 | 14 | Office
Ceiling Fixture | Compact Fluorescent |  | Twist | 2 | 14 | Bedroom
Wall Mount | Compact Fluorescent |  | Twist | 1 | 15 | Bathroom
Chandelier (Hanging) | Incandescent |  | Standard A Lamp | 5 | 60 | Bathroom
Wall Mount | Incandescent |  | Globe | 4 | 60 | Bedroom
Recessed Can | Incandescent |  | Reflector | 1 | 40 | Bedroom
Table | Compact Fluorescent |  | Twist | 1 | 15 | Bedroom
Table | Incandescent |  | Standard A Lamp | 1 | 100 | Bedroom
Floor lamp | Incandescent |  | Standard A Lamp | 3 | 60 | Bedroom
Table | Incandescent |  | Standard A Lamp | 1 | 100 | Bedroom
Ceiling Fixture | Incandescent |  | Decorative | 3 | 25 | Family Room
Recessed Can | Incandescent |  | Decorative | 1 | 65 | Family Room
Ceiling Fixture | Compact Fluorescent |  | Twist | 1 | 22 | Garage
Garage door opener | Incandescent |  | Clear | 4 | 40 | Garage
Ceiling Fixture | Incandescent |  | Standard A Lamp | 1 | 65 | Hall
Chandelier (Hanging) | Compact Fluorescent |  | Twist | 3 | 36 | Dining Room
Recessed Can | Incandescent |  | Reflector | 1 | 60 | Dining Room
Chandelier (Hanging) | Incandescent |  | Decorative | 6 | 25 | Dining Room
Ceiling Fixture | Incandescent |  | Standard A Lamp | 1 | 65 | Laundry Room
Ceiling Fixture | Incandescent |  | Globe | 4 | 60 | Office
Wall Mount | Incandescent |  | Globe | 6 | 40 | Bathroom
Wall Mount | Incandescent |  | Globe | 4 | 40 | Bathroom
Recessed Can | Incandescent |  | Reflector | 2 | 65 | Bathroom
Wall Mount | Incandescent |  | Globe | 3 | 40 | Bathroom
Ceiling Fixture | Incandescent |  | Standard A Lamp | 1 | 60 | Bedroom
Ceiling Fixture | Incandescent |  | Standard A Lamp | 1 | 75 | Bedroom
Chandelier (Hanging) | Incandescent |  | Standard A Lamp | 1 | 75 | Master Bedroom
Ceiling Fixture | Incandescent |  | Globe | 1 | 75 | Dining Room
Recessed Can | Incandescent |  | Reflector | 1 | 65 | Kitchen
Architectural | Incandescent |  | Standard A Lamp | 1 | 60 | Kitchen
Table | Incandescent |  | Standard A Lamp | 1 | 75 | Living Room
Floor lamp | Compact Fluorescent |  | Twist | 1 | 22 | Living Room
Ceiling Fixture | Incandescent |  | Standard A Lamp | 1 | 75 | Garage
Recessed Can | Incandescent |  | Reflector | 1 | 65 | Hall
Ceiling Fixture | Incandescent |  | Standard A Lamp | 1 | 100 | Bathroom
Ceiling Fixture | Linear Fluorescent | 48 | T-12 | 4 | 32 | Kitchen
Floor lamp | Incandescent |  | Standard A Lamp | 1 | 100 | Kitchen
Ceiling Fixture | Incandescent |  | Standard A Lamp | 1 | 60 | Dining Room
Ceiling Fixture | Compact Fluorescent |  | Twist | 2 | 15 | Laundry Room
Table | Incandescent |  | Standard A Lamp | 1 | 100 | Laundry Room
Ceiling Fixture | Linear Fluorescent | 48 | T-8 | 4 | 32 | Laundry Room
Ceiling Fixture | Incandescent |  | Standard A Lamp | 1 | 100 | Bedroom
Ceiling Fixture | Compact Fluorescent |  | Twist | 1 | 15 | Bedroom
Table | Incandescent |  | Standard A Lamp | 1 | 25 | Bedroom
Ceiling Fixture | Compact Fluorescent |  | Twist | 1 | 15 | Bathroom
Wall Mount | Compact Fluorescent |  | Twist | 2 | 15 | Bathroom
Wall Mount | Incandescent |  | Standard A Lamp | 2 | 75 | Bathroom
Ceiling Fixture | Compact Fluorescent |  | Twist | 2 | 15 | Bedroom
Table | Incandescent |  | Mini base | 3 | 25 | Bedroom
Other | Incandescent |  | Mini base | 1 | 25 | Bedroom
Ceiling Fan | Incandescent |  | Standard A Lamp | 3 | 100 | Living Room
Floor lamp | Incandescent |  | Standard A Lamp | 1 | 40 | Living Room
Floor lamp | Incandescent |  | Standard A Lamp | 2 | 40 | Living Room
Wall Mount | Incandescent |  | Globe | 6 | 60 | Bathroom
Ceiling Fixture | Incandescent |  | Clear | 2 | 60 | Bedroom
Ceiling Fixture | Incandescent |  | Clear | 2 | 60 | Bedroom
Ceiling Fixture | Incandescent |  | Standard A Lamp | 2 | 65 | Bedroom
Ceiling Fixture | Incandescent |  | Clear | 3 | 60 | Bedroom
Ceiling Fan | Incandescent |  | Clear | 2 | 60 | Family Room
Torchiere | Halogen |  | Quartz Tube | 1 | 300 | Family Room
Chandelier (Hanging) | Incandescent |  | Decorative | 5 | 60 | Dining Room
Ceiling Fixture | Incandescent |  | Standard A Lamp | 2 | 60 | Hall
Ceiling Fixture | Linear Fluorescent | 48 | T-12 | 2 | 40 | Garage
Ceiling Fixture | Incandescent |  | Clear | 1 | 60 | Garage
Garage door opener | Incandescent |  | Standard A Lamp | 1 | 60 | Garage
Recessed Can | Incandescent |  | Reflector | 1 | 65 | Kitchen
Ceiling Fixture | Incandescent |  | Clear | 2 | 60 | Laundry Room
Ceiling Fixture | Incandescent |  | Clear | 2 | 60 | Living Room
Torchiere | Halogen |  | Other | 1 | 300 | Living Room
Wall Mount | Incandescent |  | Globe | 8 | 60 | Bathroom
Torchiere | Incandescent |  | Globe | 1 | 100 | Master Bedroom
Ceiling Fixture | Incandescent |  | Clear | 2 | 60 | Closet
Ceiling Fixture | Incandescent |  | Standard A Lamp | 2 | 60 | Office
Ceiling Fixture | Incandescent |  | Clear | 1 | 60 | Hall
Wall Mount | Compact Fluorescent |  | Twist | 1 | 15 | Bathroom
Ceiling Fixture | Compact Fluorescent |  | Twist | 1 | 22 | Bedroom
Table | Compact Fluorescent |  | Twist | 1 | 22 | Bedroom
Ceiling Fixture | Incandescent |  | Standard A Lamp | 2 | 60 | Bedroom
Table | Incandescent |  | Standard A Lamp | 1 | 60 | Bedroom
Table | Compact Fluorescent |  | Twist | 1 | 7 | Bedroom
Chandelier (Hanging) | Incandescent |  | Standard A Lamp | 3 | 40 | Dining Room
Ceiling Fixture | Incandescent |  | Standard A Lamp | 1 | 60 | Hall
Ceiling Fixture | Compact Fluorescent |  | Twist | 2 | 22 | Kitchen
Ceiling Fixture | Compact Fluorescent |  | Twist | 2 | 22 | Kitchen
Ceiling Fixture | Incandescent |  | Standard A Lamp | 1 | 60 | Laundry Room
Floor lamp | Incandescent |  | Standard A Lamp | 2 | 75 | Living Room
Floor lamp | Incandescent |  | Decorative | 4 | 25 | Living Room
Ceiling Fixture | Incandescent |  | Standard A Lamp | 2 | 60 | Master Bedroom
Table | Incandescent |  | Decorative | 1 | 100 | Master Bedroom
Wall Mount | Compact Fluorescent |  | Twist | 2 | 22 | Bathroom
Ceiling Fixture | Incandescent |  | Standard A Lamp | 1 | 100 | Other
Ceiling Fixture | Linear Fluorescent | 48 | T-12 | 2 | 40 | Other
Wall Mount | Incandescent |  | Clear | 3 | 60 | Bathroom
Wall Mount | Incandescent |  | Standard A Lamp | 4 | 60 | Bathroom
Ceiling Fixture | Incandescent |  | Reflector | 1 | 125 | Bathroom
Ceiling Fixture | Incandescent |  | Standard A Lamp | 1 | 60 | Bedroom
Recessed Can | Incandescent |  | Reflector | 1 | 75 | Bedroom
Table | Compact Fluorescent |  | 3-Way CFL | 1 | 22 | Bedroom
Ceiling Fixture | Incandescent |  | Standard A Lamp | 1 | 75 | Bedroom
Floor lamp | Compact Fluorescent |  | 3-Way CFL | 1 | 22 | Bedroom
Chandelier (Hanging) | Incandescent |  | Mini base | 4 | 25 | Hall
Table | Incandescent |  | Standard A Lamp | 1 | 175 | Family Room
Table | Incandescent |  | Standard A Lamp | 1 | 75 | Family Room
Chandelier (Hanging) | Incandescent |  | Standard A Lamp | 1 | 100 | Family Room
Ceiling Fixture | Incandescent |  | Standard A Lamp | 1 | 75 | Garage
Ceiling Fixture | Linear Fluorescent | 48 | T-12 | 2 | 40 | Garage
Garage door opener | Incandescent |  | Standard A Lamp | 1 | 40 | Garage
Ceiling Fixture | Incandescent |  | Reflector | 1 | 65 | Hall
Wall Mount | Incandescent |  | Clear | 1 | 60 | Hall
Ceiling Fixture | Incandescent |  | Clear | 1 | 60 | Hall
Ceiling Fixture | Incandescent |  | Standard A Lamp | 2 | 100 | Kitchen
Recessed Can | Incandescent |  | Reflector | 1 | 65 | Kitchen
Architectural | Linear Fluorescent | 32 | T-8 | 1 | 16 | Kitchen
Ceiling Fixture | Linear Fluorescent | 48 | Fluorescent Other | 2 | 42 | Laundry Room
Chandelier (Hanging) | Incandescent |  | Mini base | 8 | 25 | Living Room
Architectural | Halogen |  | PAR | 1 | 30 | Living Room
Wall Mount | Incandescent |  | Mini base | 1 | 25 | Living Room
Ceiling Fixture | Incandescent |  | Reflector | 1 | 65 | Living Room
Recessed Can | Incandescent |  | Reflector | 1 | 75 | Living Room
Table | Incandescent |  | 3-Way Incandescent | 1 | 100 | Living Room
Architectural | Incandescent |  | Other | 1 | 40 | Living Room
Wall Mount | Incandescent |  | Standard A Lamp | 4 | 60 | Bathroom
Ceiling Fixture | Incandescent |  | Reflector | 1 | 65 | Bathroom
Ceiling Fixture | Incandescent |  | Standard A Lamp | 3 | 60 | Bedroom
Table | Incandescent |  | Standard A Lamp | 1 | 150 | Bedroom
Ceiling Fixture | Linear Fluorescent | 48 | T-12 | 2 | 42 | Closet
Ceiling Fixture | Incandescent |  | Clear | 2 | 50 | Office
Recessed Can | Incandescent |  | Reflector | 1 | 65 | Office
Floor lamp | Compact Fluorescent |  | Twist | 2 | 15 | Office
Ceiling Fixture | Incandescent |  | Standard A Lamp | 1 | 65 | Hall
Ceiling Fixture | Incandescent |  | Standard A Lamp | 1 | 75 | Closet
Ceiling Fan | Compact Fluorescent |  | Twist | 4 | 15 | Living Room
Floor lamp | Compact Fluorescent |  | Twist | 1 | 15 | Living Room
Ceiling Fixture | Compact Fluorescent |  | Twist | 1 | 15 | Closet
Ceiling Fixture | Compact Fluorescent |  | Twist | 1 | 15 | Bedroom
Ceiling Fixture | Compact Fluorescent |  | Twist | 4 | 15 | Kitchen
Ceiling Fixture | Compact Fluorescent |  | Twist | 1 | 15 | Laundry Room
Chandelier (Hanging) | Compact Fluorescent |  | Twist | 5 | 15 | Dining Room
Ceiling Fixture | Compact Fluorescent |  | Twist | 2 | 15 | Hall
Ceiling Fixture | Compact Fluorescent |  | Twist | 2 | 15 | Bathroom
Wall Mount | Compact Fluorescent |  | Twist | 3 | 22 | Bathroom
Ceiling Fixture | Compact Fluorescent |  | Twist | 1 | 15 | Bedroom
Ceiling Fixture | Compact Fluorescent |  | Twist | 1 | 15 | Master Bedroom
Wall Mount | Compact Fluorescent |  | A shape bulb | 3 | 15 | Bathroom
Track | Halogen |  | PAR | 5 | 30 | Bedroom
Torchiere | Incandescent |  | Standard A Lamp | 1 | 25 | Bedroom
Torchiere | Compact Fluorescent |  | Twist | 1 | 22 | Bedroom
Floor lamp | Incandescent |  | Standard A Lamp | 1 | 40 | Bedroom
Table | Incandescent |  | Standard A Lamp | 1 | 60 | Bedroom
Track | Halogen |  | PAR | 5 | 30 | Bedroom
Ceiling Fixture | Compact Fluorescent |  | Twist | 1 | 22 | Bedroom
Ceiling Fixture | Incandescent |  | Standard A Lamp | 1 | 100 | Closet
Track | Compact Fluorescent |  | Twist | 3 | 22 | Closet
Recessed Can | Compact Fluorescent |  | Reflector | 1 | 15 | Hall
Recessed Can | Other |  | LED Interior | 1 | 11 | Kitchen
Recessed - other | Linear Fluorescent | 48 | T-8 | 2 | 32 | Kitchen
Architectural | Incandescent |  | Decorative | 2 | 40 | Kitchen
Recessed Can | Halogen |  | PAR | 1 | 75 | Living Room
Recessed Can | Compact Fluorescent |  | Reflector | 1 | 22 | Living Room
Table | Incandescent |  | Decorative | 1 | 40 | Living Room
Floor lamp | Compact Fluorescent |  | Twist | 1 | 22 | Living Room
Wall Mount | Compact Fluorescent |  | Globe | 2 | 15 | Bathroom
Table | Compact Fluorescent |  | Straight Tube | 1 | 7 | Master Bedroom
Ceiling Fixture | Compact Fluorescent |  | Twist | 2 | 15 | Master Bedroom
Ceiling Fan | Compact Fluorescent |  | Twist | 1 | 22 | Master Bedroom
Table | Incandescent |  | Standard A Lamp | 1 | 60 | Master Bedroom
Recessed Can | Compact Fluorescent |  | Reflector | 1 | 22 | Dining Room
Recessed Can | Incandescent |  | Reflector | 1 | 75 | Dining Room
Chandelier (Hanging) | Incandescent |  | Mini base | 5 | 40 | Dining Room
Ceiling Fixture | Incandescent |  | Standard A Lamp | 1 | 60 | Laundry Room
Ceiling Fixture | Incandescent |  | Standard A Lamp | 1 | 60 | Bathroom
Ceiling Fixture | Incandescent |  | Standard A Lamp | 4 | 100 | Bathroom
Chandelier (Hanging) | Incandescent |  | Standard A Lamp | 5 | 60 | Dining Room
Track | Incandescent |  | Reflector | 2 | 75 | Dining Room
Recessed Can | Incandescent |  | Reflector | 1 | 65 | Family Room
Ceiling Fixture | Compact Fluorescent |  | Twist | 1 | 22 | Family Room
Ceiling Fixture | Incandescent |  | Standard A Lamp | 1 | 100 | Garage
Garage door opener | Incandescent |  | Standard A Lamp | 1 | 100 | Garage
Ceiling Fixture | Incandescent |  | Standard A Lamp | 1 | 60 | Hall
Ceiling Fixture | Incandescent |  | Standard A Lamp | 1 | 60 | Hall
Ceiling Fixture | Linear Fluorescent | 48 | T-12 | 2 | 40 | Kitchen
Ceiling Fixture | Incandescent |  | Decorative | 5 | 60 | Family Room
Ceiling Fan | Incandescent |  | Standard A Lamp | 3 | 60 | Family Room
Floor lamp | Incandescent |  | Standard A Lamp | 2 | 40 | Family Room
Table | Incandescent |  | Standard A Lamp | 1 | 150 | Family Room
Table | Incandescent |  | Standard A Lamp | 1 | 40 | Family Room
Wall Mount | Incandescent |  | Standard A Lamp | 1 | 60 | Family Room
Table | Incandescent |  | Standard A Lamp | 1 | 150 | Bedroom
Ceiling Fixture | Incandescent |  | Standard A Lamp | 1 | 65 | Bedroom
Ceiling Fixture | Linear Fluorescent | 48 | T-12 | 4 | 40 | Bedroom
Ceiling Fixture | Incandescent |  | Standard A Lamp | 1 | 60 | Bedroom
Ceiling Fixture | Incandescent |  | Standard A Lamp | 1 | 60 | Bedroom
Table | Incandescent |  | Standard A Lamp | 1 | 40 | Bedroom
Wall Mount | Incandescent |  | Standard A Lamp | 2 | 60 | Hall
Ceiling Fixture | Incandescent |  | Standard A Lamp | 2 | 60 | Hall
Table | Incandescent |  | Standard A Lamp | 1 | 40 | Hall
Ceiling Fixture | Compact Fluorescent |  | Pin base | 1 | 22 | Other
Ceiling Fixture | Incandescent |  | Standard A Lamp | 1 | 65 | Other
Ceiling Fixture | Linear Fluorescent | 48 | T-12 | 1 | 40 | Other
Ceiling Fan | Incandescent |  | Mini base | 3 | 60 | Bedroom
Table | Incandescent |  | Standard A Lamp | 1 | 40 | Bedroom
Ceiling Fan | Incandescent |  | Clear | 3 | 60 | Bedroom
Table | Incandescent |  | Decorative | 1 | 20 | Bedroom
Ceiling Fixture | Incandescent |  | Standard A Lamp | 1 | 65 | Closet
Wall Mount | Incandescent |  | Standard A Lamp | 2 | 60 | Bathroom
Ceiling Fixture | Incandescent |  | Standard A Lamp | 1 | 65 | Hall
Wall Mount | Incandescent |  | Reflector | 3 | 65 | Hall
Ceiling Fixture | Compact Fluorescent |  | Twist | 1 | 13 | Hall
Ceiling Fixture | Compact Fluorescent |  | Twist | 1 | 13 | Kitchen
Recessed Can | Incandescent |  | Standard A Lamp | 1 | 65 | Kitchen
Ceiling Fan | Incandescent |  | Standard A Lamp | 2 | 75 | Kitchen
Other | Other | 240 |  | 1 | 20 | Kitchen
Ceiling Fixture | Incandescent |  | Standard A Lamp | 1 | 60 | Laundry Room
Ceiling Fan | Incandescent |  | Standard A Lamp | 2 | 75 | Living Room
Wall Mount | Incandescent |  | Reflector | 3 | 65 | Living Room
Wall Mount | Incandescent |  | Reflector | 1 | 75 | Living Room
Table | Incandescent |  | Globe | 2 | 60 | Living Room
Recessed Can | Incandescent |  | Standard A Lamp | 1 | 65 | Other
Ceiling Fixture | Compact Fluorescent |  | Twist | 1 | 13 | Other
Wall Mount | Incandescent |  | Standard A Lamp | 2 | 60 | Bathroom
Ceiling Fan | Incandescent |  | Standard A Lamp | 1 | 75 | Master Bedroom
Floor lamp | Incandescent |  | Standard A Lamp | 1 | 25 | Master Bedroom
Table | Incandescent |  | Standard A Lamp | 1 | 65 | Master Bedroom
Wall Mount | Incandescent |  | Globe | 4 | 60 | Bathroom
Ceiling Fixture | Incandescent |  | Standard A Lamp | 2 | 60 | Bedroom
Chandelier (Hanging) | Compact Fluorescent |  | Reflector | 5 | 15 | Dining Room
Chandelier (Hanging) | Incandescent |  | Standard A Lamp | 3 | 60 | Other
Chandelier (Hanging) | Compact Fluorescent |  | Twist | 9 | 15 | Dining Room
Recessed Can | Compact Fluorescent |  | Reflector | 1 | 22 | Hall
Recessed Can | Compact Fluorescent |  | Reflector | 1 | 22 | Hall
Recessed Can | Compact Fluorescent |  | Reflector | 1 | 22 | Kitchen
Ceiling Fixture | Incandescent |  | Standard A Lamp | 2 | 60 | Laundry Room
Floor lamp | Incandescent |  | Standard A Lamp | 1 | 100 | Living Room
Torchiere | Incandescent |  | Standard A Lamp | 1 | 100 | Living Room
Table | Compact Fluorescent |  | Twist | 1 | 22 | Living Room
Ceiling Fan | Incandescent |  | Mini base | 2 | 40 | Living Room
Wall Mount | Incandescent |  | Globe | 8 | 60 | Bathroom
Recessed Can | Halogen |  | PAR | 1 | 75 | Bathroom
Ceiling Fixture | Incandescent |  | Standard A Lamp | 2 | 75 | Closet
Ceiling Fan | Compact Fluorescent |  | Twist | 3 | 15 | Office
Ceiling Fixture | Compact Fluorescent |  | Twist | 1 | 22 | Garage
Garage door opener | Incandescent |  | Standard A Lamp | 2 | 75 | Garage
Table | Incandescent |  | Mini base | 4 | 40 | Master Bedroom
Table | Compact Fluorescent |  | Twist | 1 | 22 | Master Bedroom
Ceiling Fan | Compact Fluorescent |  | Twist | 2 | 22 | Master Bedroom
Torchiere | Halogen |  | Quartz Tube | 1 | 150 | Bedroom
Table | Compact Fluorescent |  | Twist | 1 | 22 | Bedroom
Wall Mount | Compact Fluorescent |  | Twist | 4 | 22 | Bathroom
Ceiling Fixture | Incandescent |  | Standard A Lamp | 1 | 60 | Bathroom
Ceiling Fixture | Incandescent |  | Standard A Lamp | 2 | 75 | Bathroom
Ceiling Fixture | Incandescent |  | Standard A Lamp | 1 | 60 | Bathroom
Wall Mount | Compact Fluorescent |  | Twist | 4 | 22 | Bathroom
Ceiling Fixture | Incandescent |  | Standard A Lamp | 2 | 75 | Bedroom
Table | Incandescent |  | Decorative | 3 | 40 | Bedroom
Table | Incandescent |  | Standard A Lamp | 1 | 75 | Bedroom
Ceiling Fan | Incandescent |  | Standard A Lamp | 3 | 75 | Bedroom
Floor lamp | Compact Fluorescent |  | Twist | 3 | 22 | Bedroom
Ceiling Fixture | Incandescent |  | Standard A Lamp | 2 | 75 | Bedroom
Table | Incandescent |  | Standard A Lamp | 1 | 60 | Bedroom
Ceiling Fan | Incandescent |  | Standard A Lamp | 3 | 75 | Dining Room
Ceiling Fixture | Incandescent |  | Standard A Lamp | 1 | 60 | Other
Ceiling Fixture | Incandescent |  | Standard A Lamp | 1 | 75 | Other
Ceiling Fixture | Incandescent |  | Standard A Lamp | 2 | 75 | Hall
Ceiling Fixture | Linear Fluorescent | 48 | T-12 | 2 | 25 | Hall
Ceiling Fixture | Linear Fluorescent | 48 | T-12 | 2 | 25 | Kitchen
Ceiling Fixture | Compact Fluorescent |  | Twist | 1 | 22 | Kitchen
Wall Mount | Incandescent |  | Standard A Lamp | 2 | 25 | Kitchen
Chandelier (Hanging) | Incandescent |  | Standard A Lamp | 1 | 75 | Laundry Room
Ceiling Fan | Incandescent |  | Standard A Lamp | 3 | 75 | Living Room
Table | Incandescent |  | Standard A Lamp | 1 | 75 | Living Room
Ceiling Fixture | Incandescent |  | Standard A Lamp | 1 | 75 | Office
Ceiling Fixture | Incandescent |  | Standard A Lamp | 1 | 75 | Office
Ceiling Fixture | Compact Fluorescent |  | Twist | 1 | 22 | Office
Ceiling Fixture | Incandescent |  | Standard A Lamp | 1 | 60 | Other
Wall Mount | Incandescent |  | Globe | 4 | 40 | Bathroom
Ceiling Fixture | Incandescent |  | Standard A Lamp | 1 | 75 | Bedroom
Chandelier (Hanging) | Incandescent |  | Mini base | 6 | 40 | Bedroom
Table | Incandescent |  | Standard A Lamp | 1 | 60 | Bedroom
Chandelier (Hanging) | Incandescent |  | Mini base | 4 | 40 | Bedroom
Ceiling Fixture | Incandescent |  | Standard A Lamp | 2 | 60 | Bedroom
Table | Incandescent |  | Standard A Lamp | 1 | 40 | Bedroom
Recessed Can | Incandescent |  | Reflector | 1 | 65 | Other
Track | Incandescent |  | Reflector | 3 | 75 | Family Room
Wall Mount | Incandescent |  | Standard A Lamp | 1 | 60 | Family Room
Recessed Can | Incandescent |  | Reflector | 1 | 65 | Hall
Chandelier (Hanging) | Incandescent |  | Mini base | 4 | 40 | Kitchen
Recessed Can | Incandescent |  | Reflector | 1 | 75 | Kitchen
Chandelier (Hanging) | Compact Fluorescent |  | Mini base | 1 | 15 | Kitchen
Ceiling Fixture | Linear Fluorescent | 48 | T-12 | 2 | 32 | Laundry Room
Wall Mount | Incandescent |  | Globe | 4 | 40 | Bathroom
Ceiling Fixture | Incandescent |  | Standard A Lamp | 2 | 60 | Master Bedroom
Ceiling Fixture | Linear Fluorescent | 48 | T-12 | 2 | 40 | Office
Ceiling Fixture | Incandescent |  | Standard A Lamp | 1 | 60 | Closet
Ceiling Fixture | Incandescent |  | Standard A Lamp | 2 | 60 | Family Room
Wall Mount | Halogen |  | Quartz Tube | 2 | 50 | Bathroom
Ceiling Fan | Incandescent |  | Standard A Lamp | 1 | 60 | Bathroom
Ceiling Fixture | Incandescent |  | Decorative | 2 | 40 | Bathroom
Ceiling Fan | Incandescent |  | Standard A Lamp | 1 | 60 | Bathroom
Wall Mount | Halogen |  | Quartz Tube | 2 | 50 | Bathroom
Recessed Can | Incandescent |  | Reflector | 1 | 65 | Bathroom
Ceiling Fan | Incandescent |  | Standard A Lamp | 1 | 60 | Bathroom
Recessed Can | Halogen |  | PAR | 1 | 75 | Bathroom
Chandelier (Hanging) | Incandescent |  | Standard A Lamp | 3 | 60 | Bedroom
Ceiling Fixture | Incandescent |  | Standard A Lamp | 1 | 60 | Bedroom
Ceiling Fixture | Other |  | Other | 2 | 15 | Closet
Recessed Can | Halogen |  | MR | 1 | 50 | Family Room
Recessed Can | Incandescent |  | Reflector | 1 | 65 | Family Room
Ceiling Fixture | Halogen |  | Other | 1 | 20 | Closet
Recessed Can | Incandescent |  | Reflector | 1 | 65 | Family Room
Table | Incandescent |  | Standard A Lamp | 1 | 40 | Family Room
Ceiling Fixture | Linear Fluorescent | 96 | T-8 | 2 | 100 | Garage
Ceiling Fixture | Incandescent |  | Standard A Lamp | 2 | 40 | Hall
Ceiling Fixture | Incandescent |  | Standard A Lamp | 1 | 60 | Hall
Ceiling Fixture | Other |  | Other | 2 | 15 | Laundry Room
Recessed Can | Incandescent |  | Reflector | 1 | 65 | Master Bedroom
Table | Incandescent |  | Clear | 1 | 25 | Master Bedroom
Wall Mount | Halogen |  |  | 2 | 50 | Bathroom
Recessed Can | Halogen |  | MR | 1 | 50 | Bathroom
Ceiling Fan | Incandescent |  | Standard A Lamp | 1 | 60 | Bathroom
Ceiling Fixture | Halogen |  | Other | 2 | 20 | Closet
Recessed Can | Incandescent |  | Reflector | 3 | 65 | Office
Ceiling Fixture | Incandescent |  | Standard A Lamp | 3 | 60 | Closet
Recessed Can | Incandescent |  | Reflector | 1 | 65 | Living Room
Ceiling Fixture | Halogen |  | MR | 1 | 50 | Living Room
Recessed Can | Incandescent |  | Reflector | 1 | 65 | Kitchen
Chandelier (Hanging) | Halogen |  | MR | 3 | 50 | Kitchen
Chandelier (Hanging) | Halogen |  | Quartz Tube | 1 | 50 | Kitchen
Recessed Can | Incandescent |  | Reflector | 1 | 65 | Kitchen
Chandelier (Hanging) | Incandescent |  | Standard A Lamp | 3 | 60 | Kitchen
Wall Mount | Halogen |  | Quartz Tube | 3 | 30 | Kitchen
Chandelier (Hanging) | Incandescent |  | Standard A Lamp | 3 | 60 | Bedroom
Table | Incandescent |  | Standard A Lamp | 2 | 60 | Bedroom
Ceiling Fixture | Incandescent |  | Standard A Lamp | 1 | 60 | Bedroom
Recessed Can | Incandescent |  | Reflector | 1 | 65 | Hall
Ceiling Fixture | Linear Fluorescent | 96 | T-8 | 2 | 100 | Other
Garage door opener | Incandescent |  | Standard A Lamp | 2 | 60 | Other
Floor lamp | Incandescent |  | Mini base | 2 | 25 | Hall
Ceiling Fixture | Incandescent |  | Reflector | 1 | 65 | Hall
Recessed Can | Halogen |  | MR | 1 | 50 | Other
Wall Mount | Halogen |  | Quartz Tube | 1 | 50 | Other
Wall Mount | Compact Fluorescent |  | Twist | 3 | 15 | Bathroom
Ceiling Fan | Compact Fluorescent |  | Twist | 4 | 15 | Office
Ceiling Fixture | Compact Fluorescent |  | Twist | 1 | 22 | Other
Ceiling Fixture | Compact Fluorescent |  | Twist | 2 | 15 | Other
Floor lamp | Compact Fluorescent |  | Straight Tube | 1 | 24 | Other
Table | Compact Fluorescent |  | Twist | 1 | 15 | Other
Recessed Can | Compact Fluorescent |  | Twist | 1 | 24 | Bedroom
Wall Mount | Compact Fluorescent |  | A shape bulb | 2 | 15 | Bathroom
Ceiling Fan | Compact Fluorescent |  | Twist | 1 | 20 | Bathroom
Ceiling Fixture | Compact Fluorescent |  | Twist | 1 | 22 | Master Bedroom
Ceiling Fan | Compact Fluorescent |  | Twist | 1 | 15 | Master Bedroom
Chandelier (Hanging) | Compact Fluorescent |  | Twist | 6 | 15 | Dining Room
Low bay | Linear Fluorescent | 48 | T-8 | 2 | 32 | Kitchen
Ceiling Fixture | Linear Fluorescent | 21 | T-5 | 2 | 13 | Kitchen
Recessed Can | Compact Fluorescent |  | Twist | 1 | 24 | Kitchen
Table | Compact Fluorescent |  | Twist | 1 | 24 | Living Room
Torchiere | Halogen |  | Quartz Tube | 1 | 300 | Living Room
Table | Compact Fluorescent |  | Twist | 1 | 15 | Living Room
Torchiere | Compact Fluorescent |  | Twist | 1 | 24 | Living Room
Ceiling Fixture | Compact Fluorescent |  | Twist | 1 | 22 | Living Room
Floor lamp | Compact Fluorescent |  | Twist | 1 | 15 | Living Room
Ceiling Fixture | Incandescent |  | Standard A Lamp | 1 | 60 | Hall
Wall Mount | Incandescent |  | Globe | 4 | 40 | Bathroom
Wall Mount | Incandescent |  | Globe | 4 | 40 | Bathroom
Ceiling Fixture | Incandescent |  | Clear | 1 | 60 | Bedroom
Ceiling Fixture | Incandescent |  | Clear | 1 | 60 | Bedroom
Table | Compact Fluorescent |  | Twist | 1 | 23 | Bedroom
Ceiling Fan | Compact Fluorescent |  | A shape bulb | 4 | 11 | Bedroom
Ceiling Fixture | Incandescent |  | Standard A Lamp | 1 | 60 | Bedroom
Ceiling Fixture | Incandescent |  | Standard A Lamp | 1 | 60 | Closet
Chandelier (Hanging) | Incandescent |  | Clear | 5 | 60 | Dining Room
Ceiling Fixture | Incandescent |  | Standard A Lamp | 2 | 75 | Dining Room
Ceiling Fixture | Incandescent |  | Standard A Lamp | 1 | 60 | Dining Room
Ceiling Fixture | Incandescent |  | Mini base | 3 | 25 | Hall
Ceiling Fixture | Incandescent |  | Clear | 1 | 60 | Hall
Ceiling Fixture | Incandescent |  | Standard A Lamp | 1 | 75 | Garage
Garage door opener | Incandescent |  | Standard A Lamp | 1 | 40 | Garage
Ceiling Fixture | Incandescent |  | Clear | 1 | 60 | Hall
Ceiling Fixture | Incandescent |  | Standard A Lamp | 2 | 60 | Hall
Recessed Can | Incandescent |  | Reflector | 1 | 65 | Kitchen
Ceiling Fixture | Incandescent |  | Clear | 1 | 60 | Laundry Room
Ceiling Fan | Incandescent |  | Clear | 3 | 60 | Living Room
Ceiling Fan | Compact Fluorescent |  | A shape bulb | 3 | 11 | Living Room
Table | Incandescent |  | Standard A Lamp | 1 | 60 | Living Room
Wall Mount | Incandescent |  | Globe | 8 | 40 | Bathroom
Ceiling Fixture | Incandescent |  | Clear | 1 | 60 | Bathroom
Ceiling Fan | Incandescent |  | Clear | 3 | 60 | Master Bedroom
Ceiling Fixture | Incandescent |  | Clear | 1 | 60 | Closet
Ceiling Fixture | Compact Fluorescent |  | Twist | 1 | 22 | Bedroom
Table | Incandescent |  | 3-Way Incandescent | 1 | 100 | Bedroom
Ceiling Fixture | Compact Fluorescent |  | Twist | 1 | 22 | Office
Chandelier (Hanging) | Incandescent |  | Decorative | 5 | 40 | Dining Room
Other | Incandescent |  | Globe | 1 | 40 | Dining Room
Ceiling Fixture | Linear Fluorescent | 48 | T-8 | 1 | 32 | Garage
Garage door opener | Incandescent |  | Standard A Lamp | 1 | 25 | Garage
Ceiling Fixture | Halogen |  | PAR | 1 | 75 | Garage
Ceiling Fixture | Compact Fluorescent |  | Twist | 1 | 15 | Hall
Ceiling Fixture | Compact Fluorescent |  | Twist | 1 | 22 | Hall
Other | Linear Fluorescent | 18 | Fluorescent Other | 1 | 16 | Kitchen
Ceiling Fixture | Incandescent |  | Standard A Lamp | 1 | 60 | Kitchen
Ceiling Fixture | Compact Fluorescent |  | Twist | 1 | 15 | Kitchen
Recessed - other | Compact Fluorescent |  | Twist | 1 | 15 | Kitchen
Ceiling Fixture | Compact Fluorescent |  | Twist | 1 | 15 | Laundry Room
Ceiling Fixture | Incandescent |  | Standard A Lamp | 2 | 60 | Living Room
Table | Compact Fluorescent |  | Twist | 1 | 15 | Living Room
Floor lamp | Incandescent |  | 3-Way Incandescent | 1 | 150 | Living Room
Ceiling Fixture | Compact Fluorescent |  | Twist | 1 | 15 | Bathroom
Ceiling Fixture | Compact Fluorescent |  | Twist | 1 | 15 | Master Bedroom
Table | Compact Fluorescent |  | Straight Tube | 1 | 15 | Master Bedroom
Floor lamp | Compact Fluorescent |  | Straight Tube | 1 | 27 | Master Bedroom
Wall Mount | Incandescent |  | Standard A Lamp | 1 | 40 | Bathroom
Wall Mount | Incandescent |  | Decorative | 1 | 40 | Bathroom
Ceiling Fan | Compact Fluorescent |  | Twist | 1 | 15 | Bathroom
Table | Compact Fluorescent |  | Straight Tube | 1 | 27 | Family Room
Ceiling Fixture | Compact Fluorescent |  | Twist | 2 | 15 | Family Room
Ceiling Fixture | Compact Fluorescent |  | Twist | 2 | 22 | Bathroom
Ceiling Fixture | Compact Fluorescent |  | Twist | 2 | 22 | Bedroom
Ceiling Fixture | Compact Fluorescent |  | Twist | 2 | 22 | Bedroom
Ceiling Fixture | Compact Fluorescent |  | Twist | 2 | 22 | Family Room
Ceiling Fixture | Compact Fluorescent |  | Twist | 2 | 22 | Kitchen
Wall Mount | Incandescent |  | Globe | 4 | 60 | Bathroom
Ceiling Fixture | Incandescent |  | Standard A Lamp | 1 | 60 | Garage
Low bay | Linear Fluorescent | 48 | T-12 | 2 | 40 | Garage
Chandelier (Hanging) | Incandescent |  | Mini base | 5 | 40 | Dining Room
Track | Halogen |  | PAR | 3 | 30 | Family Room
Floor lamp | Compact Fluorescent |  | Twist | 1 | 15 | Family Room
Wall Mount | Halogen |  | PAR | 3 | 30 | Bedroom
Track | Halogen |  | PAR | 5 | 30 | Kitchen
Wall Mount | Incandescent |  | Standard A Lamp | 1 | 65 | Laundry Room
Track | Incandescent |  | Standard A Lamp | 2 | 65 | Laundry Room
Ceiling Fan | Incandescent |  | Standard A Lamp | 2 | 60 | Master Bedroom
Table | Compact Fluorescent |  | Twist | 1 | 22 | Master Bedroom
Wall Mount | Incandescent |  | Standard A Lamp | 4 | 40 | Bathroom
Wall Mount | Incandescent |  | Standard A Lamp | 1 | 40 | Hall
Ceiling Fixture | Linear Fluorescent | 48 | T-12 | 2 | 40 | Other
Wall Mount | Compact Fluorescent |  | Twist | 2 | 15 | Bathroom
Ceiling Fixture | Incandescent |  | Standard A Lamp | 1 | 60 | Bathroom
Ceiling Fan | Compact Fluorescent |  | Twist | 3 | 15 | Bedroom
Ceiling Fixture | Compact Fluorescent |  | Twist | 3 | 22 | Bedroom
Ceiling Fixture | Compact Fluorescent |  | Twist | 1 | 15 | Bedroom
Ceiling Fan | Compact Fluorescent |  | Twist | 3 | 15 | Kitchen
Ceiling Fan | Compact Fluorescent |  | Twist | 3 | 15 | Living Room
Ceiling Fan | Compact Fluorescent |  | Twist | 4 | 15 | Living Room
Ceiling Fixture | Compact Fluorescent |  | Twist | 1 | 22 | Other
Ceiling Fixture | Incandescent |  | Standard A Lamp | 2 | 60 | Other
Ceiling Fixture | Linear Fluorescent | 48 | T-8 | 2 | 40 | Laundry Room
Wall Mount | Compact Fluorescent |  | Twist | 5 | 22 | Bathroom
Ceiling Fixture | Incandescent |  | Standard A Lamp | 2 | 60 | Bathroom
Ceiling Fixture | Incandescent |  | Decorative | 2 | 65 | Bedroom
Ceiling Fixture | Incandescent |  | Standard A Lamp | 2 | 60 | Bedroom
Floor lamp | Incandescent |  | Standard A Lamp | 1 | 60 | Bedroom
Garage door opener | Incandescent |  | Clear | 2 | 40 | Garage
Ceiling Fixture | Incandescent |  | Standard A Lamp | 1 | 60 | Garage
Ceiling Fixture | Incandescent |  | Globe | 1 | 75 | Hall
Chandelier (Hanging) | Incandescent |  | Standard A Lamp | 5 | 60 | Kitchen
Ceiling Fixture | Incandescent |  | Globe | 3 | 40 | Kitchen
Floor lamp | Linear Fluorescent | 72 | Fluorescent Unknown | 3 | 60 | Living Room
Ceiling Fan | Incandescent |  | Standard A Lamp | 1 | 40 | Bathroom
Wall Mount | Incandescent |  | 3-Way Incandescent | 1 | 150 | Bathroom
Architectural | Incandescent |  | Globe | 1 | 40 | Dining Room
Table | Incandescent |  | Mini base | 1 | 40 | Dining Room
Table | Incandescent |  | Globe | 4 | 25 | Hall
Recessed Can | Incandescent |  | Standard A Lamp | 1 | 40 | Kitchen
Ceiling Fixture | Incandescent |  | Standard A Lamp | 1 | 40 | Kitchen
Ceiling Fan | Incandescent |  | Globe | 1 | 25 | Kitchen
Other | Incandescent |  | Standard A Lamp | 3 | 25 | Living Room
Table | Incandescent |  | Globe | 1 | 25 | Living Room
Wall Mount | Incandescent |  | Mini base | 1 | 7 | Living Room
Table | Incandescent |  | Globe | 1 | 38 | Living Room
Torchiere | Incandescent |  | Decorative | 3 | 15 | Living Room
Floor lamp | Halogen |  | Other | 1 | 50 | Bedroom
Chandelier (Hanging) | Incandescent |  | Globe | 1 | 25 | Bedroom
Chandelier (Hanging) | Incandescent |  | Globe | 1 | 25 | Bedroom
Ceiling Fixture | Incandescent |  | Standard A Lamp | 1 | 40 | Bedroom
Ceiling Fixture | Incandescent |  | Standard A Lamp | 1 | 40 | Bedroom
Table | Incandescent |  | Standard A Lamp | 1 | 75 | Bedroom
Table | Incandescent |  | Decorative | 1 | 25 | Bedroom
Table | Incandescent |  | Globe | 1 | 25 | Bedroom
Table | Incandescent |  | Decorative | 1 | 25 | Bedroom
Wall Mount | Incandescent |  | Globe | 3 | 40 | Bathroom
Ceiling Fixture | Incandescent |  | Standard A Lamp | 1 | 60 | Bathroom
Chandelier (Hanging) | Incandescent |  | Standard A Lamp | 4 | 60 | Bathroom
Ceiling Fixture | Compact Fluorescent |  | Twist | 3 | 20 | Bedroom
Table | Incandescent |  | Standard A Lamp | 1 | 100 | Bedroom
Ceiling Fixture | Incandescent |  | Standard A Lamp | 4 | 60 | Master Bedroom
Ceiling Fan | Compact Fluorescent |  | Twist | 1 | 22 | Master Bedroom
Ceiling Fixture | Compact Fluorescent |  | Twist | 2 | 20 | Bedroom
Table | Halogen |  | MR | 1 | 50 | Bedroom
Ceiling Fixture | Compact Fluorescent |  | Twist | 4 | 22 | Dining Room
Recessed - other | Halogen |  | MR | 1 | 50 | Family Room
Ceiling Fixture | Linear Fluorescent | 48 | T-12 | 2 | 40 | Family Room
Table | Incandescent |  | 3-Way Incandescent | 1 | 100 | Family Room
Wall Mount | Compact Fluorescent |  | Reflector | 1 | 22 | Family Room
Table | Compact Fluorescent |  | Twist | 1 | 18 | Family Room
Ceiling Fixture | Incandescent |  | Standard A Lamp | 2 | 60 | Hall
Recessed - other | Halogen |  | MR | 1 | 50 | Kitchen
Architectural | Linear Fluorescent | 48 | T-12 | 1 | 40 | Kitchen
Architectural | Linear Fluorescent | 48 | T-12 | 2 | 40 | Kitchen
Ceiling Fan | Incandescent |  | Decorative | 4 | 25 | Living Room
Ceiling Fan | Incandescent |  | Standard A Lamp | 1 | 60 | Living Room
Table | Incandescent |  | 3-Way Incandescent | 1 | 100 | Living Room
Table | Incandescent |  | Standard A Lamp | 1 | 100 | Living Room
Chandelier (Hanging) | Incandescent |  | Standard A Lamp | 1 | 60 | Living Room
Architectural | Linear Fluorescent | 48 | T-12 | 3 | 40 | Living Room
Floor lamp | Incandescent |  | Mini base | 5 | 40 | Living Room
Ceiling Fixture | Compact Fluorescent |  | Pin base | 1 | 22 | Laundry Room
Ceiling Fan | Halogen |  | MR | 3 | 50 | Dining Room
Floor lamp | Incandescent |  | Other | 1 | 25 | Dining Room
Chandelier (Hanging) | Compact Fluorescent |  | Twist | 3 | 15 | Dining Room
Chandelier (Hanging) | Incandescent |  | Standard A Lamp | 1 | 40 | Dining Room
Ceiling Fixture | Halogen |  | MR | 3 | 50 | Kitchen
Recessed Can | Incandescent |  | Reflector | 1 | 65 | Kitchen
Ceiling Fixture | Compact Fluorescent |  | Twist | 1 | 22 | Kitchen
Ceiling Fixture | Compact Fluorescent |  | Twist | 1 | 22 | Bathroom
Wall Mount | Incandescent |  | Globe | 6 | 25 | Bathroom
Ceiling Fixture | Incandescent |  | Standard A Lamp | 1 | 60 | Bathroom
Ceiling Fixture | Incandescent |  | Mini base | 3 | 40 | Bedroom
Ceiling Fixture | Incandescent |  | Standard A Lamp | 1 | 60 | Hall
Ceiling Fixture | Halogen |  | MR | 4 | 50 | Family Room
Floor lamp | Compact Fluorescent |  | Twist | 1 | 15 | Family Room
Ceiling Fixture | Compact Fluorescent |  | Twist | 1 | 22 | Family Room
Ceiling Fixture | Compact Fluorescent |  | Twist | 2 | 22 | Family Room
Floor lamp | Incandescent |  | Standard A Lamp | 2 | 100 | Family Room
Ceiling Fixture | Incandescent |  | Standard A Lamp | 2 | 75 | Bedroom
Floor lamp | Incandescent |  | Other | 2 | 25 | Bedroom
Wall Mount | Incandescent |  | Standard A Lamp | 2 | 60 | Bathroom
Ceiling Fixture | Compact Fluorescent |  | Twist | 1 | 15 | Bathroom
Ceiling Fixture | Incandescent |  | Standard A Lamp | 1 | 60 | Bathroom
Ceiling Fixture | Compact Fluorescent |  | Twist | 2 | 15 | Bedroom
Ceiling Fixture | Compact Fluorescent |  | Twist | 1 | 22 | Hall
Ceiling Fixture | Linear Fluorescent | 48 | T-12 | 2 | 40 | Kitchen
Wall Mount | Compact Fluorescent |  | Twist | 1 | 15 | Kitchen
Ceiling Fixture | Incandescent |  | Standard A Lamp | 2 | 60 | Laundry Room
Ceiling Fixture | Compact Fluorescent |  | Twist | 1 | 15 | Living Room
Table | Compact Fluorescent |  | Twist | 1 | 15 | Living Room
Ceiling Fixture | Compact Fluorescent |  | Twist | 1 | 15 | Master Bedroom
Table | Incandescent |  | Decorative | 3 | 15 | Master Bedroom
Ceiling Fixture | Compact Fluorescent |  | Twist | 1 | 15 | Closet
Ceiling Fixture | Incandescent |  | Standard A Lamp | 1 | 60 | Bathroom
Ceiling Fixture | Incandescent |  | Standard A Lamp | 1 | 60 | Bedroom
Table | Incandescent |  | Standard A Lamp | 1 | 60 | Bedroom
Ceiling Fixture | Incandescent |  | Standard A Lamp | 1 | 60 | Bedroom
Floor lamp | Incandescent |  | Standard A Lamp | 1 | 60 | Bedroom
Ceiling Fan | Incandescent |  | Standard A Lamp | 4 | 60 | Kitchen
Ceiling Fixture | Incandescent |  | Standard A Lamp | 1 | 60 | Kitchen
Ceiling Fixture | Compact Fluorescent |  | Twist | 1 | 22 | Kitchen
Ceiling Fixture | Incandescent |  | Standard A Lamp | 3 | 60 | Kitchen
Ceiling Fan | Incandescent |  | Standard A Lamp | 4 | 60 | Living Room
Floor lamp | Incandescent |  | Standard A Lamp | 1 | 60 | Living Room
Wall Mount | Incandescent |  | Globe | 8 | 40 | Bathroom
Ceiling Fixture | Incandescent |  | Standard A Lamp | 1 | 60 | Bedroom
Ceiling Fixture | Incandescent |  | Standard A Lamp | 2 | 60 | Bedroom
Table | Incandescent |  | Standard A Lamp | 1 | 60 | Bedroom
Ceiling Fan | Incandescent |  | Standard A Lamp | 3 | 40 | Bedroom
Ceiling Fixture | Incandescent |  | Decorative | 1 | 60 | Bedroom
Wall Mount | Incandescent |  | Standard A Lamp | 1 | 40 | Bedroom
Ceiling Fan | Incandescent |  | Standard A Lamp | 3 | 60 | Family Room
Ceiling Fixture | Incandescent |  | Standard A Lamp | 1 | 60 | Family Room
Ceiling Fixture | Incandescent |  | Standard A Lamp | 5 | 40 | Family Room
Ceiling Fixture | Incandescent |  | Standard A Lamp | 1 | 100 | Garage
Garage door opener | Incandescent |  | Standard A Lamp | 1 | 100 | Garage
Ceiling Fixture | Incandescent |  | Standard A Lamp | 1 | 60 | Hall
Ceiling Fixture | Incandescent |  | Standard A Lamp | 1 | 60 | Kitchen
Ceiling Fixture | Linear Fluorescent | 48 | T-12 | 4 | 40 | Kitchen
Ceiling Fixture | Incandescent |  | Standard A Lamp | 2 | 60 | Laundry Room
Wall Mount | Incandescent |  | Standard A Lamp | 4 | 60 | Bathroom
Ceiling Fixture | Incandescent |  | Standard A Lamp | 1 | 60 | Living Room
Ceiling Fixture | Incandescent |  | Standard A Lamp | 1 | 60 | Living Room
Floor lamp | Incandescent |  | Standard A Lamp | 1 | 100 | Living Room
Wall Mount | Compact Fluorescent |  | Twist | 2 | 15 | Bathroom
Wall Mount | Compact Fluorescent |  | Twist | 3 | 14 | Bathroom
Recessed - other | Incandescent |  | Heat Lamp | 1 | 250 | Bathroom
Wall Mount | Compact Fluorescent |  | Twist | 3 | 15 | Bathroom
Ceiling Fixture | Compact Fluorescent |  | Twist | 1 | 22 | Bathroom
Ceiling Fixture | Compact Fluorescent |  | Circline (Screw Base) | 1 | 22 | Master Bedroom
Table | Incandescent |  | Decorative | 1 | 40 | Master Bedroom
Ceiling Fixture | Compact Fluorescent |  | Circline (Screw Base) | 1 | 28 | Office
Ceiling Fixture | Compact Fluorescent |  | Circline (Screw Base) | 1 | 22 | Bedroom
Ceiling Fixture | Compact Fluorescent |  | Circline (Screw Base) | 1 | 22 | Bedroom
Ceiling Fixture | Compact Fluorescent |  | Twist | 1 | 15 | Closet
Ceiling Fixture | Compact Fluorescent |  | Circline (Screw Base) | 1 | 22 | Hall
Ceiling Fixture | Incandescent |  | Standard A Lamp | 1 | 75 | Hall
Floor lamp | Compact Fluorescent |  | Twist | 2 | 22 | Family Room
Floor lamp | Compact Fluorescent |  | A shape bulb | 1 | 11 | Family Room
Recessed Can | Incandescent |  | Reflector | 1 | 75 | Family Room
Ceiling Fixture | Linear Fluorescent | 48 | T-8 | 2 | 32 | Garage
Garage door opener | Incandescent |  | Standard A Lamp | 1 | 60 | Garage
Recessed Can | Compact Fluorescent |  | Reflector | 1 | 15 | Hall
Ceiling Fixture | Compact Fluorescent |  | Twist | 1 | 15 | Hall
Recessed Can | Incandescent |  | Standard A Lamp | 1 | 65 | Kitchen
Recessed - other | Linear Fluorescent | 48 | T-12 | 2 | 35 | Kitchen
Ceiling Fan | Compact Fluorescent |  | Twist | 4 | 15 | Kitchen
Ceiling Fixture | Compact Fluorescent |  | Twist | 1 | 22 | Laundry Room
Torchiere | Compact Fluorescent |  | Twist | 1 | 28 | Living Room
Track | Halogen |  | MR | 5 | 30 | Living Room
Ceiling Fan | Incandescent |  | Standard A Lamp | 3 | 40 | Bedroom
Wall Mount | Incandescent |  | Globe | 4 | 60 | Bathroom
Ceiling Fixture | Incandescent |  | Standard A Lamp | 2 | 60 | Hall
Ceiling Fan | Compact Fluorescent |  | Twist | 4 | 15 | Kitchen
Other | Linear Fluorescent | 12 | T-8 | 1 | 16 | Kitchen
Chandelier (Hanging) | Compact Fluorescent |  | Twist | 1 | 15 | Laundry Room
Ceiling Fan | Compact Fluorescent |  | A shape bulb | 4 | 7 | Living Room
Floor lamp | Incandescent |  | Standard A Lamp | 1 | 100 | Living Room
Floor lamp | Compact Fluorescent |  | Twist | 1 | 15 | Living Room
Floor lamp | Incandescent |  | Standard A Lamp | 1 | 60 | Living Room
Ceiling Fan | Compact Fluorescent |  | Twist | 3 | 15 | Bedroom
Table | Incandescent |  | Standard A Lamp | 1 | 60 | Bedroom
Ceiling Fixture | Linear Fluorescent | 48 | T-8 | 2 | 32 | Garage
Ceiling Fixture | Linear Fluorescent | 48 | T-12 | 2 | 40 | Garage
Wall Mount | Incandescent |  | Globe | 6 | 40 | Bathroom
Wall Mount | Incandescent |  | Globe | 2 | 40 | Bathroom
Wall Mount | Incandescent |  | Standard A Lamp | 2 | 60 | Bathroom
Ceiling Fixture | Incandescent |  | Standard A Lamp | 2 | 40 | Bedroom
Ceiling Fixture | Incandescent |  | Standard A Lamp | 2 | 60 | Bedroom
Ceiling Fixture | Incandescent |  | Standard A Lamp | 2 | 60 | Bedroom
Ceiling Fixture | Compact Fluorescent |  | Twist | 1 | 7 | Closet
Ceiling Fixture | Incandescent |  | Standard A Lamp | 1 | 40 | Closet
Ceiling Fan | Compact Fluorescent |  | Twist | 5 | 9 | Dining Room
Ceiling Fan | Incandescent |  | Standard A Lamp | 3 | 40 | Family Room
Ceiling Fixture | Incandescent |  | Standard A Lamp | 1 | 60 | Garage
Garage door opener | Incandescent |  | Standard A Lamp | 1 | 60 | Garage
Ceiling Fixture | Incandescent |  | Standard A Lamp | 1 | 60 | Hall
Ceiling Fixture | Incandescent |  | Standard A Lamp | 3 | 60 | Kitchen
Torchiere | Compact Fluorescent |  | Twist | 1 | 15 | Living Room
Table | Compact Fluorescent |  | Twist | 1 | 9 | Living Room
Ceiling Fixture | Incandescent |  | Standard A Lamp | 2 | 40 | Master Bedroom
Chandelier (Hanging) | Incandescent |  | Standard A Lamp | 1 | 40 | Office
Table | Incandescent |  | Standard A Lamp | 1 | 40 | Office
Wall Mount | Compact Fluorescent |  | Twist | 1 | 15 | Other
Ceiling Fixture | Incandescent |  | Standard A Lamp | 2 | 60 | Bedroom
Table | Compact Fluorescent |  | Pin base | 1 | 27 | Bedroom
Ceiling Fixture | Incandescent |  | Standard A Lamp | 2 | 60 | Bedroom
Floor lamp | Incandescent |  | 3-Way Incandescent | 1 | 150 | Bedroom
Table | Incandescent |  | 3-Way Incandescent | 1 | 100 | Bedroom
Ceiling Fixture | Incandescent |  | Standard A Lamp | 1 | 75 | Bathroom
Ceiling Fixture | Incandescent |  | Standard A Lamp | 1 | 60 | Bedroom
Floor lamp | Incandescent |  | Standard A Lamp | 1 | 100 | Bedroom
Ceiling Fixture | Incandescent |  | Standard A Lamp | 1 | 60 | Laundry Room
Wall Mount | Incandescent |  | Clear | 3 | 40 | Laundry Room
Table | Incandescent |  | Standard A Lamp | 1 | 40 | Living Room
Table | Compact Fluorescent |  | Twist | 1 | 15 | Living Room
Ceiling Fixture | Linear Fluorescent | 48 | T-12 | 2 | 40 | Living Room
Ceiling Fixture | Incandescent |  | Standard A Lamp | 2 | 60 | Hall
Ceiling Fixture | Incandescent |  | Standard A Lamp | 1 | 40 | Garage
Ceiling Fixture | Incandescent |  | Standard A Lamp | 1 | 75 | Garage
Ceiling Fixture | Incandescent |  | Standard A Lamp | 2 | 60 | Hall
Chandelier (Hanging) | Incandescent |  | Clear | 5 | 60 | Kitchen
Floor lamp | Incandescent |  | 3-Way Incandescent | 1 | 100 | Dining Room
Table | Incandescent |  | 3-Way Incandescent | 1 | 100 | Dining Room
Ceiling Fixture | Incandescent |  | Globe | 2 | 75 | Dining Room
Ceiling Fixture | Incandescent |  | Standard A Lamp | 2 | 60 | Office
Ceiling Fixture | Incandescent |  | Decorative | 1 | 60 | Hall
Ceiling Fixture | Incandescent |  | Standard A Lamp | 2 | 60 | Bathroom
Wall Mount | Incandescent |  | Globe | 5 | 40 | Bathroom
Ceiling Fixture | Incandescent |  | Standard A Lamp | 1 | 60 | Bedroom
Ceiling Fixture | Incandescent |  | Standard A Lamp | 3 | 60 | Bedroom
Floor lamp | Incandescent |  | Standard A Lamp | 1 | 100 | Bedroom
Chandelier (Hanging) | Incandescent |  | Standard A Lamp | 1 | 60 | Bedroom
Ceiling Fixture | Incandescent |  | Standard A Lamp | 3 | 60 | Family Room
Recessed Can | Incandescent |  | Reflector | 1 | 75 | Family Room
Table | Incandescent |  | Standard A Lamp | 1 | 60 | Family Room
Table | Incandescent |  | Standard A Lamp | 1 | 100 | Family Room
Ceiling Fixture | Incandescent |  | Standard A Lamp | 2 | 60 | Family Room
Ceiling Fixture | Incandescent |  | Standard A Lamp | 2 | 60 | Hall
Ceiling Fixture | Incandescent |  | Standard A Lamp | 1 | 75 | Hall
Ceiling Fixture | Incandescent |  | Standard A Lamp | 1 | 100 | Other
Ceiling Fixture | Incandescent |  | Standard A Lamp | 2 | 60 | Bedroom
Table | Incandescent |  | Standard A Lamp | 1 | 60 | Bedroom
Table | Incandescent |  | Decorative | 3 | 60 | Bedroom
Ceiling Fixture | Incandescent |  | Standard A Lamp | 4 | 60 | Bedroom
Table | Incandescent |  | Standard A Lamp | 1 | 60 | Bedroom
Ceiling Fan | Incandescent |  | Standard A Lamp | 4 | 60 | Master Bedroom
Table | Incandescent |  | Standard A Lamp | 1 | 150 | Master Bedroom
Torchiere | Incandescent |  | Standard A Lamp | 1 | 100 | Family Room
Table | Incandescent |  | Standard A Lamp | 1 | 150 | Family Room
Table | Incandescent |  | Standard A Lamp | 1 | 75 | Family Room
Table | Compact Fluorescent |  | Twist | 1 | 22 | Family Room
Table | Incandescent |  | Standard A Lamp | 1 | 25 | Family Room
Chandelier (Hanging) | Incandescent |  | Decorative | 5 | 60 | Family Room
Ceiling Fixture | Incandescent |  | Standard A Lamp | 1 | 100 | Garage
Garage door opener | Incandescent |  | Standard A Lamp | 1 | 60 | Garage
Ceiling Fixture | Incandescent |  | Standard A Lamp | 2 | 60 | Hall
Ceiling Fan | Incandescent |  | Standard A Lamp | 3 | 75 | Living Room
Ceiling Fixture | Incandescent |  | Standard A Lamp | 1 | 60 | Living Room
Floor lamp | Compact Fluorescent |  | Pin base | 1 | 22 | Living Room
Table | Incandescent |  | Standard A Lamp | 1 | 100 | Living Room
Ceiling Fixture | Incandescent |  | Standard A Lamp | 1 | 100 | Bathroom
Wall Mount | Incandescent |  | Standard A Lamp | 2 | 60 | Bathroom
Ceiling Fixture | Incandescent |  | Standard A Lamp | 2 | 60 | Office
Table | Incandescent |  | Standard A Lamp | 1 | 100 | Office
Wall Mount | Incandescent |  | Standard A Lamp | 4 | 60 | Bathroom
Ceiling Fixture | Incandescent |  | Standard A Lamp | 2 | 60 | Laundry Room
Ceiling Fixture | Incandescent |  | Standard A Lamp | 1 | 100 | Other
Ceiling Fixture | Linear Fluorescent | 48 | T-12 | 2 | 40 | Other
Ceiling Fan | Incandescent |  | Standard A Lamp | 3 | 60 | Hall
Wall Mount | Compact Fluorescent |  | Twist | 3 | 22 | Bathroom
Ceiling Fixture | Incandescent |  | Standard A Lamp | 1 | 60 | Bedroom
Table | Incandescent |  | Standard A Lamp | 1 | 60 | Bedroom
Ceiling Fixture | Incandescent |  | Standard A Lamp | 1 | 60 | Bedroom
Ceiling Fixture | Linear Fluorescent | 48 | T-8 | 2 | 32 | Garage
Ceiling Fixture | Incandescent |  | Standard A Lamp | 1 | 60 | Hall
Chandelier (Hanging) | Compact Fluorescent |  | Twist | 3 | 15 | Kitchen
Ceiling Fixture | Linear Fluorescent | 48 | T-8 | 2 | 32 | Kitchen
Floor lamp | Compact Fluorescent |  | Twist | 1 | 22 | Living Room
Ceiling Fixture | Incandescent |  | Standard A Lamp | 1 | 60 | Master Bedroom
Table | Incandescent |  | Standard A Lamp | 1 | 60 | Master Bedroom
Ceiling Fixture | Incandescent |  | Standard A Lamp | 1 | 60 | Other
Wall Mount | Incandescent |  | Globe | 4 | 60 | Bathroom
Ceiling Fixture | Incandescent |  | Standard A Lamp | 1 | 60 | Closet
Ceiling Fixture | Incandescent |  | Standard A Lamp | 1 | 60 | Closet
Recessed Can | Incandescent |  | Standard A Lamp | 1 | 60 | Closet
Recessed Can | Incandescent |  | Reflector | 1 | 75 | Other
Ceiling Fixture | Incandescent |  | Standard A Lamp | 1 | 60 | Garage
Chandelier (Hanging) | Halogen |  | PAR | 1 | 30 | Kitchen
Recessed Can | Incandescent |  | Reflector | 1 | 75 | Kitchen
Recessed Can | Incandescent |  | Reflector | 1 | 60 | Laundry Room
Recessed Can | Incandescent |  | Reflector | 1 | 60 | Living Room
Recessed Can | Incandescent |  | Reflector | 1 | 75 | Living Room
Wall Mount | Incandescent |  | Decorative | 1 | 40 | Living Room
Floor lamp | Incandescent |  | Standard A Lamp | 1 | 75 | Living Room
Floor lamp | Incandescent |  | Standard A Lamp | 2 | 60 | Living Room
Floor lamp | Incandescent |  | Decorative | 4 | 60 | Living Room
Chandelier (Hanging) | Incandescent |  | Globe | 1 | 60 | Living Room
Wall Mount | Incandescent |  | Globe | 8 | 60 | Bathroom
Recessed Can | Incandescent |  | Reflector | 1 | 75 | Bathroom
Recessed Can | Incandescent |  | Standard A Lamp | 1 | 75 | Bathroom
Recessed Can | Incandescent |  | Reflector | 1 | 60 | Master Bedroom
Ceiling Fixture | Incandescent |  | Standard A Lamp | 3 | 60 | Master Bedroom
Recessed Can | Incandescent |  | Reflector | 1 | 60 | Master Bedroom
Ceiling Fixture | Incandescent |  | Standard A Lamp | 2 | 60 | Closet
Track | Halogen |  | MR | 8 | 15 | Other
Recessed Can | Incandescent |  | Reflector | 1 | 60 | Other
Wall Mount | Incandescent |  | Globe | 6 | 60 | Bathroom
Recessed Can | Incandescent |  | Reflector | 1 | 75 | Bedroom
Table | Incandescent |  | Standard A Lamp | 1 | 75 | Bedroom
Floor lamp | Halogen |  | Quartz Tube | 1 | 300 | Bedroom
Recessed Can | Incandescent |  | Reflector | 1 | 60 | Bedroom
Table | Incandescent |  | Standard A Lamp | 1 | 75 | Bedroom
Wall Mount | Incandescent |  | Standard A Lamp | 1 | 60 | Closet
Track | Halogen |  | MR | 3 | 15 | Office
Ceiling Fan | Incandescent |  | Standard A Lamp | 1 | 60 | Office
Recessed Can | Incandescent |  | Reflector | 1 | 60 | Office
Ceiling Fixture | Incandescent |  | Standard A Lamp | 2 | 40 | Bedroom
Ceiling Fixture | Linear Fluorescent | 48 | T-12 | 4 | 40 | Laundry Room
Ceiling Fixture | Incandescent |  | Standard A Lamp | 1 | 60 | Garage
Ceiling Fixture | Incandescent |  | Standard A Lamp | 1 | 60 | Master Bedroom
Table | Incandescent |  | Standard A Lamp | 1 | 40 | Master Bedroom
Ceiling Fan | Incandescent |  | Clear | 3 | 60 | Master Bedroom
Ceiling Fixture | Incandescent |  | Standard A Lamp | 2 | 60 | Closet
Recessed Can | Compact Fluorescent |  | Flood | 1 | 15 | Bathroom
Wall Mount | Incandescent |  | Standard A Lamp | 2 | 60 | Bathroom
Ceiling Fixture | Incandescent |  | Standard A Lamp | 2 | 40 | Hall
Ceiling Fixture | Incandescent |  | Standard A Lamp | 2 | 60 | Bedroom
Ceiling Fixture | Incandescent |  | Standard A Lamp | 2 | 60 | Bedroom
Table | Incandescent |  | Mini base | 1 | 40 | Bedroom
Ceiling Fixture | Incandescent |  | Standard A Lamp | 1 | 60 | Other
Ceiling Fixture | Incandescent |  | Standard A Lamp | 2 | 60 | Family Room
Ceiling Fixture | Incandescent |  | Standard A Lamp | 2 | 60 | Hall
Wall Mount | Incandescent |  | Standard A Lamp | 4 | 40 | Bathroom
Ceiling Fixture | Incandescent |  | Standard A Lamp | 1 | 40 | Bathroom
Ceiling Fixture | Incandescent |  | Standard A Lamp | 2 | 40 | Bedroom
Floor lamp | Incandescent |  | Mini base | 5 | 25 | Bedroom
Track | Incandescent |  | Reflector | 2 | 60 | Bedroom
Ceiling Fixture | Incandescent |  | Standard A Lamp | 2 | 40 | Bedroom
Table | Incandescent |  | Standard A Lamp | 1 | 40 | Bedroom
Wall Mount | Incandescent |  | Standard A Lamp | 4 | 60 | Bathroom
Ceiling Fixture | Incandescent |  | Standard A Lamp | 1 | 60 | Bedroom
Floor lamp | Incandescent |  | Standard A Lamp | 1 | 100 | Bedroom
Floor lamp | Incandescent |  | Standard A Lamp | 1 | 40 | Bedroom
Recessed Can | Incandescent |  | Reflector | 1 | 75 | Hall
Chandelier (Hanging) | Incandescent |  | Decorative | 5 | 60 | Dining Room
Ceiling Fixture | Linear Fluorescent | 48 | T-12 | 4 | 40 | Kitchen
Floor lamp | Incandescent |  | Mini base | 5 | 40 | Living Room
Ceiling Fan | Incandescent |  | Standard A Lamp | 3 | 60 | Living Room
Ceiling Fixture | Incandescent |  | Standard A Lamp | 2 | 60 | Hall
Ceiling Fixture | Compact Fluorescent |  | Twist | 1 | 15 | Bathroom
Wall Mount | Compact Fluorescent |  | Twist | 2 | 22 | Bathroom
Wall Mount | Compact Fluorescent |  | Twist | 3 | 15 | Bathroom
Ceiling Fan | Incandescent |  | Globe | 1 | 60 | Bedroom
Table | Incandescent |  | Decorative | 1 | 25 | Bedroom
Ceiling Fixture | Compact Fluorescent |  | Twist | 2 | 15 | Bedroom
Ceiling Fixture | Compact Fluorescent |  | Twist | 2 | 15 | Bedroom
Floor lamp | Compact Fluorescent |  | Twist | 1 | 22 | Bedroom
Ceiling Fixture | Compact Fluorescent |  | Twist | 1 | 15 | Closet
Ceiling Fixture | Compact Fluorescent |  | Twist | 1 | 15 | Garage
Other | Compact Fluorescent |  | Twist | 1 | 15 | Garage
Ceiling Fixture | Compact Fluorescent |  | A shape bulb | 1 | 22 | Hall
Ceiling Fixture | Linear Fluorescent | 48 | T-8 | 3 | 32 | Kitchen
Ceiling Fan | Compact Fluorescent |  | Twist | 2 | 15 | Kitchen
Track | Halogen |  | PAR | 2 | 20 | Kitchen
Ceiling Fixture | Compact Fluorescent |  | Twist | 2 | 15 | Kitchen
Table | Compact Fluorescent |  | Twist | 1 | 15 | Living Room
Ceiling Fixture | Incandescent |  | Standard A Lamp | 2 | 90 | Bedroom
Table | Incandescent |  | Standard A Lamp | 3 | 25 | Bedroom
Wall Mount | Incandescent |  | Standard A Lamp | 4 | 90 | Bathroom
Ceiling Fixture | Compact Fluorescent |  | Twist | 2 | 22 | Bedroom
Table | Incandescent |  | Clear | 2 | 40 | Bedroom
Ceiling Fixture | Incandescent |  | Standard A Lamp | 2 | 75 | Bedroom
Ceiling Fixture | Linear Fluorescent | 48 | T-8 | 2 | 32 | Garage
Garage door opener | Incandescent |  | Clear | 1 | 60 | Garage
Ceiling Fixture | Incandescent |  | Standard A Lamp | 1 | 75 | Hall
Ceiling Fixture | Compact Fluorescent |  | Twist | 1 | 22 | Hall
Ceiling Fixture | Compact Fluorescent |  | Twist | 2 | 22 | Dining Room
Table | Incandescent |  | Standard A Lamp | 1 | 75 | Family Room
Chandelier (Hanging) | Incandescent |  | Decorative | 6 | 65 | Family Room
Ceiling Fixture | Incandescent |  | Standard A Lamp | 3 | 75 | Living Room
Table | Incandescent |  | 3-Way Incandescent | 1 | 100 | Living Room
Ceiling Fixture | Incandescent |  | Standard A Lamp | 1 | 75 | Kitchen
Ceiling Fixture | Compact Fluorescent |  | Twist | 1 | 22 | Kitchen
Other | Incandescent |  | Clear | 1 | 40 | Kitchen
Ceiling Fixture | Incandescent |  | Standard A Lamp | 1 | 75 | Laundry Room
Wall Mount | Incandescent |  | Clear | 5 | 75 | Bathroom
Ceiling Fixture | Incandescent |  | Clear | 1 | 75 | Bathroom
Ceiling Fixture | Compact Fluorescent |  | Twist | 1 | 22 | Bathroom
Ceiling Fixture | Incandescent |  | Standard A Lamp | 3 | 75 | Master Bedroom
Wall Mount | Incandescent |  | Decorative | 1 | 75 | Master Bedroom
Table | Incandescent |  | Standard A Lamp | 2 | 75 | Master Bedroom
Wall Mount | Incandescent |  | Globe | 4 | 60 | Bathroom
Ceiling Fixture | Incandescent |  | Standard A Lamp | 1 | 60 | Bathroom
Ceiling Fixture | Incandescent |  | Standard A Lamp | 2 | 75 | Bedroom
Table | Incandescent |  | Standard A Lamp | 1 | 60 | Bedroom
Ceiling Fixture | Incandescent |  | Standard A Lamp | 2 | 60 | Closet
Chandelier (Hanging) | Incandescent |  | Mini base | 5 | 60 | Dining Room
Table | Compact Fluorescent |  | Twist | 1 | 14 | Dining Room
Floor lamp | Incandescent |  | Standard A Lamp | 1 | 60 | Dining Room
Recessed Can | Incandescent |  | Reflector | 1 | 65 | Dining Room
Chandelier (Hanging) | Compact Fluorescent |  | Twist | 1 | 14 | Dining Room
Recessed Can | Incandescent |  | Reflector | 1 | 65 | Hall
Recessed Can | Incandescent |  | Reflector | 1 | 65 | Kitchen
Ceiling Fixture | Linear Fluorescent | 48 | T-8 | 2 | 32 | Laundry Room
Table | Incandescent |  | 3-Way Incandescent | 1 | 100 | Living Room
Table | Incandescent |  | Standard A Lamp | 1 | 60 | Living Room
Recessed Can | Incandescent |  | Reflector | 1 | 65 | Living Room
Wall Mount | Incandescent |  | Globe | 6 | 60 | Bathroom
Ceiling Fixture | Incandescent |  | Standard A Lamp | 1 | 60 | Bathroom
Table | Compact Fluorescent |  | Twist | 1 | 14 | Master Bedroom
Floor lamp | Incandescent |  | Standard A Lamp | 1 | 60 | Master Bedroom
Ceiling Fixture | Incandescent |  | Standard A Lamp | 2 | 60 | Closet
Wall Mount | Incandescent |  | Globe | 4 | 40 | Bathroom
Ceiling Fixture | Incandescent |  | Standard A Lamp | 3 | 65 | Bedroom
Ceiling Fixture | Incandescent |  | Standard A Lamp | 2 | 60 | Bedroom
Table | Incandescent |  | Standard A Lamp | 1 | 40 | Bedroom
Ceiling Fixture | Linear Fluorescent | 48 | T-8 | 2 | 32 | Dining Room
Table | Incandescent |  | 3-Way Incandescent | 1 | 75 | Dining Room
Ceiling Fixture | Linear Fluorescent | 48 | T-8 | 2 | 32 | Kitchen
Ceiling Fan | Incandescent |  | Standard A Lamp | 1 | 100 | Living Room
Table | Incandescent |  | Standard A Lamp | 1 | 60 | Living Room
Torchiere | Incandescent |  | Standard A Lamp | 1 | 65 | Living Room
Ceiling Fixture | Compact Fluorescent |  | Twist | 1 | 15 | Hall
Ceiling Fixture | Compact Fluorescent |  | Twist | 2 | 13 | Bedroom
Floor lamp | Compact Fluorescent |  | Twist | 1 | 13 | Bedroom
Ceiling Fixture | Compact Fluorescent |  | Twist | 1 | 13 | Bedroom
Ceiling Fixture | Compact Fluorescent |  | Twist | 3 | 23 | Bedroom
Ceiling Fixture | Compact Fluorescent |  | Twist | 1 | 13 | Bedroom
Ceiling Fan | Compact Fluorescent |  | Twist | 1 | 13 | Dining Room
Ceiling Fan | Incandescent |  | Standard A Lamp | 1 | 40 | Dining Room
Wall Mount | Compact Fluorescent |  | Twist | 3 | 23 | Bathroom
Ceiling Fixture | Incandescent |  | Standard A Lamp | 1 | 40 | Bathroom
Recessed Can | Compact Fluorescent |  | Twist | 1 | 13 | Bathroom
Ceiling Fixture | Compact Fluorescent |  | Twist | 3 | 13 | Family Room
Chandelier (Hanging) | Incandescent |  | Globe | 3 | 40 | Other
Ceiling Fixture | Incandescent |  | Standard A Lamp | 2 | 60 | Hall
Ceiling Fixture | Linear Fluorescent | 48 | T-12 | 4 | 40 | Garage
Ceiling Fan | Incandescent |  | Standard A Lamp | 2 | 100 | Kitchen
Recessed Can | Incandescent |  | Reflector | 1 | 65 | Kitchen
Ceiling Fixture | Compact Fluorescent |  | Globe | 1 | 15 | Laundry Room
Floor lamp | Incandescent |  | Standard A Lamp | 1 | 100 | Living Room
Floor lamp | Compact Fluorescent |  | Twist | 1 | 23 | Living Room
Ceiling Fixture | Compact Fluorescent |  | Twist | 1 | 23 | Bathroom
Ceiling Fixture | Compact Fluorescent |  | Globe | 1 | 15 | Bathroom
Ceiling Fan | Incandescent |  | Standard A Lamp | 3 | 60 | Master Bedroom
Ceiling Fixture | Compact Fluorescent |  | Twist | 1 | 13 | Master Bedroom
Ceiling Fixture | Compact Fluorescent |  | Twist | 2 | 23 | Office
Floor lamp | Compact Fluorescent |  | Twist | 1 | 13 | Office
Floor lamp | Incandescent |  | Standard A Lamp | 1 | 60 | Office
Ceiling Fixture | Compact Fluorescent |  | Twist | 1 | 23 | Other
Ceiling Fixture | Incandescent |  | Standard A Lamp | 1 | 60 | Bedroom
Ceiling Fixture | Compact Fluorescent |  | Twist | 1 | 13 | Bedroom
Chandelier (Hanging) | Compact Fluorescent |  | Twist | 1 | 23 | Hall
Ceiling Fixture | Incandescent |  | Standard A Lamp | 1 | 100 | Bathroom
Ceiling Fixture | Compact Fluorescent |  | Twist | 2 | 13 | Hall
Ceiling Fixture | Compact Fluorescent |  | Twist | 2 | 23 | Other
Ceiling Fan | Incandescent |  | Standard A Lamp | 4 | 60 | Other
Ceiling Fixture | Incandescent |  | Standard A Lamp | 1 | 60 | Bathroom
Ceiling Fixture | Compact Fluorescent |  | Twist | 1 | 15 | Bathroom
Wall Mount | Incandescent |  | Globe | 6 | 60 | Bathroom
Table | Halogen |  | PAR | 4 | 40 | Bathroom
Ceiling Fixture | Compact Fluorescent |  | Twist | 1 | 15 | Bathroom
Ceiling Fan | Incandescent |  | Standard A Lamp | 3 | 40 | Bedroom
Table | Compact Fluorescent |  | Twist | 1 | 15 | Bedroom
Table | Compact Fluorescent |  | Twist | 1 | 15 | Bedroom
Ceiling Fan | Compact Fluorescent |  | Twist | 1 | 15 | Bedroom
Ceiling Fixture | Incandescent |  | Standard A Lamp | 2 | 60 | Bedroom
Floor lamp | Incandescent |  | Standard A Lamp | 1 | 60 | Bedroom
Ceiling Fan | Incandescent |  | Standard A Lamp | 3 | 40 | Bedroom
Ceiling Fixture | Linear Fluorescent | 48 | T-12 | 2 | 40 | Garage
Ceiling Fixture | Compact Fluorescent |  | Twist | 1 | 15 | Hall
Recessed Can | Incandescent |  | Reflector | 1 | 60 | Hall
Chandelier (Hanging) | Compact Fluorescent |  | Twist | 3 | 15 | Kitchen
Ceiling Fixture | Linear Fluorescent | 48 | T-12 | 2 | 40 | Kitchen
Ceiling Fixture | Compact Fluorescent |  | Twist | 1 | 15 | Kitchen
Track | Halogen |  | PAR | 3 | 40 | Kitchen
Recessed Can | Incandescent |  | Reflector | 1 | 65 | Living Room
Table | Compact Fluorescent |  | Twist | 1 | 15 | Living Room
Wall Mount | Incandescent |  | Standard A Lamp | 3 | 60 | Bathroom
Ceiling Fixture | Incandescent |  | Standard A Lamp | 1 | 60 | Bathroom
Ceiling Fixture | Incandescent |  | Standard A Lamp | 2 | 60 | Bedroom
Ceiling Fixture | Incandescent |  | Standard A Lamp | 1 | 60 | Living Room
Ceiling Fixture | Incandescent |  | Standard A Lamp | 1 | 40 | Other
Wall Mount | Incandescent |  | Decorative | 1 | 25 | Other
Table | Incandescent |  | Standard A Lamp | 1 | 40 | Other
Ceiling Fixture | Incandescent |  | Standard A Lamp | 1 | 40 | Bathroom
Table | Incandescent |  | Decorative | 1 | 40 | Bathroom
Table | Incandescent |  | Standard A Lamp | 1 | 40 | Bedroom
Table | Incandescent |  | Decorative | 1 | 25 | Bedroom
Wall Mount | Incandescent |  | Standard A Lamp | 1 | 40 | Bedroom
Ceiling Fan | Incandescent |  | Standard A Lamp | 1 | 25 | Bedroom
Table | Incandescent |  | Decorative | 1 | 40 | Bedroom
Chandelier (Hanging) | Incandescent |  | Standard A Lamp | 1 | 25 | Bedroom
Floor lamp | Incandescent |  | Standard A Lamp | 1 | 40 | Bedroom
Ceiling Fixture | Incandescent |  | Standard A Lamp | 1 | 40 | Closet
Floor lamp | Incandescent |  | Standard A Lamp | 1 | 60 | Living Room
Floor lamp | Incandescent |  | Standard A Lamp | 1 | 40 | Living Room
Table | Incandescent |  | Standard A Lamp | 1 | 25 | Living Room
Table | Incandescent |  | Standard A Lamp | 1 | 40 | Living Room
Floor lamp | Incandescent |  | Standard A Lamp | 1 | 15 | Living Room
Ceiling Fan | Incandescent |  | Standard A Lamp | 1 | 60 | Living Room
Table | Incandescent |  | Decorative | 1 | 40 | Living Room
Floor lamp | Incandescent |  | Standard A Lamp | 1 | 15 | Hall
Floor lamp | Incandescent |  | Standard A Lamp | 1 | 60 | Hall
Table | Incandescent |  | Standard A Lamp | 1 | 40 | Hall
Floor lamp | Incandescent |  | Clear | 1 | 60 | Hall
Ceiling Fixture | Incandescent |  | Standard A Lamp | 1 | 40 | Hall
Table | Incandescent |  | Standard A Lamp | 2 | 40 | Hall
Table | Incandescent |  | Decorative | 1 | 25 | Kitchen
Table | Incandescent |  | Standard A Lamp | 1 | 25 | Kitchen
Wall Mount | Incandescent |  | Standard A Lamp | 1 | 25 | Kitchen
Ceiling Fixture | Incandescent |  | Standard A Lamp | 2 | 40 | Kitchen
Table | Incandescent |  | Decorative | 1 | 25 | Kitchen
Floor lamp | Incandescent |  | Standard A Lamp | 1 | 15 | Kitchen
Wall Mount | Incandescent |  | Standard A Lamp | 1 | 40 | Kitchen
Ceiling Fixture | Compact Fluorescent |  | Twist | 1 | 22 | Other
Wall Mount | Compact Fluorescent |  | Twist | 1 | 22 | Bathroom
Wall Mount | Compact Fluorescent |  | Twist | 4 | 15 | Bathroom
Recessed Can | Compact Fluorescent |  | Reflector | 1 | 22 | Bathroom
Chandelier (Hanging) | Incandescent |  | Standard A Lamp | 3 | 60 | Bedroom
Architectural | Incandescent |  | Standard A Lamp | 4 | 60 | Bedroom
Ceiling Fan | Compact Fluorescent |  | Twist | 2 | 15 | Bedroom
Recessed Can | Incandescent |  | Reflector | 1 | 65 | Bedroom
Floor lamp | Incandescent |  | Reflector | 1 | 65 | Bedroom
Ceiling Fixture | Compact Fluorescent |  | Twist | 1 | 22 | Bedroom
Track | Incandescent |  | Clear | 4 | 40 | Closet
Track | Incandescent |  | Clear | 4 | 40 | Closet
Track | Incandescent |  | Clear | 3 | 40 | Closet
Ceiling Fixture | Incandescent |  | Standard A Lamp | 3 | 60 | Other
Ceiling Fixture | Incandescent |  | Reflector | 1 | 65 | Other
Ceiling Fixture | Compact Fluorescent |  | Twist | 1 | 22 | Other
Garage door opener | Incandescent |  | Standard A Lamp | 1 | 60 | Garage
Ceiling Fixture | Compact Fluorescent |  | Twist | 1 | 22 | Garage
Recessed Can | Incandescent |  | Reflector | 1 | 65 | Hall
Chandelier (Hanging) | Halogen |  | PAR | 1 | 50 | Kitchen
Ceiling Fixture | Incandescent |  | Standard A Lamp | 2 | 60 | Laundry Room
Recessed Can | Incandescent |  | Reflector | 1 | 60 | Living Room
Ceiling Fan | Compact Fluorescent |  | Twist | 1 | 7 | Living Room
Table | Compact Fluorescent |  | Twist | 1 | 22 | Living Room
Wall Mount | Compact Fluorescent |  | Twist | 1 | 22 | Living Room
Recessed Can | Incandescent |  | Reflector | 1 | 65 | Bathroom
Wall Mount | Compact Fluorescent |  | Twist | 4 | 22 | Bathroom
Ceiling Fan | Incandescent |  | Standard A Lamp | 2 | 60 | Bedroom
Table | Compact Fluorescent |  | Twist | 1 | 15 | Bedroom
Recessed Can | Incandescent |  | Reflector | 1 | 65 | Bedroom
Ceiling Fixture | Compact Fluorescent |  | Twist | 1 | 22 | Other
Recessed Can | Incandescent |  | Reflector | 1 | 65 | Office
Wall Mount | Compact Fluorescent |  | Twist | 1 | 15 | Closet
Ceiling Fixture | Compact Fluorescent |  | Twist | 1 | 22 | Family Room
Wall Mount | Incandescent |  | Standard A Lamp | 1 | 60 | Other
Wall Mount | Incandescent |  | Standard A Lamp | 1 | 60 | Office
Wall Mount | Incandescent |  | Standard A Lamp | 1 | 40 | Office
Ceiling Fixture | Compact Fluorescent |  | Twist | 2 | 22 | Other
Ceiling Fan | Incandescent |  | Standard A Lamp | 1 | 75 | Office
Table | Compact Fluorescent |  | Straight Tube | 1 | 28 | Office
Wall Mount | Compact Fluorescent |  | Twist | 2 | 15 | Bathroom
Ceiling Fan | Incandescent |  | Standard A Lamp | 1 | 75 | Bedroom
Ceiling Fixture | Compact Fluorescent |  | Twist | 1 | 15 | Closet
Ceiling Fan | Incandescent |  | Standard A Lamp | 1 | 60 | Dining Room
Chandelier (Hanging) | Incandescent |  | Mini base | 3 | 25 | Hall
Low bay | Linear Fluorescent | 48 | T-12 | 2 | 40 | Garage
Ceiling Fixture | Compact Fluorescent |  | Twist | 1 | 15 | Garage
Garage door opener | Incandescent |  | Standard A Lamp | 1 | 40 | Garage
Table | Compact Fluorescent |  | Circline (Screw Base) | 1 | 28 | Garage
Ceiling Fixture | Compact Fluorescent |  | Twist | 2 | 15 | Hall
Chandelier (Hanging) | Compact Fluorescent |  | Twist | 1 | 15 | Kitchen
Wall Mount | Incandescent |  | Standard A Lamp | 1 | 60 | Kitchen
Wall Mount | Compact Fluorescent |  | A shape bulb | 2 | 15 | Kitchen
Other | Linear Fluorescent | 24 | T-5 | 1 | 16 | Kitchen
Other | Linear Fluorescent | 36 | T-5 | 1 | 32 | Kitchen
Wall Mount | Halogen |  | MR | 3 | 75 | Kitchen
Ceiling Fixture | Compact Fluorescent |  | Twist | 1 | 15 | Laundry Room
Recessed Can | Incandescent |  | Reflector | 1 | 65 | Living Room
Table | Compact Fluorescent |  | Twist | 1 | 15 | Living Room
Ceiling Fan | Incandescent |  | Standard A Lamp | 1 | 60 | Master Bedroom
Table | Incandescent |  | Standard A Lamp | 1 | 60 | Master Bedroom
Wall Mount | Compact Fluorescent |  | Twist | 3 | 15 | Bathroom
Recessed Can | Incandescent |  | Reflector | 1 | 90 | Other
Recessed Can | Incandescent |  | Reflector | 1 | 125 | Bathroom
Wall Mount | Incandescent |  | Globe | 4 | 100 | Bathroom
Ceiling Fixture | Compact Fluorescent |  | Reflector | 1 | 22 | Bathroom
Wall Mount | Incandescent |  | Globe | 4 | 100 | Bathroom
Recessed Can | Compact Fluorescent |  | Reflector | 1 | 22 | Bathroom
Track | Compact Fluorescent |  | Twist | 3 | 15 | Bathroom
Wall Mount | Compact Fluorescent |  | Twist | 4 | 15 | Bathroom
Ceiling Fixture | Incandescent |  | Standard A Lamp | 3 | 60 | Bedroom
Table | Incandescent |  | Standard A Lamp | 1 | 40 | Bedroom
Ceiling Fixture | Compact Fluorescent |  | Twist | 3 | 15 | Office
Table | Halogen |  | Quartz Tube | 1 | 50 | Office
Ceiling Fan | Incandescent |  | Globe | 3 | 60 | Master Bedroom
Table | Incandescent |  | Decorative | 3 | 25 | Master Bedroom
Ceiling Fixture | Compact Fluorescent |  | Twist | 1 | 15 | Bedroom
Ceiling Fixture | Linear Fluorescent | 48 | T-12 | 2 | 40 | Closet
Chandelier (Hanging) | Incandescent |  | Decorative | 4 | 40 | Dining Room
Chandelier (Hanging) | Incandescent |  | Reflector | 1 | 60 | Dining Room
Table | Halogen |  | MR | 1 | 20 | Dining Room
Table | Compact Fluorescent |  | Straight Tube | 1 | 28 | Dining Room
Ceiling Fixture | Incandescent |  | Globe | 3 | 60 | Hall
Ceiling Fixture | Incandescent |  | Globe | 1 | 60 | Hall
Ceiling Fan | Incandescent |  | Globe | 3 | 60 | Hall
Ceiling Fixture | Incandescent |  | Globe | 3 | 60 | Family Room
Wall Mount | Compact Fluorescent |  | Twist | 1 | 15 | Family Room
Floor lamp | Incandescent |  | Standard A Lamp | 1 | 40 | Family Room
Ceiling Fixture | Incandescent |  | Globe | 1 | 40 | Family Room
Ceiling Fixture | Linear Fluorescent | 48 | T-12 | 2 | 40 | Garage
Ceiling Fixture | Linear Fluorescent | 48 | T-12 | 4 | 32 | Kitchen
Recessed Can | Compact Fluorescent |  | Reflector | 1 | 22 | Kitchen
Ceiling Fixture | Linear Fluorescent | 48 | T-12 | 4 | 32 | Laundry Room
Table | Halogen |  | MR | 1 | 20 | Laundry Room
Architectural | Linear Fluorescent | 18 | T-4 | 1 | 16 | Laundry Room
Table | Incandescent |  | 3-Way Incandescent | 1 | 100 | Living Room
Table | Incandescent |  | 3-Way Incandescent | 1 | 75 | Living Room
Floor lamp | Incandescent |  | 3-Way Incandescent | 1 | 200 | Living Room
Ceiling Fixture | Incandescent |  | Standard A Lamp | 3 | 60 | Living Room
Ceiling Fixture | Incandescent |  | Standard A Lamp | 2 | 60 | Living Room
Ceiling Fixture | Incandescent |  | Standard A Lamp | 1 | 150 | Other
Ceiling Fixture | Incandescent |  | Clear | 2 | 60 | Other
Ceiling Fixture | Incandescent |  | Standard A Lamp | 1 | 100 | Bathroom
Ceiling Fixture | Incandescent |  | Standard A Lamp | 1 | 60 | Bedroom
Ceiling Fixture | Incandescent |  | Standard A Lamp | 1 | 100 | Hall
Ceiling Fixture | Incandescent |  | Standard A Lamp | 3 | 60 | Kitchen
Ceiling Fixture | Incandescent |  | Standard A Lamp | 2 | 60 | Laundry Room
Ceiling Fixture | Incandescent |  | Standard A Lamp | 2 | 60 | Hall
Ceiling Fixture | Incandescent |  | Standard A Lamp | 1 | 40 | Bedroom
Table | Linear Fluorescent | 24 | T-5 | 1 | 16 | Bedroom
Ceiling Fixture | Incandescent |  | Standard A Lamp | 1 | 100 | Closet
Ceiling Fixture | Incandescent |  | Standard A Lamp | 1 | 75 | Bedroom
Ceiling Fixture | Incandescent |  | Standard A Lamp | 2 | 60 | Bedroom
Wall Mount | Linear Fluorescent | 24 | T-5 | 1 | 16 | Bathroom
Ceiling Fixture | Compact Fluorescent |  | Flood | 1 | 15 | Bathroom
Ceiling Fixture | Incandescent |  | Clear | 2 | 60 | Family Room
Ceiling Fixture | Incandescent |  | Standard A Lamp | 1 | 60 | Bathroom
Ceiling Fixture | Incandescent |  | Standard A Lamp | 1 | 60 | Bedroom
Floor lamp | Incandescent |  | Standard A Lamp | 1 | 60 | Bedroom
Wall Mount | Incandescent |  | Standard A Lamp | 1 | 60 | Bedroom
Ceiling Fixture | Incandescent |  | Standard A Lamp | 1 | 60 | Closet
Floor lamp | Halogen |  | MR | 1 | 100 | Garage
Ceiling Fixture | Incandescent |  | Standard A Lamp | 1 | 60 | Hall
Ceiling Fixture | Incandescent |  | Standard A Lamp | 1 | 60 | Kitchen
Ceiling Fixture | Incandescent |  | Standard A Lamp | 1 | 60 | Laundry Room
Ceiling Fan | Incandescent |  | Standard A Lamp | 1 | 60 | Living Room
Table | Incandescent |  | Standard A Lamp | 1 | 60 | Living Room
Ceiling Fixture | Incandescent |  | Standard A Lamp | 1 | 60 | Other
Recessed Can | Incandescent |  | Globe | 1 | 75 | Bathroom
Wall Mount | Compact Fluorescent |  | Twist | 2 | 15 | Bathroom
Wall Mount | Incandescent |  | Globe | 3 | 40 | Bathroom
Ceiling Fixture | Incandescent |  | Standard A Lamp | 1 | 60 | Bathroom
Wall Mount | Incandescent |  | Globe | 4 | 40 | Bathroom
Ceiling Fixture | Incandescent |  | Standard A Lamp | 1 | 60 | Bathroom
Ceiling Fixture | Incandescent |  | Standard A Lamp | 1 | 60 | Bathroom
Wall Mount | Compact Fluorescent |  | Twist | 1 | 15 | Bathroom
Chandelier (Hanging) | Compact Fluorescent |  | Twist | 4 | 15 | Bedroom
Table | Compact Fluorescent |  | Twist | 1 | 15 | Bedroom
Ceiling Fixture | Compact Fluorescent |  | Twist | 2 | 15 | Bedroom
Table | Compact Fluorescent |  | Pin base | 1 | 15 | Bedroom
Ceiling Fixture | Compact Fluorescent |  | Twist | 2 | 15 | Bedroom
Table | Compact Fluorescent |  | Twist | 1 | 15 | Bedroom
Recessed Can | Compact Fluorescent |  | Twist | 1 | 15 | Closet
Ceiling Fixture | Compact Fluorescent |  | Twist | 2 | 15 | Bathroom
Table | Compact Fluorescent |  | Twist | 1 | 15 | Bathroom
Chandelier (Hanging) | Compact Fluorescent |  | Twist | 4 | 15 | Hall
Wall Mount | Compact Fluorescent |  | Twist | 1 | 15 | Hall
Recessed Can | Incandescent |  | Clear | 1 | 75 | Hall
Ceiling Fixture | Compact Fluorescent |  | Twist | 2 | 15 | Hall
Ceiling Fan | Compact Fluorescent |  | Twist | 3 | 15 | Kitchen
Recessed Can | Incandescent |  | Clear | 1 | 75 | Kitchen
Wall Mount | Compact Fluorescent |  | Twist | 2 | 15 | Kitchen
Recessed Can | Incandescent |  | Clear | 1 | 75 | Laundry Room
Ceiling Fan | Compact Fluorescent |  | Twist | 2 | 15 | Living Room
Table | Compact Fluorescent |  | Twist | 1 | 15 | Living Room
Wall Mount | Incandescent |  | Globe | 4 | 40 | Bathroom
Recessed Can | Incandescent |  | Clear | 1 | 40 | Bathroom
Ceiling Fan | Compact Fluorescent |  | Twist | 4 | 7 | Master Bedroom
Floor lamp | Compact Fluorescent |  | Twist | 1 | 15 | Master Bedroom
Table | Compact Fluorescent |  | Twist | 1 | 15 | Master Bedroom
Ceiling Fan | Compact Fluorescent |  | Twist | 4 | 15 | Office
Floor lamp | Compact Fluorescent |  | Twist | 1 | 15 | Office
Ceiling Fixture | Linear Fluorescent | 48 | T-8 | 4 | 40 | Other
Ceiling Fixture | Compact Fluorescent |  | Twist | 2 | 15 | Bedroom
Ceiling Fixture | Compact Fluorescent |  | Twist | 1 | 15 | Garage
Ceiling Fixture | Compact Fluorescent |  | Twist | 1 | 15 | Other
Wall Mount | Incandescent |  | Globe | 4 | 40 | Bathroom
Ceiling Fixture | Compact Fluorescent |  | Twist | 2 | 22 | Dining Room
Floor lamp | Incandescent |  | Standard A Lamp | 1 | 100 | Dining Room
Ceiling Fixture | Linear Fluorescent | 48 | T-12 | 4 | 32 | Bedroom
Table | Incandescent |  | Standard A Lamp | 1 | 100 | Bedroom
Table | Incandescent |  | Standard A Lamp | 1 | 60 | Bedroom
Table | Incandescent |  | Standard A Lamp | 1 | 25 | Bedroom
Ceiling Fixture | Linear Fluorescent | 48 | T-12 | 4 | 32 | Laundry Room
Table | Compact Fluorescent |  | Twist | 1 | 22 | Laundry Room
Table | Compact Fluorescent |  | Pin base | 1 | 13 | Laundry Room
Ceiling Fixture | Linear Fluorescent | 48 | T-12 | 2 | 20 | Garage
Ceiling Fixture | Compact Fluorescent |  | Twist | 1 | 22 | Kitchen
Table | Incandescent |  | Standard A Lamp | 1 | 40 | Kitchen
Recessed Can | Incandescent |  | Reflector | 1 | 65 | Kitchen
Ceiling Fixture | Linear Fluorescent | 48 | T-12 | 2 | 40 | Kitchen
Table | Compact Fluorescent |  | Twist | 1 | 22 | Living Room
Table | Incandescent |  | 3-Way Incandescent | 1 | 75 | Living Room
Floor lamp | Incandescent |  | Standard A Lamp | 1 | 60 | Living Room
Table | Incandescent |  | Standard A Lamp | 1 | 60 | Office
Table | Compact Fluorescent |  | Twist | 1 | 22 | Office
Ceiling Fan | Incandescent |  | Standard A Lamp | 3 | 40 | Office
Ceiling Fixture | Compact Fluorescent |  | Twist | 2 | 15 | Hall
Wall Mount | Incandescent |  | Clear | 4 | 40 | Bathroom
Ceiling Fixture | Compact Fluorescent |  | Twist | 2 | 15 | Hall
Ceiling Fixture | Compact Fluorescent |  | Twist | 1 | 15 | Hall
Wall Mount | Incandescent |  | Globe | 8 | 40 | Bathroom
Ceiling Fan | Incandescent |  | Standard A Lamp | 1 | 60 | Master Bedroom
Table | Incandescent |  | Standard A Lamp | 1 | 60 | Master Bedroom
Table | Compact Fluorescent |  | Twist | 1 | 22 | Master Bedroom
Floor lamp | Incandescent |  | Standard A Lamp | 1 | 75 | Master Bedroom
Ceiling Fixture | Compact Fluorescent |  | Twist | 2 | 15 | Office
Table | Incandescent |  | Standard A Lamp | 1 | 100 | Office
Table | Incandescent |  | Standard A Lamp | 1 | 60 | Office
Floor lamp | Incandescent |  | 3-Way Incandescent | 1 | 100 | Office
Table | Compact Fluorescent |  | Pin base | 1 | 15 | Office
Ceiling Fixture | Incandescent |  | Clear | 2 | 60 | Bathroom
Table | Linear Fluorescent | 6 | T-4 | 1 | 13 | Bathroom
Table | Compact Fluorescent |  | Pin base | 1 | 22 | Bathroom
Table | Incandescent |  | Standard A Lamp | 1 | 60 | Bathroom
Ceiling Fixture | Incandescent |  | Standard A Lamp | 1 | 60 | Hall
Wall Mount | Incandescent |  | Globe | 3 | 60 | Bathroom
Ceiling Fixture | Incandescent |  | Standard A Lamp | 1 | 60 | Bathroom
Ceiling Fixture | Incandescent |  | Standard A Lamp | 2 | 60 | Bedroom
Table | Incandescent |  | Standard A Lamp | 1 | 60 | Bedroom
Table | Linear Fluorescent | 6 | T-4 | 2 | 13 | Bedroom
Ceiling Fixture | Incandescent |  | Standard A Lamp | 2 | 60 | Bedroom
Table | Incandescent |  | Standard A Lamp | 1 | 60 | Bedroom
Table | Incandescent |  | Standard A Lamp | 1 | 100 | Bedroom
Ceiling Fixture | Incandescent |  | Standard A Lamp | 1 | 100 | Other
Ceiling Fixture | Compact Fluorescent |  | Circline (Screw Base) | 1 | 15 | Other
Ceiling Fixture | Incandescent |  | Standard A Lamp | 1 | 60 | Garage
Garage door opener | Incandescent |  | Standard A Lamp | 1 | 60 | Garage
Ceiling Fan | Incandescent |  | Standard A Lamp | 4 | 25 | Master Bedroom
Table | Incandescent |  | Standard A Lamp | 1 | 60 | Master Bedroom
Floor lamp | Compact Fluorescent |  | Twist | 1 | 15 | Master Bedroom
Ceiling Fixture | Incandescent |  | Standard A Lamp | 1 | 40 | Master Bedroom
Ceiling Fixture | Incandescent |  | Standard A Lamp | 1 | 40 | Closet
Wall Mount | Incandescent |  | Standard A Lamp | 2 | 40 | Bathroom
Ceiling Fixture | Incandescent |  | Standard A Lamp | 1 | 40 | Bathroom
Ceiling Fixture | Incandescent |  | Clear | 1 | 60 | Hall
Chandelier (Hanging) | Incandescent |  | Mini base | 3 | 40 | Hall
Wall Mount | Incandescent |  | Globe | 3 | 60 | Bathroom
Wall Mount | Incandescent |  | Mini base | 1 | 60 | Living Room
Table | Compact Fluorescent |  | Twist | 1 | 22 | Living Room
Table | Incandescent |  | Mini base | 2 | 60 | Living Room
Table | Incandescent |  | 3-Way Incandescent | 1 | 100 | Living Room
Chandelier (Hanging) | Compact Fluorescent |  | Twist | 5 | 15 | Kitchen
Ceiling Fixture | Linear Fluorescent | 48 | T-8 | 4 | 32 | Kitchen
Chandelier (Hanging) | Compact Fluorescent |  | Twist | 1 | 15 | Kitchen
Architectural | Linear Fluorescent | 24 | T-8 | 1 | 16 | Kitchen
Architectural | Incandescent |  | Decorative | 1 | 25 | Kitchen
Ceiling Fixture | Linear Fluorescent | 48 | T-12 | 2 | 40 | Laundry Room
Ceiling Fixture | Incandescent |  | Standard A Lamp | 1 | 60 | Bathroom
Ceiling Fixture | Incandescent |  | Standard A Lamp | 2 | 60 | Bedroom
Table | Incandescent |  | Standard A Lamp | 1 | 60 | Bedroom
Ceiling Fixture | Incandescent |  | Standard A Lamp | 1 | 60 | Bedroom
Ceiling Fixture | Incandescent |  | Standard A Lamp | 2 | 60 | Family Room
Table | Compact Fluorescent |  | Twist | 1 | 10 | Family Room
Floor lamp | Compact Fluorescent |  | Twist | 1 | 10 | Family Room
Ceiling Fixture | Incandescent |  | Standard A Lamp | 1 | 60 | Hall
Ceiling Fixture | Incandescent |  | Standard A Lamp | 2 | 60 | Kitchen
Chandelier (Hanging) | Incandescent |  | Standard A Lamp | 1 | 60 | Kitchen
Ceiling Fixture | Incandescent |  | Standard A Lamp | 1 | 60 | Bedroom
Table | Incandescent |  | Standard A Lamp | 1 | 60 | Bedroom
Ceiling Fixture | Incandescent |  | Standard A Lamp | 1 | 60 | Other
Ceiling Fixture | Linear Fluorescent | 96 | T-12 | 2 | 96 | Other
Ceiling Fixture | Incandescent |  | Standard A Lamp | 2 | 60 | Bathroom
Wall Mount | Incandescent |  | Standard A Lamp | 4 | 60 | Bathroom
Ceiling Fixture | Incandescent |  | Standard A Lamp | 2 | 60 | Bedroom
Ceiling Fixture | Incandescent |  | Standard A Lamp | 2 | 60 | Bedroom
Table | Incandescent |  | Standard A Lamp | 1 | 60 | Bedroom
Ceiling Fixture | Linear Fluorescent | 48 | T-8 | 2 | 32 | Dining Room
Ceiling Fixture | Incandescent |  | Standard A Lamp | 3 | 60 | Dining Room
Table | Incandescent |  | Standard A Lamp | 1 | 50 | Family Room
Floor lamp | Incandescent |  | Standard A Lamp | 5 | 60 | Family Room
Ceiling Fixture | Incandescent |  | Standard A Lamp | 1 | 60 | Garage
Garage door opener | Incandescent |  | Standard A Lamp | 2 | 60 | Garage
Ceiling Fixture | Incandescent |  | Standard A Lamp | 1 | 60 | Hall
Ceiling Fixture | Linear Fluorescent | 48 | T-8 | 2 | 32 | Kitchen
Ceiling Fixture | Incandescent |  | Standard A Lamp | 3 | 60 | Laundry Room
Ceiling Fixture | Compact Fluorescent |  | Twist | 2 | 22 | Laundry Room
Ceiling Fan | Incandescent |  | Standard A Lamp | 3 | 60 | Living Room
Table | Incandescent |  | Standard A Lamp | 1 | 60 | Living Room
Ceiling Fixture | Incandescent |  | Standard A Lamp | 1 | 60 | Living Room
Table | Halogen |  | MR | 4 | 30 | Living Room
Ceiling Fixture | Incandescent |  | Standard A Lamp | 1 | 60 | Bathroom
Wall Mount | Incandescent |  | Standard A Lamp | 2 | 60 | Bathroom
Ceiling Fixture | Incandescent |  | Standard A Lamp | 1 | 60 | Closet
Wall Mount | Incandescent |  | Globe | 4 | 60 | Bathroom
Track | Compact Fluorescent |  | Twist | 2 | 15 | Bedroom
Wall Mount | Incandescent |  | Globe | 1 | 60 | Closet
Ceiling Fixture | Incandescent |  | Standard A Lamp | 3 | 40 | Dining Room
Ceiling Fan | Compact Fluorescent |  | Twist | 1 | 15 | Family Room
Wall Mount | Compact Fluorescent |  | Twist | 1 | 15 | Hall
Ceiling Fixture | Linear Fluorescent | 24 | T-12 | 2 | 20 | Kitchen
Torchiere | Halogen |  | Quartz Tube | 1 | 500 | Living Room
Floor lamp | Compact Fluorescent |  | Twist | 1 | 15 | Living Room
Chandelier (Hanging) | Compact Fluorescent |  | Twist | 1 | 15 | Living Room
Wall Mount | Incandescent |  | Standard A Lamp | 1 | 60 | Bedroom
Wall Mount | Compact Fluorescent |  | Twist | 1 | 15 | Bedroom
Wall Mount | Incandescent |  | Standard A Lamp | 1 | 60 | Bedroom
Wall Mount | Compact Fluorescent |  | Twist | 1 | 15 | Bedroom
Wall Mount | Compact Fluorescent |  | Twist | 4 | 15 | Bathroom
Torchiere | Halogen |  | Quartz Tube | 1 | 500 | Office
Wall Mount | Incandescent |  | Standard A Lamp | 1 | 60 | Office
Ceiling Fixture | Linear Fluorescent | 48 | T-8 | 2 | 40 | Other
Ceiling Fixture | Incandescent |  | Standard A Lamp | 1 | 60 | Laundry Room
Ceiling Fixture | Compact Fluorescent |  | Twist | 2 | 15 | Master Bedroom
Table | Incandescent |  | Decorative | 1 | 25 | Master Bedroom
Ceiling Fixture | Compact Fluorescent |  | Twist | 2 | 15 | Bedroom
Table | Incandescent |  | Standard A Lamp | 1 | 60 | Bedroom
Chandelier (Hanging) | Compact Fluorescent |  | Twist | 2 | 15 | Master Bedroom
Ceiling Fixture | Incandescent |  | Standard A Lamp | 1 | 60 | Bedroom
Table | Incandescent |  | Decorative | 1 | 40 | Bedroom
Chandelier (Hanging) | Compact Fluorescent |  | Twist | 3 | 15 | Dining Room
Recessed Can | Incandescent |  | Standard A Lamp | 1 | 60 | Bathroom
Recessed Can | Compact Fluorescent |  | Twist | 1 | 22 | Bathroom
Ceiling Fixture | Compact Fluorescent |  | Twist | 1 | 15 | Garage
Ceiling Fixture | Compact Fluorescent |  | Twist | 1 | 15 | Hall
Wall Mount | Compact Fluorescent |  | Twist | 1 | 15 | Hall
Ceiling Fixture | Linear Fluorescent | 48 | T-12 | 4 | 32 | Kitchen
Ceiling Fixture | Compact Fluorescent |  | Twist | 1 | 15 | Laundry Room
Ceiling Fan | Incandescent |  | Globe | 4 | 40 | Living Room
Table | Compact Fluorescent |  | Twist | 1 | 22 | Living Room
Wall Mount | Compact Fluorescent |  | Twist | 2 | 15 | Bathroom
Table | Incandescent |  | Standard A Lamp | 1 | 60 | Bedroom
Table | Compact Fluorescent |  | Twist | 1 | 13 | Bedroom
Chandelier (Hanging) | Incandescent |  | Globe | 5 | 40 | Dining Room
Wall Mount | Incandescent |  | Standard A Lamp | 2 | 60 | Bathroom
Chandelier (Hanging) | Incandescent |  | Standard A Lamp | 5 | 40 | Hall
Table | Compact Fluorescent |  | Twist | 2 | 13 | Family Room
Table | Compact Fluorescent |  | Twist | 1 | 22 | Family Room
Floor lamp | Incandescent |  | 3-Way Incandescent | 1 | 100 | Family Room
Table | Incandescent |  | Decorative | 1 | 40 | Family Room
Track | Halogen |  | Quartz Tube | 3 | 35 | Kitchen
Ceiling Fixture | Linear Fluorescent | 12 | T-8 | 1 | 20 | Kitchen
Ceiling Fixture | Incandescent |  | Standard A Lamp | 1 | 75 | Laundry Room
Chandelier (Hanging) | Incandescent |  | Standard A Lamp | 1 | 60 | Bathroom
Table | Incandescent |  | Decorative | 1 | 80 | Master Bedroom
Floor lamp | Incandescent |  | 3-Way Incandescent | 1 | 100 | Master Bedroom
Table | Incandescent |  | Standard A Lamp | 1 | 60 | Master Bedroom
Floor lamp | Compact Fluorescent |  | Straight Tube | 1 | 15 | Bedroom
Chandelier (Hanging) | Incandescent |  | Standard A Lamp | 1 | 43 | Bedroom
Chandelier (Hanging) | Incandescent |  | Decorative | 1 | 40 | Bathroom
Chandelier (Hanging) | Incandescent |  | Standard A Lamp | 3 | 40 | Hall
Ceiling Fixture | Incandescent |  | Standard A Lamp | 1 | 43 | Hall
Ceiling Fixture | Linear Fluorescent | 48 | T-12 | 2 | 40 | Other
Ceiling Fixture | Linear Fluorescent | 12 | Fluorescent Other | 1 | 23 | Other
Table | Incandescent |  | Decorative | 1 | 40 | Other
Wall Mount | Linear Fluorescent | 24 | T-8 | 1 | 20 | Bathroom
Wall Mount | Incandescent |  | Standard A Lamp | 3 | 60 | Bathroom
Ceiling Fan | Incandescent |  | Standard A Lamp | 1 | 60 | Bedroom
Table | Incandescent |  | Standard A Lamp | 1 | 60 | Bedroom
Ceiling Fixture | Compact Fluorescent |  | Twist | 1 | 18 | Bedroom
Table | Incandescent |  | Mini base | 1 | 40 | Bedroom
Ceiling Fan | Incandescent |  | Standard A Lamp | 1 | 60 | Bedroom
Ceiling Fixture | Linear Fluorescent | 48 | T-12 | 2 | 40 | Garage
Ceiling Fixture | Incandescent |  | Standard A Lamp | 1 | 50 | Hall
Ceiling Fixture | Incandescent |  | Standard A Lamp | 5 | 60 | Kitchen
Ceiling Fixture | Linear Fluorescent | 48 | T-8 | 2 | 32 | Kitchen
Ceiling Fan | Incandescent |  | Standard A Lamp | 1 | 60 | Living Room
Floor lamp | Incandescent |  | Standard A Lamp | 2 | 60 | Living Room
Ceiling Fixture | Incandescent |  | Standard A Lamp | 1 | 60 | Other
Wall Mount | Incandescent |  | Standard A Lamp | 6 | 60 | Bathroom
Wall Mount | Incandescent |  | Decorative | 3 | 40 | Bathroom
Ceiling Fixture | Incandescent |  | Standard A Lamp | 2 | 60 | Bathroom
Recessed Can | Incandescent |  | Reflector | 1 | 65 | Bedroom
Ceiling Fixture | Incandescent |  | Standard A Lamp | 3 | 60 | Bedroom
Ceiling Fixture | Incandescent |  | Standard A Lamp | 2 | 60 | Closet
Ceiling Fixture | Incandescent |  | Standard A Lamp | 2 | 60 | Closet
Recessed Can | Incandescent |  | Reflector | 1 | 65 | Office
Chandelier (Hanging) | Incandescent |  | Mini base | 9 | 40 | Dining Room
Recessed Can | Incandescent |  | Reflector | 1 | 65 | Family Room
Recessed Can | Incandescent |  | Reflector | 1 | 65 | Hall
Chandelier (Hanging) | Incandescent |  | Standard A Lamp | 14 | 40 | Hall
Ceiling Fixture | Incandescent |  | Standard A Lamp | 1 | 60 | Garage
Garage door opener | Incandescent |  | Standard A Lamp | 1 | 60 | Garage
Recessed Can | Compact Fluorescent |  | Reflector | 1 | 22 | Hall
Track | Halogen |  | MR | 3 | 40 | Kitchen
Recessed Can | Incandescent |  | Reflector | 1 | 65 | Kitchen
Chandelier (Hanging) | Incandescent |  | Mini base | 7 | 25 | Kitchen
Chandelier (Hanging) | Halogen |  | Quartz Tube | 1 | 30 | Kitchen
Recessed Can | Compact Fluorescent |  | Reflector | 1 | 22 | Laundry Room
Recessed Can | Halogen |  | PAR | 1 | 75 | Living Room
Table | Incandescent |  | Standard A Lamp | 1 | 100 | Living Room
Wall Mount | Incandescent |  | Mini base | 3 | 25 | Bathroom
Recessed Can | Incandescent |  | Reflector | 1 | 65 | Bathroom
Recessed Can | Incandescent |  | Reflector | 1 | 65 | Master Bedroom
Recessed Can | Incandescent |  | Reflector | 1 | 65 | Other
Wall Mount | Compact Fluorescent |  | Twist | 2 | 15 | Bathroom
Ceiling Fixture | Incandescent |  | Standard A Lamp | 1 | 60 | Bathroom
Wall Mount | Compact Fluorescent |  | Twist | 3 | 22 | Bathroom
Recessed Can | Compact Fluorescent |  | Twist | 1 | 15 | Bedroom
Table | Incandescent |  | Standard A Lamp | 1 | 60 | Bedroom
Ceiling Fixture | Incandescent |  | Standard A Lamp | 1 | 60 | Bedroom
Ceiling Fixture | Incandescent |  | Standard A Lamp | 1 | 60 | Bedroom
Ceiling Fixture | Incandescent |  | Standard A Lamp | 1 | 60 | Closet
Ceiling Fixture | Incandescent |  | Standard A Lamp | 1 | 25 | Garage
Garage door opener | Incandescent |  | Standard A Lamp | 1 | 60 | Garage
Recessed Can | Compact Fluorescent |  | Twist | 1 | 15 | Hall
Recessed Can | Compact Fluorescent |  | Twist | 1 | 15 | Kitchen
Ceiling Fixture | Incandescent |  | Standard A Lamp | 1 | 60 | Laundry Room
Wall Mount | Compact Fluorescent |  | Twist | 1 | 15 | Living Room
Ceiling Fan | Compact Fluorescent |  | Twist | 2 | 15 | Living Room
Table | Incandescent |  | Standard A Lamp | 1 | 60 | Living Room
Recessed Can | Compact Fluorescent |  | Twist | 1 | 15 | Living Room
Wall Mount | Compact Fluorescent |  | Twist | 2 | 7 | Bathroom
Ceiling Fixture | Compact Fluorescent |  | Circline (Screw Base) | 1 | 22 | Bathroom
Wall Mount | Incandescent |  | Standard A Lamp | 1 | 60 | Bathroom
Ceiling Fixture | Incandescent |  | Standard A Lamp | 1 | 60 | Bedroom
Ceiling Fixture | Incandescent |  | Standard A Lamp | 2 | 60 | Bedroom
Track | Compact Fluorescent |  | Twist | 2 | 15 | Bedroom
Ceiling Fixture | Incandescent |  | Standard A Lamp | 2 | 60 | Other
Ceiling Fixture | Compact Fluorescent |  | Twist | 1 | 22 | Hall
Ceiling Fixture | Incandescent |  | Standard A Lamp | 1 | 60 | Hall
Chandelier (Hanging) | Compact Fluorescent |  | Twist | 3 | 15 | Kitchen
Ceiling Fixture | Linear Fluorescent | 48 | T-8 | 2 | 40 | Kitchen
Ceiling Fan | Incandescent |  | Standard A Lamp | 4 | 60 | Living Room
Table | Incandescent |  | Standard A Lamp | 1 | 60 | Living Room
Ceiling Fixture | Compact Fluorescent |  | Twist | 2 | 15 | Master Bedroom
Ceiling Fixture | Incandescent |  | Standard A Lamp | 1 | 60 | Other
Ceiling Fixture | Incandescent |  | Standard A Lamp | 2 | 60 | Office
Ceiling Fixture | Incandescent |  | Standard A Lamp | 1 | 60 | Other
Wall Mount | Incandescent |  | Standard A Lamp | 3 | 60 | Bathroom
Ceiling Fixture | Incandescent |  | Standard A Lamp | 2 | 60 | Bedroom
Ceiling Fixture | Incandescent |  | Standard A Lamp | 2 | 60 | Bedroom
Ceiling Fixture | Incandescent |  | Standard A Lamp | 1 | 60 | Garage
Ceiling Fixture | Incandescent |  | Standard A Lamp | 2 | 60 | Kitchen
Ceiling Fixture | Incandescent |  | Standard A Lamp | 1 | 60 | Laundry Room
Table | Incandescent |  | Standard A Lamp | 1 | 60 | Living Room
Ceiling Fixture | Incandescent |  | Standard A Lamp | 1 | 40 | Kitchen
Ceiling Fixture | Compact Fluorescent |  | Twist | 2 | 15 | Kitchen
Ceiling Fan | Compact Fluorescent |  | Twist | 4 | 15 | Dining Room
Ceiling Fixture | Compact Fluorescent |  | Twist | 1 | 15 | Closet
Ceiling Fixture | Compact Fluorescent |  | Twist | 1 | 15 | Bedroom
Table | Incandescent |  | Standard A Lamp | 1 | 60 | Bedroom
Table | Compact Fluorescent |  | Twist | 1 | 15 | Bedroom
Wall Mount | Compact Fluorescent |  | Twist | 2 | 15 | Bathroom
Recessed - other | Incandescent |  | Heat Lamp | 2 | 250 | Bathroom
Ceiling Fixture | Incandescent |  | Standard A Lamp | 1 | 60 | Hall
Table | Incandescent |  | Standard A Lamp | 1 | 65 | Living Room
Floor lamp | Compact Fluorescent |  | Twist | 1 | 22 | Living Room
Ceiling Fixture | Incandescent |  | Standard A Lamp | 1 | 40 | Hall
Wall Mount | Incandescent |  | Clear | 4 | 40 | Bathroom
Wall Mount | Incandescent |  | Clear | 3 | 40 | Bathroom
Ceiling Fixture | Incandescent |  | Standard A Lamp | 2 | 60 | Bedroom
Table | Incandescent |  | Standard A Lamp | 1 | 60 | Bedroom
Ceiling Fixture | Incandescent |  | Standard A Lamp | 1 | 60 | Bedroom
Table | Incandescent |  | Standard A Lamp | 1 | 60 | Bedroom
Ceiling Fan | Incandescent |  | Standard A Lamp | 3 | 60 | Bedroom
Recessed Can | Incandescent |  | Reflector | 1 | 65 | Bedroom
Table | Incandescent |  | Standard A Lamp | 1 | 60 | Bedroom
Ceiling Fixture | Compact Fluorescent |  | Twist | 1 | 22 | Bedroom
Recessed Can | Incandescent |  | Reflector | 1 | 65 | Hall
Ceiling Fixture | Incandescent |  | Clear | 1 | 60 | Hall
Recessed Can | Incandescent |  | Reflector | 1 | 60 | Family Room
Table | Incandescent |  | Standard A Lamp | 1 | 40 | Family Room
Floor lamp | Incandescent |  | Standard A Lamp | 1 | 60 | Family Room
Ceiling Fixture | Incandescent |  | Standard A Lamp | 1 | 60 | Garage
Recessed Can | Incandescent |  | Reflector | 1 | 65 | Kitchen
Chandelier (Hanging) | Incandescent |  | Standard A Lamp | 3 | 40 | Kitchen
Ceiling Fixture | Linear Fluorescent | 48 | T-8 | 4 | 40 | Laundry Room
Ceiling Fixture | Incandescent |  | Standard A Lamp | 2 | 40 | Kitchen
Ceiling Fixture | Incandescent |  | Standard A Lamp | 1 | 60 | Kitchen
Ceiling Fixture | Incandescent |  | Standard A Lamp | 2 | 60 | Bedroom
Table | Compact Fluorescent |  | Twist | 1 | 15 | Bedroom
Ceiling Fan | Incandescent |  | Standard A Lamp | 3 | 60 | Master Bedroom
Wall Mount | Incandescent |  | Standard A Lamp | 1 | 60 | Master Bedroom
Ceiling Fixture | Linear Fluorescent | 48 | T-8 | 2 | 32 | Office
Ceiling Fixture | Incandescent |  | Standard A Lamp | 1 | 60 | Bathroom
Ceiling Fixture | Incandescent |  | Standard A Lamp | 2 | 60 | Bedroom
Table | Incandescent |  | Standard A Lamp | 1 | 60 | Bedroom
Ceiling Fan | Incandescent |  | Standard A Lamp | 3 | 60 | Bedroom
Ceiling Fixture | Linear Fluorescent | 48 | T-8 | 2 | 32 | Office
Wall Mount | Incandescent |  | Standard A Lamp | 3 | 60 | Bathroom
Ceiling Fixture | Incandescent |  | Standard A Lamp | 1 | 40 | Bathroom
Ceiling Fixture | Incandescent |  | Clear | 1 | 60 | Hall
Ceiling Fixture | Compact Fluorescent |  | Twist | 2 | 15 | Living Room
Ceiling Fan | Compact Fluorescent |  | Twist | 3 | 22 | Living Room
Table | Incandescent |  | Standard A Lamp | 1 | 60 | Living Room
Ceiling Fixture | Incandescent |  | Standard A Lamp | 2 | 60 | Bedroom
Table | Incandescent |  | Standard A Lamp | 1 | 60 | Bedroom
Ceiling Fixture | Linear Fluorescent | 48 | T-12 | 2 | 40 | Laundry Room
Wall Mount | Incandescent |  | Globe | 3 | 40 | Laundry Room
Ceiling Fixture | Compact Fluorescent |  | Twist | 1 | 22 | Bathroom
Ceiling Fixture | Linear Fluorescent | 48 | T-12 | 4 | 40 | Family Room
Table | Compact Fluorescent |  | Twist | 1 | 22 | Family Room
Ceiling Fixture | Linear Fluorescent | 48 | T-8 | 2 | 32 | Other
Ceiling Fixture | Linear Fluorescent | 48 | T-8 | 4 | 32 | Other
Ceiling Fixture | Incandescent |  | Standard A Lamp | 1 | 100 | Other
Chandelier (Hanging) | Incandescent |  | Standard A Lamp | 1 | 60 | Kitchen
Chandelier (Hanging) | Incandescent |  | Mini base | 5 | 40 | Kitchen
Wall Mount | Incandescent |  | Globe | 4 | 60 | Bathroom
Recessed Can | Incandescent |  | Heat Lamp | 1 | 250 | Bathroom
Recessed Can | Incandescent |  | Standard A Lamp | 1 | 60 | Bathroom
Ceiling Fixture | Incandescent |  | Standard A Lamp | 3 | 60 | Bedroom
Ceiling Fixture | Incandescent |  | Standard A Lamp | 3 | 60 | Bedroom
Ceiling Fixture | Linear Fluorescent | 48 | T-12 | 2 | 40 | Garage
Recessed Can | Incandescent |  | Reflector | 1 | 75 | Living Room
Table | Incandescent |  | 3-Way Incandescent | 1 | 100 | Living Room
Table | Compact Fluorescent |  | Twist | 1 | 22 | Living Room
Wall Mount | Incandescent |  | Clear | 4 | 60 | Bathroom
Chandelier (Hanging) | Incandescent |  | Standard A Lamp | 1 | 40 | Bathroom
Ceiling Fixture | Incandescent |  | Standard A Lamp | 1 | 60 | Bathroom
Recessed Can | Incandescent |  | Heat Lamp | 1 | 250 | Bathroom
Ceiling Fixture | Compact Fluorescent |  | Twist | 1 | 15 | Bathroom
Ceiling Fixture | Compact Fluorescent |  | A shape bulb | 1 | 15 | Master Bedroom
Table | Incandescent |  | 3-Way Incandescent | 1 | 100 | Master Bedroom
Table | Compact Fluorescent |  | Twist | 1 | 22 | Master Bedroom
Ceiling Fixture | Incandescent |  | Decorative | 1 | 60 | Closet
Ceiling Fixture | Incandescent |  | Decorative | 2 | 40 | Family Room
Ceiling Fixture | Incandescent |  | Standard A Lamp | 1 | 100 | Other
Ceiling Fixture | Incandescent |  | Standard A Lamp | 1 | 60 | Other
Chandelier (Hanging) | Incandescent |  | Standard A Lamp | 1 | 60 | Laundry Room
Wall Mount | Incandescent |  | Globe | 3 | 60 | Bathroom
Ceiling Fixture | Compact Fluorescent |  | Twist | 2 | 15 | Bedroom
Wall Mount | Compact Fluorescent |  | Twist | 1 | 22 | Bedroom
Ceiling Fixture | Halogen |  | Quartz Tube | 1 | 100 | Bedroom
Ceiling Fixture | Compact Fluorescent |  | Twist | 1 | 22 | Bedroom
Table | Compact Fluorescent |  | Twist | 1 | 15 | Bedroom
Ceiling Fixture | Compact Fluorescent |  | Twist | 2 | 15 | Family Room
Table | Compact Fluorescent |  | Twist | 1 | 15 | Family Room
Ceiling Fixture | Compact Fluorescent |  | Twist | 1 | 15 | Garage
Ceiling Fixture | Compact Fluorescent |  | Twist | 1 | 28 | Garage
Low bay | Linear Fluorescent | 48 | T-12 | 2 | 40 | Garage
Ceiling Fixture | Compact Fluorescent |  | Twist | 4 | 7 | Garage
Ceiling Fixture | Incandescent |  | Standard A Lamp | 1 | 60 | Garage
Ceiling Fixture | Compact Fluorescent |  | Twist | 3 | 15 | Hall
Ceiling Fixture | Incandescent |  | Standard A Lamp | 1 | 60 | Hall
Recessed Can | Compact Fluorescent |  | Reflector | 1 | 22 | Kitchen
Recessed Can | Incandescent |  | Reflector | 1 | 40 | Kitchen
Recessed Can | Compact Fluorescent |  | Twist | 1 | 15 | Kitchen
Recessed Can | Incandescent |  | Reflector | 1 | 60 | Kitchen
Ceiling Fan | Incandescent |  | Standard A Lamp | 3 | 60 | Family Room
Ceiling Fixture | Incandescent |  | Standard A Lamp | 1 | 60 | Family Room
Ceiling Fixture | Compact Fluorescent |  | Twist | 2 | 15 | Living Room
Floor lamp | Incandescent |  | Standard A Lamp | 1 | 60 | Living Room
Floor lamp | Compact Fluorescent |  | Twist | 1 | 22 | Living Room
Table | Incandescent |  | Standard A Lamp | 1 | 60 | Living Room
Recessed - other | Linear Fluorescent | 48 | T-12 | 2 | 40 | Bathroom
Ceiling Fixture | Incandescent |  | Standard A Lamp | 2 | 60 | Bathroom
Table | Compact Fluorescent |  | Twist | 1 | 22 | Master Bedroom
Ceiling Fixture | Compact Fluorescent |  | Twist | 3 | 22 | Master Bedroom
Recessed Can | Compact Fluorescent |  | Twist | 1 | 15 | Dining Room
Chandelier (Hanging) | Compact Fluorescent |  | Mini base | 3 | 7 | Dining Room
Recessed Can | Compact Fluorescent |  | Twist | 1 | 15 | Dining Room
Ceiling Fixture | Compact Fluorescent |  | Twist | 2 | 15 | Bedroom
Ceiling Fixture | Incandescent |  | Standard A Lamp | 1 | 60 | Bathroom
Ceiling Fixture | Incandescent |  | Standard A Lamp | 1 | 60 | Bedroom
Ceiling Fixture | Incandescent |  | Standard A Lamp | 1 | 60 | Bedroom
Ceiling Fan | Incandescent |  | Mini base | 1 | 40 | Kitchen
Ceiling Fixture | Incandescent |  | Standard A Lamp | 1 | 60 | Kitchen
Ceiling Fixture | Incandescent |  | Standard A Lamp | 1 | 100 | Laundry Room
Ceiling Fixture | Incandescent |  | Standard A Lamp | 2 | 60 | Living Room
Ceiling Fixture | Compact Fluorescent |  | Twist | 1 | 15 | Living Room
Floor lamp | Incandescent |  | Standard A Lamp | 1 | 60 | Living Room
Ceiling Fixture | Compact Fluorescent |  | Twist | 1 | 15 | Living Room
Ceiling Fixture | Incandescent |  | Standard A Lamp | 2 | 60 | Family Room
Table | Incandescent |  | Standard A Lamp | 1 | 60 | Family Room
Chandelier (Hanging) | Incandescent |  | Standard A Lamp | 3 | 60 | Other
Chandelier (Hanging) | Compact Fluorescent |  | Decorative | 1 | 15 | Other
Wall Mount | Incandescent |  | Standard A Lamp | 1 | 60 | Other
Chandelier (Hanging) | Incandescent |  | Decorative | 3 | 40 | Other
Wall Mount | Compact Fluorescent |  | Twist | 1 | 15 | Closet
Ceiling Fixture | Compact Fluorescent |  | Twist | 1 | 15 | Bedroom
Table | Incandescent |  | Decorative | 1 | 40 | Bedroom
Floor lamp | Compact Fluorescent |  | Twist | 1 | 22 | Bedroom
Wall Mount | Incandescent |  | Standard A Lamp | 1 | 60 | Hall
Ceiling Fixture | Incandescent |  | Standard A Lamp | 1 | 60 | Bedroom
Table | Incandescent |  | Mini base | 2 | 60 | Bedroom
Wall Mount | Incandescent |  | Standard A Lamp | 4 | 60 | Bathroom
Recessed - other | Incandescent |  | Standard A Lamp | 2 | 40 | Bathroom
Ceiling Fixture | Linear Fluorescent | 48 | T-8 | 4 | 32 | Kitchen
Recessed Can | Compact Fluorescent |  | Flood | 1 | 28 | Kitchen
Chandelier (Hanging) | Incandescent |  | Mini base | 6 | 60 | Kitchen
Ceiling Fixture | Compact Fluorescent |  | Twist | 2 | 22 | Hall
Ceiling Fixture | Incandescent |  | Standard A Lamp | 2 | 60 | Bedroom
Wall Mount | Compact Fluorescent |  | Twist | 4 | 15 | Bathroom
Ceiling Fixture | Incandescent |  | Standard A Lamp | 2 | 60 | Master Bedroom
Table | Incandescent |  | Standard A Lamp | 1 | 60 | Master Bedroom
Ceiling Fixture | Incandescent |  | Standard A Lamp | 2 | 60 | Bedroom
Ceiling Fixture | Compact Fluorescent |  | Pin base | 1 | 22 | Laundry Room
Chandelier (Hanging) | Compact Fluorescent |  | Twist | 1 | 22 | Hall
Ceiling Fixture | Compact Fluorescent |  | Twist | 1 | 15 | Bathroom
Ceiling Fixture | Incandescent |  | Reflector | 1 | 65 | Bathroom
Wall Mount | Compact Fluorescent |  | Twist | 2 | 15 | Bathroom
Recessed Can | Incandescent |  | Standard A Lamp | 1 | 60 | Bathroom
Ceiling Fixture | Compact Fluorescent |  | Twist | 2 | 15 | Bedroom
Ceiling Fixture | Incandescent |  | Standard A Lamp | 2 | 60 | Bedroom
Ceiling Fixture | Incandescent |  | Standard A Lamp | 1 | 60 | Bedroom
Ceiling Fixture | Compact Fluorescent |  | Twist | 1 | 15 | Bedroom
Ceiling Fixture | Compact Fluorescent |  | Twist | 2 | 15 | Master Bedroom
Ceiling Fixture | Compact Fluorescent |  | Twist | 1 | 15 | Living Room
Ceiling Fixture | Compact Fluorescent |  | Twist | 2 | 15 | Family Room
Ceiling Fixture | Incandescent |  | Clear | 1 | 150 | Garage
Ceiling Fixture | Linear Fluorescent | 48 | T-12 | 2 | 40 | Garage
Ceiling Fixture | Compact Fluorescent |  | Twist | 1 | 15 | Hall
Ceiling Fixture | Linear Fluorescent | 48 | T-12 | 2 | 40 | Kitchen
Ceiling Fixture | Linear Fluorescent | 24 | T-12 | 1 | 20 | Kitchen
Ceiling Fan | Compact Fluorescent |  | Twist | 1 | 15 | Kitchen
Ceiling Fixture | Incandescent |  | Standard A Lamp | 2 | 60 | Laundry Room
Ceiling Fixture | Incandescent |  | Standard A Lamp | 2 | 60 | Living Room
Ceiling Fan | Compact Fluorescent |  | Twist | 2 | 15 | Living Room
Table | Compact Fluorescent |  | Twist | 1 | 22 | Living Room
Table | Compact Fluorescent |  | Twist | 1 | 15 | Living Room
Wall Mount | Incandescent |  | Globe | 4 | 60 | Bathroom
Ceiling Fan | Compact Fluorescent |  | Twist | 1 | 15 | Bathroom
Ceiling Fixture | Incandescent |  | Standard A Lamp | 2 | 60 | Bedroom
Table | Incandescent |  | Standard A Lamp | 1 | 60 | Bedroom
Chandelier (Hanging) | Compact Fluorescent |  | Twist | 9 | 15 | Dining Room
Ceiling Fixture | Compact Fluorescent |  | Twist | 1 | 15 | Garage
Garage door opener | Incandescent |  | Clear | 2 | 40 | Garage
Ceiling Fixture | Incandescent |  | Globe | 1 | 65 | Hall
Chandelier (Hanging) | Compact Fluorescent |  | Twist | 5 | 15 | Kitchen
Ceiling Fan | Incandescent |  | Decorative | 3 | 40 | Kitchen
Table | Incandescent |  | Standard A Lamp | 1 | 60 | Kitchen
Table | Incandescent |  | Clear | 1 | 40 | Kitchen
Table | Incandescent |  | Globe | 1 | 40 | Kitchen
Table | Incandescent |  | Standard A Lamp | 1 | 60 | Living Room
Wall Mount | Incandescent |  | Globe | 4 | 60 | Bathroom
Ceiling Fan | Compact Fluorescent |  | Twist | 1 | 15 | Bathroom
Ceiling Fixture | Incandescent |  | Standard A Lamp | 2 | 60 | Master Bedroom
Table | Incandescent |  | Standard A Lamp | 1 | 60 | Master Bedroom
Ceiling Fixture | Incandescent |  | Standard A Lamp | 2 | 60 | Other
Table | Linear Fluorescent | 96 | T-4 | 2 | 20 | Other
Wall Mount | Compact Fluorescent |  | Twist | 6 | 15 | Bathroom
Recessed - other | Incandescent |  | Standard A Lamp | 1 | 40 | Bathroom
Ceiling Fixture | Incandescent |  | Standard A Lamp | 1 | 60 | Bedroom
Ceiling Fixture | Compact Fluorescent |  | Twist | 1 | 22 | Bedroom
Ceiling Fixture | Linear Fluorescent | 48 | T-12 | 2 | 40 | Kitchen
Ceiling Fan | Incandescent |  | Standard A Lamp | 1 | 75 | Kitchen
Ceiling Fixture | Compact Fluorescent |  | Twist | 2 | 15 | Laundry Room
Ceiling Fan | Compact Fluorescent |  | Twist | 2 | 15 | Living Room
Ceiling Fixture | Incandescent |  | Standard A Lamp | 1 | 60 | Other
Ceiling Fixture | Compact Fluorescent |  | Twist | 1 | 15 | Other
Ceiling Fixture | Compact Fluorescent |  | Twist | 1 | 22 | Bathroom
Wall Mount | Compact Fluorescent |  | Twist | 2 | 22 | Bathroom
Wall Mount | Incandescent |  | Standard A Lamp | 2 | 60 | Bathroom
Ceiling Fixture | Compact Fluorescent |  | Twist | 2 | 15 | Bedroom
Ceiling Fan | Compact Fluorescent |  | Twist | 3 | 15 | Bedroom
Chandelier (Hanging) | Incandescent |  | Standard A Lamp | 3 | 60 | Dining Room
Ceiling Fan | Incandescent |  | Decorative | 3 | 40 | Family Room
Ceiling Fixture | Compact Fluorescent |  | Twist | 2 | 15 | Family Room
Garage door opener | Incandescent |  | Standard A Lamp | 1 | 60 | Garage
Ceiling Fixture | Incandescent |  | Standard A Lamp | 1 | 60 | Hall
Ceiling Fixture | Compact Fluorescent |  | Twist | 1 | 22 | Hall
Ceiling Fixture | Incandescent |  | Standard A Lamp | 2 | 125 | Kitchen
Ceiling Fixture | Compact Fluorescent |  | Twist | 1 | 15 | Kitchen
Ceiling Fixture | Incandescent |  | Standard A Lamp | 1 | 60 | Laundry Room
Ceiling Fixture | Halogen |  | MR | 3 | 50 | Living Room
Wall Mount | Incandescent |  | Standard A Lamp | 3 | 60 | Bathroom
Ceiling Fan | Compact Fluorescent |  | Twist | 3 | 15 | Bedroom
Table | Incandescent |  | Standard A Lamp | 1 | 150 | Bedroom
Ceiling Fixture | Linear Fluorescent | 48 | T-12 | 4 | 40 | Other
Track | Halogen |  | MR | 3 | 50 | Other
Ceiling Fan | Compact Fluorescent |  | Twist | 3 | 15 | Bedroom
Ceiling Fixture | Incandescent |  | Standard A Lamp | 1 | 60 | Bathroom
Ceiling Fixture | Compact Fluorescent |  | Twist | 1 | 13 | Bedroom
Ceiling Fixture | Compact Fluorescent |  | Twist | 2 | 13 | Bedroom
Floor lamp | Incandescent |  | 3-Way Incandescent | 1 | 70 | Bedroom
Ceiling Fixture | Compact Fluorescent |  | Twist | 1 | 13 | Kitchen
Ceiling Fixture | Incandescent |  | Standard A Lamp | 1 | 60 | Laundry Room
Floor lamp | Compact Fluorescent |  | Twist | 1 | 13 | Living Room
Wall Mount | Incandescent |  | Standard A Lamp | 2 | 60 | Bathroom
Ceiling Fan | Incandescent |  | Reflector | 1 | 90 | Bathroom
Wall Mount | Compact Fluorescent |  | Twist | 2 | 15 | Bedroom
Table | Incandescent |  | Standard A Lamp | 1 | 60 | Bedroom
Ceiling Fixture | Linear Fluorescent | 24 | T-12 | 1 | 16 | Bedroom
Table | Compact Fluorescent |  | Twist | 1 | 15 | Bedroom
Table | Halogen |  | Quartz Tube | 1 | 75 | Bedroom
Wall Mount | Compact Fluorescent |  | A shape bulb | 4 | 15 | Bathroom
Ceiling Fixture | Incandescent |  | Reflector | 3 | 125 | Bathroom
Chandelier (Hanging) | Incandescent |  | Mini base | 5 | 40 | Dining Room
Ceiling Fixture | Linear Fluorescent | 48 | T-12 | 2 | 32 | Garage
Ceiling Fixture | Incandescent |  | Standard A Lamp | 1 | 100 | Garage
Garage door opener | Incandescent |  | Standard A Lamp | 1 | 60 | Garage
Chandelier (Hanging) | Incandescent |  | Standard A Lamp | 1 | 60 | Hall
Ceiling Fixture | Linear Fluorescent | 48 | T-12 | 2 | 20 | Kitchen
Ceiling Fixture | Incandescent |  | Standard A Lamp | 2 | 60 | Kitchen
Wall Mount | Incandescent |  | Standard A Lamp | 1 | 40 | Kitchen
Wall Mount | Incandescent |  | Standard A Lamp | 2 | 60 | Kitchen
Other | Incandescent |  | Standard A Lamp | 1 | 40 | Kitchen
Chandelier (Hanging) | Incandescent |  | Mini base | 3 | 40 | Living Room
Table | Compact Fluorescent |  | Twist | 1 | 15 | Living Room
Floor lamp | Compact Fluorescent |  | Twist | 1 | 15 | Living Room
Wall Mount | Incandescent |  | Standard A Lamp | 1 | 60 | Master Bedroom
Table | Incandescent |  | Standard A Lamp | 1 | 60 | Master Bedroom
Wall Mount | Incandescent |  | Standard A Lamp | 4 | 60 | Bathroom
Ceiling Fixture | Incandescent |  | Standard A Lamp | 1 | 60 | Bathroom
Wall Mount | Incandescent |  | Globe | 4 | 40 | Bathroom
Ceiling Fixture | Incandescent |  | Standard A Lamp | 2 | 60 | Bathroom
Wall Mount | Incandescent |  | Standard A Lamp | 3 | 60 | Bathroom
Ceiling Fixture | Incandescent |  | Standard A Lamp | 1 | 60 | Bathroom
Ceiling Fixture | Incandescent |  | Standard A Lamp | 1 | 60 | Bedroom
Ceiling Fixture | Incandescent |  | Standard A Lamp | 2 | 60 | Bedroom
Ceiling Fixture | Incandescent |  | Standard A Lamp | 1 | 60 | Bedroom
Ceiling Fixture | Incandescent |  | Standard A Lamp | 1 | 60 | Family Room
Recessed Can | Incandescent |  | Standard A Lamp | 1 | 65 | Family Room
Ceiling Fixture | Incandescent |  | Standard A Lamp | 1 | 100 | Garage
Garage door opener | Incandescent |  | Standard A Lamp | 1 | 60 | Garage
Ceiling Fixture | Incandescent |  | Standard A Lamp | 1 | 60 | Hall
Ceiling Fixture | Incandescent |  | Standard A Lamp | 1 | 60 | Hall
Chandelier (Hanging) | Incandescent |  | Standard A Lamp | 5 | 60 | Kitchen
Ceiling Fixture | Incandescent |  | Standard A Lamp | 2 | 60 | Kitchen
Ceiling Fixture | Linear Fluorescent | 48 | T-12 | 4 | 40 | Kitchen
Ceiling Fixture | Compact Fluorescent |  | Pin base | 1 | 22 | Kitchen
Ceiling Fixture | Incandescent |  | Standard A Lamp | 1 | 60 | Other
Ceiling Fixture | Incandescent |  | Standard A Lamp | 1 | 60 | Living Room
Ceiling Fixture | Incandescent |  | Standard A Lamp | 1 | 60 | Other
Ceiling Fixture | Incandescent |  | Standard A Lamp | 1 | 60 | Bedroom
Ceiling Fixture | Incandescent |  | Standard A Lamp | 1 | 60 | Bedroom
Ceiling Fixture | Incandescent |  | Standard A Lamp | 1 | 60 | Bedroom
Recessed Can | Compact Fluorescent |  | Twist | 1 | 22 | Other
Wall Mount | Incandescent |  | Globe | 8 | 40 | Other
Ceiling Fixture | Incandescent |  | Standard A Lamp | 3 | 60 | Other
Recessed Can | Compact Fluorescent |  | Twist | 1 | 22 | Other
Recessed Can | Compact Fluorescent |  | Twist | 2 | 22 | Bathroom
Wall Mount | Incandescent |  | Globe | 4 | 40 | Bathroom
Ceiling Fan | Compact Fluorescent |  | Twist | 3 | 22 | Bathroom
Floor lamp | Incandescent |  | Decorative | 1 | 60 | Bathroom
Recessed Can | Compact Fluorescent |  | Twist | 1 | 22 | Bathroom
Ceiling Fixture | Incandescent |  | Standard A Lamp | 2 | 60 | Bedroom
Wall Mount | Incandescent |  | Globe | 3 | 40 | Bedroom
Ceiling Fixture | Incandescent |  | Standard A Lamp | 1 | 60 | Garage
Recessed Can | Compact Fluorescent |  | A shape bulb | 1 | 22 | Hall
Ceiling Fan | Incandescent |  | Clear | 3 | 60 | Hall
Ceiling Fixture | Incandescent |  | Standard A Lamp | 3 | 60 | Hall
Floor lamp | Compact Fluorescent |  | Twist | 1 | 22 | Bedroom
Ceiling Fixture | Incandescent |  | Standard A Lamp | 2 | 60 | Bedroom
Recessed Can | Compact Fluorescent |  | Twist | 1 | 22 | Bedroom
Recessed Can | Compact Fluorescent |  | Twist | 1 | 22 | Kitchen
Recessed Can | Compact Fluorescent |  | Twist | 1 | 22 | Laundry Room
Recessed Can | Compact Fluorescent |  | Twist | 1 | 28 | Dining Room
Chandelier (Hanging) | Incandescent |  | Decorative | 6 | 40 | Dining Room
Ceiling Fixture | Incandescent |  | Standard A Lamp | 1 | 75 | Other
Recessed Can | Incandescent |  | Reflector | 1 | 65 | Dining Room
Chandelier (Hanging) | Incandescent |  | Standard A Lamp | 3 | 75 | Dining Room
Ceiling Fixture | Linear Fluorescent | 48 | T-12 | 2 | 32 | Garage
Ceiling Fixture | Incandescent |  | Standard A Lamp | 1 | 75 | Garage
Ceiling Fixture | Compact Fluorescent |  | Twist | 2 | 22 | Office
Recessed Can | Incandescent |  | Reflector | 1 | 65 | Kitchen
Recessed Can | Incandescent |  | Reflector | 1 | 65 | Living Room
Table | Incandescent |  | Standard A Lamp | 2 | 75 | Living Room
Table | Incandescent |  | Standard A Lamp | 1 | 75 | Living Room
Floor lamp | Incandescent |  | Standard A Lamp | 1 | 75 | Living Room
Wall Mount | Incandescent |  | Standard A Lamp | 3 | 60 | Bathroom
Ceiling Fixture | Incandescent |  | Standard A Lamp | 1 | 65 | Hall
Recessed Can | Incandescent |  | Standard A Lamp | 1 | 65 | Other
Wall Mount | Incandescent |  | Standard A Lamp | 3 | 60 | Bathroom
Ceiling Fixture | Incandescent |  | Standard A Lamp | 1 | 75 | Closet
Ceiling Fixture | Incandescent |  | Standard A Lamp | 3 | 75 | Bedroom
Table | Compact Fluorescent |  | Twist | 1 | 15 | Bedroom
Ceiling Fixture | Incandescent |  | Standard A Lamp | 3 | 75 | Bedroom
Table | Incandescent |  | Standard A Lamp | 1 | 75 | Bedroom
Wall Mount | Incandescent |  | Standard A Lamp | 1 | 40 | Bedroom
Ceiling Fixture | Incandescent |  | Standard A Lamp | 2 | 75 | Hall
Wall Mount | Incandescent |  | Standard A Lamp | 1 | 75 | Hall
Ceiling Fixture | Incandescent |  | Standard A Lamp | 1 | 75 | Closet
Ceiling Fixture | Incandescent |  | Standard A Lamp | 1 | 75 | Bathroom
Wall Mount | Incandescent |  | Standard A Lamp | 2 | 75 | Bathroom
Recessed Can | Incandescent |  | Reflector | 1 | 65 | Master Bedroom
Table | Incandescent |  | Clear | 1 | 40 | Master Bedroom
Table | Compact Fluorescent |  | Twist | 1 | 15 | Master Bedroom
Recessed Can | Incandescent |  | Standard A Lamp | 1 | 65 | Laundry Room
Recessed Can | Incandescent |  | Reflector | 1 | 65 | Family Room
Recessed Can | Compact Fluorescent |  | Twist | 1 | 15 | Family Room
Wall Mount | Compact Fluorescent |  | Twist | 1 | 15 | Family Room
Table | Compact Fluorescent |  | Twist | 1 | 15 | Family Room
Table | Incandescent |  | Clear | 1 | 60 | Family Room
Table | Incandescent |  | Mini base | 1 | 25 | Family Room
Recessed Can | Compact Fluorescent |  | Twist | 1 | 15 | Kitchen
Table | Compact Fluorescent |  | Twist | 2 | 15 | Kitchen
Table | Compact Fluorescent |  | Twist | 1 | 15 | Bedroom
Ceiling Fixture | Compact Fluorescent |  | Twist | 1 | 15 | Bedroom
Wall Mount | Incandescent |  | Globe | 4 | 40 | Bathroom
Ceiling Fan | Compact Fluorescent |  | Straight Tube | 1 | 25 | Bathroom
Wall Mount | Incandescent |  | Standard A Lamp | 1 | 40 | Closet
Ceiling Fixture | Incandescent |  | Standard A Lamp | 1 | 60 | Closet
Ceiling Fixture | Incandescent |  | Standard A Lamp | 1 | 100 | Closet
Ceiling Fixture | Incandescent |  | Standard A Lamp | 1 | 60 | Other
Ceiling Fixture | Incandescent |  | Reflector | 1 | 65 | Other
Other | Linear Fluorescent | 16 | T-4 | 1 | 16 | Other
Ceiling Fixture | Incandescent |  | Standard A Lamp | 1 | 60 | Garage
Ceiling Fixture | Linear Fluorescent | 48 | T-12 | 2 | 40 | Other
Other | Compact Fluorescent |  | Twist | 1 | 7 | Other
Wall Mount | Compact Fluorescent |  | Twist | 1 | 15 | Living Room
Ceiling Fixture | Compact Fluorescent |  | Twist | 1 | 15 | Hall
Wall Mount | Compact Fluorescent |  | Twist | 1 | 15 | Bathroom
Ceiling Fixture | Compact Fluorescent |  | Twist | 2 | 7 | Master Bedroom
Table | Compact Fluorescent |  | Twist | 1 | 7 | Master Bedroom
Wall Mount | Compact Fluorescent |  | Twist | 3 | 7 | Bathroom
Ceiling Fixture | Compact Fluorescent |  | Twist | 1 | 15 | Bedroom
Table | Incandescent |  | Standard A Lamp | 1 | 75 | Bedroom
Wall Mount | Compact Fluorescent |  | Twist | 1 | 15 | Bedroom
Ceiling Fixture | Compact Fluorescent |  | Twist | 1 | 15 | Laundry Room
Recessed Can | Compact Fluorescent |  | Reflector | 1 | 15 | Hall
Wall Mount | Incandescent |  | Globe | 8 | 40 | Bathroom
Wall Mount | Incandescent |  | Globe | 4 | 40 | Bathroom
Ceiling Fixture | Incandescent |  | Standard A Lamp | 2 | 40 | Bedroom
Ceiling Fixture | Incandescent |  | Standard A Lamp | 1 | 40 | Bedroom
Ceiling Fan | Incandescent |  | Mini base | 4 | 40 | Dining Room
Recessed Can | Compact Fluorescent |  | Reflector | 1 | 28 | Hall
Recessed Can | Incandescent |  | Reflector | 1 | 60 | Family Room
Ceiling Fixture | Incandescent |  | Standard A Lamp | 1 | 65 | Garage
Recessed Can | Compact Fluorescent |  | Reflector | 1 | 28 | Kitchen
Table | Incandescent |  | Standard A Lamp | 1 | 60 | Living Room
Wall Mount | Incandescent |  | Globe | 8 | 40 | Bathroom
Ceiling Fixture | Incandescent |  | Standard A Lamp | 2 | 65 | Master Bedroom
Ceiling Fixture | Incandescent |  | Standard A Lamp | 2 | 60 | Closet
Ceiling Fixture | Incandescent |  | Standard A Lamp | 2 | 60 | Bedroom
Wall Mount | Incandescent |  | Standard A Lamp | 1 | 65 | Hall
Recessed Can | Compact Fluorescent |  | Reflector | 1 | 22 | Garage
Ceiling Fixture | Incandescent |  | Standard A Lamp | 1 | 40 | Laundry Room
Ceiling Fan | Compact Fluorescent |  | Twist | 3 | 15 | Living Room
Table | Compact Fluorescent |  | Twist | 1 | 15 | Living Room
Ceiling Fixture | Incandescent |  | Mini base | 4 | 40 | Living Room
Ceiling Fixture | Incandescent |  | Standard A Lamp | 2 | 60 | Bedroom
Ceiling Fixture | Incandescent |  | Standard A Lamp | 2 | 60 | Bedroom
Table | Compact Fluorescent |  | Twist | 1 | 15 | Bedroom
Ceiling Fixture | Incandescent |  | Standard A Lamp | 1 | 40 | Garage
Chandelier (Hanging) | Incandescent |  | Clear | 5 | 60 | Dining Room
Chandelier (Hanging) | Compact Fluorescent |  | Twist | 1 | 22 | Kitchen
Track | Compact Fluorescent |  | Twist | 3 | 15 | Kitchen
Ceiling Fixture | Compact Fluorescent |  | Twist | 2 | 22 | Kitchen
Wall Mount | Incandescent |  | Globe | 4 | 60 | Bathroom
Ceiling Fixture | Compact Fluorescent |  | Twist | 1 | 15 | Hall
Table | Compact Fluorescent |  | Twist | 1 | 15 | Hall
Ceiling Fixture | Compact Fluorescent |  | Twist | 1 | 15 | Closet
Wall Mount | Incandescent |  | Globe | 4 | 60 | Bathroom
Table | Compact Fluorescent |  | Twist | 1 | 22 | Master Bedroom
Architectural | Linear Fluorescent | 48 | T-8 | 1 | 32 | Master Bedroom
Wall Mount | Incandescent |  | Globe | 2 | 60 | Bathroom
Wall Mount | Incandescent |  | Globe | 5 | 40 | Bathroom
Wall Mount | Incandescent |  | Standard A Lamp | 1 | 65 | Bedroom
Ceiling Fixture | Compact Fluorescent |  | Twist | 3 | 22 | Bedroom
Wall Mount | Incandescent |  | Globe | 6 | 40 | Bathroom
Ceiling Fixture | Incandescent |  | Standard A Lamp | 1 | 60 | Bathroom
Ceiling Fixture | Linear Fluorescent | 48 | T-12 | 4 | 40 | Bathroom
Ceiling Fixture | Incandescent |  | Standard A Lamp | 2 | 60 | Bedroom
Table | Incandescent |  | Mini base | 1 | 25 | Bedroom
Ceiling Fixture | Linear Fluorescent | 48 | T-8 | 4 | 32 | Bedroom
Wall Mount | Incandescent |  | Standard A Lamp | 1 | 60 | Closet
Table | Incandescent |  | Standard A Lamp | 1 | 60 | Laundry Room
Chandelier (Hanging) | Incandescent |  | Decorative | 7 | 40 | Hall
Ceiling Fixture | Incandescent |  | Decorative | 8 | 40 | Hall
Recessed Can | Incandescent |  | Reflector | 1 | 65 | Hall
Ceiling Fixture | Compact Fluorescent |  | Twist | 1 | 22 | Garage
Ceiling Fixture | Incandescent |  | Standard A Lamp | 1 | 65 | Garage
Ceiling Fixture | Incandescent |  | Standard A Lamp | 1 | 60 | Hall
Recessed Can | Incandescent |  | Reflector | 1 | 65 | Hall
Recessed Can | Incandescent |  | Reflector | 1 | 65 | Kitchen
Recessed Can | Compact Fluorescent |  | Reflector | 1 | 15 | Kitchen
Track | Incandescent |  | Mini base | 6 | 40 | Living Room
Table | Incandescent |  | Standard A Lamp | 1 | 65 | Living Room
Recessed Can | Incandescent |  | Reflector | 1 | 65 | Living Room
Wall Mount | Incandescent |  | Decorative | 1 | 40 | Bathroom
Wall Mount | Incandescent |  | Standard A Lamp | 5 | 40 | Bathroom
Ceiling Fan | Incandescent |  | Standard A Lamp | 1 | 65 | Bathroom
Ceiling Fixture | Incandescent |  | Standard A Lamp | 1 | 60 | Bathroom
Ceiling Fan | Incandescent |  | Standard A Lamp | 3 | 90 | Bedroom
Wall Mount | Incandescent |  | Standard A Lamp | 1 | 100 | Other
Ceiling Fixture | Incandescent |  | Standard A Lamp | 2 | 60 | Hall
Wall Mount | Incandescent |  | Standard A Lamp | 1 | 60 | Bedroom
Table | Incandescent |  | Mini base | 1 | 25 | Bedroom
Ceiling Fixture | Incandescent |  | Standard A Lamp | 1 | 65 | Other
Recessed Can | Incandescent |  | Reflector | 1 | 65 | Family Room
Wall Mount | Incandescent |  | Mini base | 5 | 40 | Bathroom
Wall Mount | Compact Fluorescent |  | Twist | 5 | 20 | Bathroom
Ceiling Fixture | Incandescent |  | Standard A Lamp | 2 | 60 | Bathroom
Ceiling Fixture | Incandescent |  | Standard A Lamp | 2 | 60 | Bedroom
Ceiling Fixture | Incandescent |  | Standard A Lamp | 2 | 60 | Hall
Chandelier (Hanging) | Compact Fluorescent |  | Twist | 6 | 13 | Family Room
Floor lamp | Compact Fluorescent |  | Twist | 1 | 13 | Family Room
Floor lamp | Compact Fluorescent |  | Twist | 1 | 20 | Family Room
Ceiling Fixture | Linear Fluorescent | 48 | T-12 | 2 | 40 | Garage
Ceiling Fixture | Compact Fluorescent |  | Twist | 1 | 20 | Garage
Ceiling Fixture | Incandescent |  | Standard A Lamp | 1 | 60 | Garage
Ceiling Fixture | Incandescent |  | Standard A Lamp | 2 | 60 | Hall
Wall Mount | Halogen |  | Quartz Tube | 1 | 300 | Hall
Recessed Can | Compact Fluorescent |  | Twist | 1 | 23 | Kitchen
Recessed Can | Incandescent |  | Standard A Lamp | 1 | 60 | Kitchen
Wall Mount | Incandescent |  | Standard A Lamp | 5 | 40 | Bathroom
Ceiling Fixture | Incandescent |  | Standard A Lamp | 2 | 60 | Master Bedroom
Floor lamp | Incandescent |  | Standard A Lamp | 1 | 25 | Master Bedroom
Floor lamp | Incandescent |  | 3-Way Incandescent | 1 | 100 | Master Bedroom
Ceiling Fixture | Incandescent |  | Standard A Lamp | 2 | 60 | Closet
Ceiling Fixture | Compact Fluorescent |  | Twist | 1 | 22 | Bathroom
Wall Mount | Compact Fluorescent |  | Twist | 4 | 15 | Bathroom
Other | Incandescent |  | Other | 1 | 42 | Bathroom
Wall Mount | Compact Fluorescent |  | Twist | 1 | 22 | Other
Table | Incandescent |  | Standard A Lamp | 1 | 100 | Other
Ceiling Fixture | Compact Fluorescent |  | Twist | 1 | 15 | Other
Table | Incandescent |  | Mini base | 2 | 25 | Other
Ceiling Fixture | Compact Fluorescent |  | Twist | 1 | 22 | Other
Chandelier (Hanging) | Compact Fluorescent |  | Twist | 1 | 15 | Master Bedroom
Ceiling Fan | Incandescent |  | Decorative | 3 | 60 | Master Bedroom
Table | Compact Fluorescent |  | Twist | 2 | 15 | Master Bedroom
Table | Incandescent |  | Standard A Lamp | 1 | 60 | Master Bedroom
Ceiling Fixture | Compact Fluorescent |  | Twist | 2 | 15 | Closet
Ceiling Fixture | Compact Fluorescent |  | Twist | 2 | 15 | Laundry Room
Table | Compact Fluorescent |  | Twist | 1 | 15 | Bedroom
Wall Mount | Compact Fluorescent |  | Globe | 4 | 15 | Bathroom
Ceiling Fixture | Compact Fluorescent |  | Twist | 2 | 15 | Bathroom
Ceiling Fan | Incandescent |  | Reflector | 3 | 45 | Kitchen
Ceiling Fan | Compact Fluorescent |  | Reflector | 1 | 15 | Kitchen
Architectural | Incandescent |  | Mini base | 1 | 40 | Kitchen
Ceiling Fixture | Compact Fluorescent |  | Twist | 1 | 15 | Kitchen
Ceiling Fixture | Incandescent |  | Standard A Lamp | 1 | 40 | Hall
Ceiling Fan | Compact Fluorescent |  | Twist | 4 | 15 | Living Room
Table | Compact Fluorescent |  | Twist | 1 | 22 | Living Room
Table | Compact Fluorescent |  | Twist | 1 | 15 | Living Room
Wall Mount | Incandescent |  | Clear | 4 | 40 | Bathroom
Recessed Can | Incandescent |  | Standard A Lamp | 1 | 125 | Bedroom
Floor lamp | Incandescent |  | Standard A Lamp | 3 | 60 | Bedroom
Ceiling Fixture | Incandescent |  | Standard A Lamp | 2 | 60 | Bedroom
Wall Mount | Incandescent |  | Globe | 4 | 40 | Bathroom
Ceiling Fixture | Incandescent |  | Standard A Lamp | 1 | 75 | Bedroom
Ceiling Fixture | Compact Fluorescent |  | Twist | 2 | 15 | Other
Ceiling Fixture | Incandescent |  | Standard A Lamp | 2 | 60 | Family Room
Ceiling Fixture | Compact Fluorescent |  | Twist | 2 | 22 | Kitchen
Ceiling Fixture | Compact Fluorescent |  | Twist | 1 | 22 | Laundry Room
Ceiling Fan | Compact Fluorescent |  | Twist | 2 | 15 | Living Room
Ceiling Fixture | Compact Fluorescent |  | Twist | 1 | 15 | Other
Ceiling Fixture | Incandescent |  | Standard A Lamp | 2 | 60 | Hall
Wall Mount | Incandescent |  | Globe | 4 | 40 | Bathroom
Ceiling Fixture | Incandescent |  | Standard A Lamp | 2 | 60 | Bedroom
Chandelier (Hanging) | Incandescent |  | Standard A Lamp | 5 | 60 | Dining Room
Ceiling Fixture | Incandescent |  | Standard A Lamp | 1 | 60 | Garage
Ceiling Fixture | Incandescent |  | Standard A Lamp | 1 | 60 | Hall
Ceiling Fan | Incandescent |  | Decorative | 4 | 25 | Kitchen
Recessed Can | Incandescent |  | Reflector | 1 | 65 | Kitchen
Recessed Can | Incandescent |  | Reflector | 1 | 40 | Kitchen
Ceiling Fixture | Linear Fluorescent | 48 | T-12 | 2 | 40 | Laundry Room
Ceiling Fixture | Incandescent |  | Standard A Lamp | 3 | 40 | Living Room
Table | Incandescent |  | Standard A Lamp | 1 | 40 | Living Room
Table | Incandescent |  | 3-Way Incandescent | 1 | 100 | Living Room
Table | Incandescent |  | Standard A Lamp | 1 | 100 | Living Room
Torchiere | Incandescent |  | Standard A Lamp | 1 | 125 | Living Room
Wall Mount | Incandescent |  | Globe | 4 | 40 | Bathroom
Ceiling Fixture | Incandescent |  | Standard A Lamp | 2 | 60 | Master Bedroom
Table | Incandescent |  | Standard A Lamp | 1 | 60 | Master Bedroom
Ceiling Fixture | Incandescent |  | Standard A Lamp | 2 | 60 | Office
Table | Incandescent |  | 3-Way Incandescent | 1 | 100 | Office
Ceiling Fixture | Incandescent |  | Standard A Lamp | 1 | 40 | Hall
Wall Mount | Linear Fluorescent | 24 | T-12 | 1 | 32 | Bathroom
Wall Mount | Linear Fluorescent | 24 | Fluorescent Unknown | 1 | 17 | Closet
Ceiling Fixture | Incandescent |  | Standard A Lamp | 1 | 60 | Bedroom
Wall Mount | Incandescent |  | Globe | 1 | 20 | Bedroom
Table | Incandescent |  | Globe | 1 | 20 | Bedroom
Chandelier (Hanging) | Incandescent |  | Decorative | 5 | 20 | Dining Room
Ceiling Fixture | Incandescent |  | Standard A Lamp | 1 | 60 | Other
Ceiling Fixture | Incandescent |  | Standard A Lamp | 1 | 75 | Other
Ceiling Fixture | Incandescent |  | Standard A Lamp | 1 | 60 | Laundry Room
Ceiling Fixture | Incandescent |  | Standard A Lamp | 1 | 75 | Other
Ceiling Fixture | Compact Fluorescent |  | Twist | 1 | 15 | Other
Wall Mount | Incandescent |  | Standard A Lamp | 1 | 100 | Family Room
Floor lamp | Compact Fluorescent |  | Twist | 1 | 22 | Family Room
Table | Compact Fluorescent |  | Twist | 1 | 22 | Family Room
Ceiling Fixture | Compact Fluorescent |  | Twist | 1 | 28 | Kitchen
Wall Mount | Linear Fluorescent | 36 | T-8 | 1 | 20 | Kitchen
Floor lamp | Incandescent |  | 3-Way Incandescent | 1 | 100 | Living Room
Table | Compact Fluorescent |  | Twist | 1 | 22 | Living Room
Floor lamp | Incandescent |  | Standard A Lamp | 3 | 60 | Office
Floor lamp | Incandescent |  | 3-Way Incandescent | 1 | 200 | Office
Wall Mount | Linear Fluorescent | 48 | T-12 | 1 | 32 | Bathroom
Ceiling Fixture | Incandescent |  | Decorative | 4 | 40 | Bedroom
Ceiling Fixture | Incandescent |  | Globe | 3 | 75 | Bedroom
Table | Incandescent |  | Standard A Lamp | 1 | 40 | Bedroom
Table | Incandescent |  | Standard A Lamp | 1 | 60 | Bedroom
Wall Mount | Linear Fluorescent | 24 | T-12 | 1 | 15 | Closet
Wall Mount | Compact Fluorescent |  | Twist | 1 | 15 | Closet
Ceiling Fixture | Compact Fluorescent |  | Twist | 1 | 28 | Closet
Ceiling Fixture | Compact Fluorescent |  | Twist | 1 | 22 | Hall
Ceiling Fixture | Incandescent |  | Standard A Lamp | 2 | 60 | Bathroom
Wall Mount | Incandescent |  | Standard A Lamp | 1 | 40 | Bathroom
Ceiling Fixture | Incandescent |  | Clear | 2 | 60 | Closet
Recessed Can | Incandescent |  | Reflector | 1 | 65 | Bathroom
Wall Mount | Incandescent |  | Clear | 3 | 40 | Bathroom
Recessed Can | Incandescent |  | Reflector | 1 | 65 | Master Bedroom
Ceiling Fan | Incandescent |  | Clear | 2 | 60 | Master Bedroom
Table | Incandescent |  | Clear | 1 | 40 | Master Bedroom
Wall Mount | Incandescent |  | Decorative | 3 | 40 | Bathroom
Recessed Can | Incandescent |  | Reflector | 1 | 65 | Bathroom
Ceiling Fan | Incandescent |  | Clear | 2 | 60 | Bedroom
Table | Compact Fluorescent |  | Twist | 1 | 15 | Bedroom
Ceiling Fixture | Linear Fluorescent | 48 | T-8 | 2 | 32 | Garage
Garage door opener | Incandescent |  | Standard A Lamp | 2 | 60 | Garage
Chandelier (Hanging) | Incandescent |  | Standard A Lamp | 6 | 60 | Hall
Recessed Can | Incandescent |  | Reflector | 1 | 65 | Hall
Ceiling Fan | Incandescent |  | Standard A Lamp | 2 | 60 | Office
Table | Compact Fluorescent |  | Twist | 1 | 28 | Office
Chandelier (Hanging) | Incandescent |  | Standard A Lamp | 12 | 40 | Dining Room
Recessed Can | Incandescent |  | Reflector | 1 | 65 | Dining Room
Recessed Can | Incandescent |  | Reflector |  | 65 | Living Room
Ceiling Fan | Incandescent |  | Standard A Lamp | 2 | 60 | Living Room
Floor lamp | Incandescent |  | Clear | 1 | 60 | Living Room
Table | Incandescent |  | Clear | 1 | 40 | Living Room
Chandelier (Hanging) | Incandescent |  | Clear | 5 | 60 | Kitchen
Recessed Can | Incandescent |  | Reflector | 1 | 65 | Kitchen
Chandelier (Hanging) | Incandescent |  | Clear | 1 | 60 | Kitchen
Recessed Can | Incandescent |  | Reflector | 1 | 65 | Closet
Recessed Can | Incandescent |  | Reflector | 1 | 65 | Hall
Ceiling Fixture | Linear Fluorescent | 48 | T-8 | 4 | 32 | Laundry Room
Chandelier (Hanging) | Incandescent |  | Standard A Lamp | 1 | 60 | Bedroom
Table | Incandescent |  | Standard A Lamp | 1 | 25 | Bedroom
Ceiling Fixture | Incandescent |  | Standard A Lamp | 1 | 65 | Hall
Track | Compact Fluorescent |  | Flood | 3 | 28 | Family Room
Chandelier (Hanging) | Incandescent |  | Decorative | 6 | 40 | Dining Room
Table | Incandescent |  | 3-Way Incandescent | 1 | 125 | Dining Room
Ceiling Fixture | Incandescent |  | Reflector | 1 | 65 | Garage
Wall Mount | Incandescent |  | Globe | 3 | 60 | Bathroom
Recessed Can | Incandescent |  | Reflector | 1 | 65 | Bathroom
Track | Compact Fluorescent |  | Reflector | 2 | 28 | Hall
Recessed Can | Incandescent |  | Reflector | 1 | 65 | Hall
Wall Mount | Compact Fluorescent |  | Reflector | 1 | 28 | Hall
Track | Compact Fluorescent |  | Flood | 2 | 28 | Kitchen
Wall Mount | Incandescent |  | Standard A Lamp | 1 | 65 | Bathroom
Track | Compact Fluorescent |  | Reflector | 2 | 28 | Master Bedroom
Table | Incandescent |  | Standard A Lamp | 1 | 25 | Master Bedroom
Track | Halogen |  | MR | 2 | 30 | Office
Table | Incandescent |  | Standard A Lamp | 1 | 100 | Office
Wall Mount | Incandescent |  | Globe | 5 | 60 | Closet
Ceiling Fan | Incandescent |  | Standard A Lamp | 3 | 60 | Bedroom
Ceiling Fixture | Incandescent |  | Standard A Lamp | 3 | 60 | Closet
Recessed Can | Incandescent |  | Reflector | 1 | 65 | Dining Room
Ceiling Fixture | Incandescent |  | Standard A Lamp | 1 | 60 | Garage
Garage door opener | Compact Fluorescent |  | Twist | 1 | 15 | Garage
Wall Mount | Incandescent |  | Standard A Lamp | 3 | 60 | Bathroom
Ceiling Fixture | Incandescent |  | Standard A Lamp | 2 | 60 | Bathroom
Chandelier (Hanging) | Compact Fluorescent |  | Twist | 3 | 15 | Hall
Recessed Can | Incandescent |  | Reflector | 1 | 65 | Hall
Recessed Can | Incandescent |  | Reflector | 1 | 65 | Kitchen
Ceiling Fixture | Incandescent |  | Standard A Lamp | 1 | 60 | Kitchen
Ceiling Fixture | Incandescent |  | Reflector | 3 | 65 | Laundry Room
Recessed Can | Incandescent |  | Reflector | 1 | 65 | Living Room
Table | Incandescent |  | 3-Way Incandescent | 1 | 100 | Living Room
Floor lamp | Incandescent |  | Standard A Lamp | 4 | 40 | Living Room
Ceiling Fan | Incandescent |  | Standard A Lamp | 3 | 65 | Master Bedroom
Table | Incandescent |  | Standard A Lamp | 1 | 100 | Master Bedroom
Table | Compact Fluorescent |  | Twist | 1 | 15 | Master Bedroom
Ceiling Fixture | Incandescent |  | Standard A Lamp | 3 | 60 | Bathroom
Wall Mount | Incandescent |  | Globe | 5 | 40 | Bathroom
Recessed Can | Incandescent |  | Reflector | 1 | 65 | Other
Wall Mount | Compact Fluorescent |  | Twist | 2 | 15 | Bedroom
Wall Mount | Compact Fluorescent |  | Globe | 1 | 15 | Bedroom
Wall Mount | Compact Fluorescent |  | Globe | 4 | 15 | Bathroom
Wall Mount | Compact Fluorescent |  | Globe | 4 | 15 | Bathroom
Ceiling Fixture | Compact Fluorescent |  | Twist | 2 | 22 | Office
Table | Incandescent |  | Standard A Lamp | 1 | 60 | Office
Ceiling Fixture | Compact Fluorescent |  | Twist | 1 | 15 | Bedroom
Ceiling Fixture | Compact Fluorescent |  | Twist | 1 | 22 | Master Bedroom
Table | Incandescent |  | Standard A Lamp | 1 | 60 | Master Bedroom
Ceiling Fixture | Compact Fluorescent |  | Twist | 1 | 22 | Bedroom
Chandelier (Hanging) | Compact Fluorescent |  | Twist | 1 | 15 | Closet
Ceiling Fixture | Incandescent |  | Standard A Lamp | 1 | 60 | Closet
Chandelier (Hanging) | Incandescent |  | Decorative | 8 | 25 | Dining Room
Table | Incandescent |  | Standard A Lamp | 1 | 75 | Dining Room
Torchiere | Incandescent |  | Decorative | 1 | 60 | Living Room
Ceiling Fixture | Incandescent |  | Standard A Lamp | 1 | 60 | Garage
Low bay | Incandescent |  | Standard A Lamp | 1 | 60 | Garage
Ceiling Fixture | Compact Fluorescent |  | Twist | 1 | 15 | Hall
Ceiling Fixture | Linear Fluorescent | 48 | T-12 | 2 | 40 | Kitchen
Architectural | Incandescent |  | Standard A Lamp | 1 | 40 | Kitchen
Ceiling Fixture | Incandescent |  | Standard A Lamp | 1 | 60 | Laundry Room
Chandelier (Hanging) | Compact Fluorescent |  | Decorative | 6 | 7 | Living Room
Table | Compact Fluorescent |  | Twist | 1 | 22 | Living Room
Wall Mount | Incandescent |  | Standard A Lamp | 3 | 60 | Bathroom
Ceiling Fixture | Compact Fluorescent |  | Twist | 1 | 15 | Bedroom
Table | Incandescent |  | Standard A Lamp | 1 | 40 | Bedroom
Other | Incandescent |  | Standard A Lamp | 1 | 60 | Bedroom
Ceiling Fixture | Compact Fluorescent |  | Twist | 1 | 22 | Other
Ceiling Fixture | Compact Fluorescent |  | Twist | 1 | 15 | Office
Other | Linear Fluorescent | 24 | T-12 | 1 | 20 | Office
Chandelier (Hanging) | Incandescent |  | Standard A Lamp | 5 | 75 | Dining Room
Ceiling Fixture | Linear Fluorescent | 48 | T-12 | 2 | 40 | Bathroom
Ceiling Fixture | Linear Fluorescent | 48 | T-12 | 2 | 40 | Bedroom
Table | Incandescent |  | Standard A Lamp | 1 | 40 | Bedroom
Ceiling Fixture | Compact Fluorescent | 48 | Twist | 3 | 15 | Bedroom
Ceiling Fixture | Linear Fluorescent | 48 | T-12 | 2 | 40 | Hall
Ceiling Fixture | Linear Fluorescent | 48 | T-12 | 2 | 40 | Living Room
Ceiling Fixture | Linear Fluorescent | 48 | T-12 | 2 | 40 | Bedroom
Table | Incandescent |  | Decorative | 1 | 25 | Bedroom
Table | Incandescent |  | Other | 1 | 60 | Bedroom
Ceiling Fan | Incandescent |  | Mini base | 3 | 40 | Family Room
Recessed Can | Incandescent |  | Reflector | 1 | 65 | Family Room
Ceiling Fixture | Linear Fluorescent | 96 | T-12 | 2 | 100 | Garage
Ceiling Fixture | Linear Fluorescent | 48 | T-12 | 2 | 40 | Kitchen
Other | Linear Fluorescent | 12 | T-4 | 1 | 16 | Kitchen
Ceiling Fan | Compact Fluorescent |  | Twist | 2 | 22 | Living Room
Wall Mount | Compact Fluorescent |  | Twist | 1 | 15 | Living Room
Recessed Can | Compact Fluorescent |  | Reflector | 1 | 15 | Living Room
Ceiling Fixture | Compact Fluorescent |  | Twist | 1 | 15 | Closet
Wall Mount | Compact Fluorescent |  | Twist | 2 | 15 | Bathroom
Recessed Can | Incandescent |  | Standard A Lamp | 1 | 60 | Bathroom
Ceiling Fixture | Compact Fluorescent |  | Twist | 2 | 15 | Master Bedroom
Table | Incandescent |  | Standard A Lamp | 1 | 75 | Master Bedroom
Ceiling Fixture | Linear Fluorescent | 48 | T-12 | 2 | 40 | Other
Ceiling Fixture | Linear Fluorescent | 48 | T-12 | 4 | 40 | Office
Ceiling Fixture | Compact Fluorescent |  | Twist | 1 | 15 | Hall
Ceiling Fixture | Compact Fluorescent |  | Twist | 2 | 15 | Hall
Wall Mount | Incandescent |  | Globe | 8 | 40 | Bathroom
Wall Mount | Incandescent |  | Globe | 6 | 40 | Bathroom
Ceiling Fixture | Compact Fluorescent |  | Twist | 2 | 13 | Bedroom
Table | Compact Fluorescent |  | Pin base | 1 | 27 | Bedroom
Table | Compact Fluorescent |  | Twist | 2 | 18 | Bedroom
Floor lamp | Incandescent |  | Other | 2 | 20 | Bedroom
Ceiling Fixture | Incandescent |  | Standard A Lamp | 2 | 60 | Bedroom
Ceiling Fixture | Incandescent |  | Clear | 1 | 60 | Bedroom
Ceiling Fan | Incandescent |  | Decorative | 4 | 40 | Dining Room
Ceiling Fixture | Linear Fluorescent | 48 | T-12 | 2 | 40 | Other
Ceiling Fixture | Compact Fluorescent |  | Twist | 2 | 13 | Family Room
Garage door opener | Incandescent |  | Standard A Lamp | 2 | 40 | Garage
Ceiling Fixture | Incandescent |  | Standard A Lamp | 1 | 100 | Garage
Ceiling Fixture | Incandescent |  | Standard A Lamp | 1 | 60 | Hall
Ceiling Fixture | Incandescent |  | Clear | 1 | 60 | Hall
Chandelier (Hanging) | Incandescent |  | Mini base | 4 | 40 | Hall
Ceiling Fixture | Incandescent |  | Clear | 1 | 60 | Kitchen
Ceiling Fixture | Incandescent |  | Standard A Lamp | 2 | 50 | Kitchen
Ceiling Fixture | Incandescent |  | Clear | 2 | 60 | Laundry Room
Table | Compact Fluorescent |  | Twist | 1 | 23 | Living Room
Floor lamp | Compact Fluorescent |  | 3-Way CFL | 1 | 21 | Living Room
Ceiling Fixture | Incandescent |  | Standard A Lamp | 2 | 60 | Closet
Wall Mount | Incandescent |  | Globe | 4 | 40 | Bathroom
Wall Mount | Incandescent |  | Standard A Lamp | 2 | 60 | Bathroom
Chandelier (Hanging) | Incandescent |  | Standard A Lamp | 2 | 60 | Master Bedroom
Table | Incandescent |  | Standard A Lamp | 1 | 60 | Master Bedroom
Wall Mount | Incandescent |  | Standard A Lamp | 1 | 40 | Master Bedroom
Ceiling Fan | Incandescent |  | Globe | 3 | 40 | Bedroom
Table | Incandescent |  | Globe | 2 | 40 | Bedroom
Ceiling Fan | Incandescent |  | Decorative | 3 | 40 | Family Room
Table | Incandescent |  | 3-Way Incandescent | 1 | 100 | Family Room
Wall Mount | Incandescent |  | Standard A Lamp | 1 | 40 | Family Room
Table | Compact Fluorescent |  | Circline (Screw Base) | 1 | 28 | Family Room
Ceiling Fixture | Incandescent |  | Standard A Lamp | 1 | 60 | Garage
Garage door opener | Incandescent |  | Standard A Lamp | 1 | 60 | Garage
Ceiling Fixture | Incandescent |  | Standard A Lamp | 1 | 60 | Hall
Ceiling Fixture | Compact Fluorescent |  | Twist | 3 | 15 | Kitchen
Chandelier (Hanging) | Compact Fluorescent |  | Twist | 5 | 15 | Kitchen
Recessed Can | Incandescent |  | Reflector | 1 | 40 | Kitchen
Ceiling Fixture | Incandescent |  | Standard A Lamp | 1 | 60 | Laundry Room
Recessed Can | Halogen |  | Quartz Tube | 1 | 100 | Living Room
Floor lamp | Incandescent |  | Decorative | 2 | 40 | Living Room
Chandelier (Hanging) | Incandescent |  | Standard A Lamp | 1 | 40 | Living Room
Table | Incandescent |  | 3-Way Incandescent | 1 | 100 | Living Room
Floor lamp | Compact Fluorescent |  | Straight Tube | 1 | 22 | Living Room
Ceiling Fixture | Incandescent |  | Standard A Lamp | 1 | 40 | Living Room
Ceiling Fixture | Halogen |  | MR | 4 | 30 | Office
Ceiling Fixture | Compact Fluorescent |  | Twist | 1 | 26 | Bathroom
Wall Mount | Incandescent |  | Globe | 6 | 25 | Bathroom
Ceiling Fixture | Compact Fluorescent |  | Twist | 1 | 22 | Bedroom
Ceiling Fixture | Compact Fluorescent |  | Twist | 2 | 28 | Bedroom
Chandelier (Hanging) | Compact Fluorescent |  | Twist | 4 | 28 | Dining Room
Ceiling Fixture | Incandescent |  | Standard A Lamp | 1 | 60 | Bathroom
Wall Mount | Incandescent |  | Standard A Lamp | 3 | 60 | Bathroom
Ceiling Fixture | Compact Fluorescent |  | Twist | 1 | 26 | Bedroom
Table | Compact Fluorescent |  | Twist | 1 | 26 | Bedroom
Ceiling Fixture | Compact Fluorescent |  | Twist | 2 | 26 | Bedroom
Ceiling Fixture | Compact Fluorescent |  | Twist | 2 | 26 | Family Room
Ceiling Fixture | Compact Fluorescent |  | Twist | 1 | 22 | Hall
Ceiling Fixture | Compact Fluorescent |  | Twist | 1 | 26 | Hall
Ceiling Fixture | Compact Fluorescent |  | Twist | 1 | 26 | Kitchen
Ceiling Fixture | Linear Fluorescent | 48 | T-12 | 2 | 40 | Living Room
Ceiling Fixture | Linear Fluorescent | 48 | T-12 | 2 | 40 | Living Room
Ceiling Fixture | Compact Fluorescent |  | Twist | 1 | 22 | Hall
Track | Incandescent |  | Clear | 4 | 60 | Kitchen
Ceiling Fan | Incandescent |  | Decorative | 4 | 40 | Living Room
Ceiling Fixture | Incandescent |  | Standard A Lamp | 1 | 40 | Living Room
Table | Compact Fluorescent |  | Twist | 1 | 22 | Living Room
Ceiling Fan | Compact Fluorescent |  | Twist | 2 | 26 | Master Bedroom
Table | Compact Fluorescent |  | Twist | 1 | 26 | Master Bedroom
Ceiling Fixture | Incandescent |  | Standard A Lamp | 1 | 60 | Other
Ceiling Fixture | Linear Fluorescent | 48 | T-12 | 4 | 40 | Laundry Room
Chandelier (Hanging) | Compact Fluorescent |  | Twist | 2 | 26 | Laundry Room
Ceiling Fixture | Compact Fluorescent |  | Twist | 1 | 26 | Laundry Room
Wall Mount | Compact Fluorescent |  | Twist | 2 | 15 | Bathroom
Wall Mount | Incandescent |  | Globe | 1 | 100 | Bedroom
Table | Incandescent |  | Standard A Lamp | 2 | 60 | Bedroom
Wall Mount | Incandescent |  | Standard A Lamp | 1 | 60 | Bedroom
Floor lamp | Incandescent |  | Decorative | 5 | 25 | Bedroom
Wall Mount | Incandescent |  | Decorative | 1 | 60 | Hall
Wall Mount | Compact Fluorescent |  | Twist | 1 | 15 | Kitchen
Chandelier (Hanging) | Incandescent |  | Decorative | 6 | 40 | Kitchen
Recessed Can | Incandescent |  | Standard A Lamp | 1 | 60 | Laundry Room
Ceiling Fan | Compact Fluorescent |  | Twist | 3 | 15 | Living Room
Ceiling Fixture | Compact Fluorescent |  | Twist | 1 | 15 | Master Bedroom
Wall Mount | Incandescent |  | Globe | 4 | 40 | Bathroom
Wall Mount | Incandescent |  | Globe | 3 | 40 | Bathroom
Ceiling Fixture | Compact Fluorescent |  | Twist | 2 | 22 | Bedroom
Table | Compact Fluorescent |  | Twist | 1 | 22 | Bedroom
Ceiling Fixture | Compact Fluorescent |  | Twist | 2 | 22 | Bedroom
Ceiling Fixture | Compact Fluorescent |  | Twist | 2 | 22 | Bedroom
Table | Incandescent |  | Standard A Lamp | 1 | 40 | Bedroom
Ceiling Fixture | Compact Fluorescent |  | Twist | 1 | 22 | Bedroom
Ceiling Fixture | Compact Fluorescent |  | Twist | 1 | 22 | Garage
Garage door opener | Incandescent |  | Standard A Lamp | 1 | 60 | Garage
Ceiling Fixture | Linear Fluorescent | 48 | T-12 | 2 | 32 | Garage
Ceiling Fixture | Compact Fluorescent |  | Twist | 1 | 22 | Hall
Ceiling Fixture | Compact Fluorescent |  | Twist | 1 | 22 | Hall
Ceiling Fixture | Compact Fluorescent |  | Twist | 1 | 22 | Laundry Room
Ceiling Fan | Compact Fluorescent |  | Twist | 3 | 22 | Living Room
Table | Compact Fluorescent |  | Twist | 1 | 22 | Living Room
Table | Compact Fluorescent |  | A shape bulb | 1 | 28 | Living Room
Floor lamp | Compact Fluorescent |  | Twist | 3 | 22 | Living Room
Ceiling Fixture | Compact Fluorescent |  | Twist | 2 | 22 | Office
Table | Compact Fluorescent |  | A shape bulb | 1 | 22 | Office
Ceiling Fixture | Compact Fluorescent |  | Twist | 3 | 22 | Kitchen
Ceiling Fixture | Linear Fluorescent | 48 | T-8 | 2 | 32 | Kitchen
Ceiling Fixture | Compact Fluorescent |  | Pin base | 1 | 22 | Kitchen
Ceiling Fixture | Incandescent |  | Standard A Lamp | 1 | 60 | Bathroom
Wall Mount | Incandescent |  | Globe | 3 | 60 | Bathroom
Ceiling Fixture | Incandescent |  | Standard A Lamp | 2 | 60 | Bedroom
Ceiling Fixture | Incandescent |  | Standard A Lamp | 2 | 60 | Bedroom
Ceiling Fixture | Incandescent |  | Standard A Lamp | 2 | 60 | Bedroom
Ceiling Fixture | Incandescent |  | Standard A Lamp | 1 | 60 | Garage
Ceiling Fixture | Incandescent |  | Standard A Lamp | 1 | 50 | Garage
Ceiling Fixture | Incandescent |  | Standard A Lamp | 1 | 60 | Hall
Ceiling Fixture | Incandescent |  | Standard A Lamp | 2 | 60 | Kitchen
Wall Mount | Incandescent |  | Standard A Lamp | 1 | 60 | Kitchen
Exterior | Linear Fluorescent | 24 | T-5 | 1 | 20 | Kitchen
Ceiling Fixture | Incandescent |  | Standard A Lamp | 1 | 60 | Laundry Room
Floor lamp | Incandescent |  | Standard A Lamp | 1 | 60 | Living Room
Wall Mount | Incandescent |  | Decorative | 1 | 40 | Living Room
Ceiling Fixture | Incandescent |  | Standard A Lamp | 1 | 60 | Living Room
Ceiling Fixture | Incandescent |  | Standard A Lamp | 1 | 60 | Other
Ceiling Fixture | Compact Fluorescent |  | Twist | 2 | 15 | Bathroom
Wall Mount | Compact Fluorescent |  | Twist | 2 | 15 | Bathroom
Recessed Can | Incandescent |  | Reflector | 1 | 60 | Bathroom
Wall Mount | Incandescent |  | Standard A Lamp | 2 | 40 | Bathroom
Ceiling Fixture | Compact Fluorescent |  | Pin base | 1 | 22 | Bedroom
Ceiling Fan | Compact Fluorescent |  | Twist | 2 | 22 | Bedroom
Chandelier (Hanging) | Compact Fluorescent |  | Twist | 2 | 36 | Dining Room
Ceiling Fan | Compact Fluorescent |  | Twist | 1 | 15 | Bathroom
Ceiling Fixture | Compact Fluorescent |  | Twist | 1 | 22 | Bedroom
Table | Incandescent |  | 3-Way Incandescent | 1 | 70 | Bedroom
Floor lamp | Other |  | Other | 1 | 1 | Family Room
Table | Compact Fluorescent |  | Twist | 1 | 22 | Family Room
Ceiling Fixture | Compact Fluorescent |  | Twist | 1 | 15 | Family Room
Wall Mount | Compact Fluorescent |  | Twist | 1 | 15 | Office
Ceiling Fixture | Linear Fluorescent | 48 | T-12 | 2 | 32 | Office
Ceiling Fixture | Linear Fluorescent | 36 | T-12 | 2 | 40 | Office
Ceiling Fixture | Linear Fluorescent | 48 | T-12 | 2 | 32 | Laundry Room
Garage door opener | Compact Fluorescent |  | Twist | 1 | 15 | Garage
Ceiling Fixture | Compact Fluorescent |  | Twist | 1 | 15 | Hall
Chandelier (Hanging) | Compact Fluorescent |  | Twist | 1 | 15 | Kitchen
Recessed Can | Incandescent |  | Reflector | 1 | 65 | Kitchen
Track | Compact Fluorescent |  | Pin base | 1 | 15 | Kitchen
Track | Incandescent |  | Reflector | 1 | 65 | Family Room
Ceiling Fan | Incandescent |  | Standard A Lamp | 3 | 55 | Family Room
Table | Incandescent |  | 3-Way Incandescent | 1 | 100 | Family Room
Ceiling Fan | Compact Fluorescent |  | Twist | 3 | 15 | Family Room
Ceiling Fixture | Compact Fluorescent |  | Twist | 2 | 13 | Family Room
Chandelier (Hanging) | Incandescent |  | Globe | 1 | 100 | Kitchen
Recessed Can | Compact Fluorescent |  | Twist | 1 | 23 | Kitchen
Recessed Can | Compact Fluorescent |  | Twist | 1 | 13 | Kitchen
Wall Mount | Compact Fluorescent |  | Twist | 2 | 13 | Bathroom
Ceiling Fan | Compact Fluorescent |  | Twist | 3 | 13 | Bedroom
Chandelier (Hanging) | Compact Fluorescent |  | Twist | 5 | 13 | Family Room
Chandelier (Hanging) | Incandescent |  | Standard A Lamp | 1 | 40 | Family Room
Floor lamp | Compact Fluorescent |  | Twist | 1 | 13 | Family Room
Ceiling Fixture | Compact Fluorescent |  | Reflector | 1 | 23 | Garage
Chandelier (Hanging) | Compact Fluorescent |  | Twist | 3 | 13 | Hall
Recessed Can | Compact Fluorescent |  | Twist | 1 | 13 | Hall
Ceiling Fixture | Compact Fluorescent |  | Twist | 2 | 13 | Laundry Room
Recessed Can | Compact Fluorescent |  | Twist | 1 | 23 | Living Room
Torchiere | Compact Fluorescent |  | Twist | 1 | 23 | Living Room
Wall Mount | Compact Fluorescent |  | Globe | 1 | 9 | Bathroom
Floor lamp | Compact Fluorescent |  | Twist | 1 | 23 | Master Bedroom
Ceiling Fixture | Compact Fluorescent |  | Twist | 2 | 13 | Closet
Recessed Can | Compact Fluorescent |  | Twist | 1 | 13 | Hall
Wall Mount | Compact Fluorescent |  | Globe | 4 | 9 | Bathroom
Ceiling Fixture | Compact Fluorescent |  | Twist | 2 | 13 | Bedroom
Floor lamp | Compact Fluorescent |  | Twist | 1 | 13 | Bedroom
Ceiling Fixture | Compact Fluorescent |  | Twist | 1 | 13 | Bedroom
Recessed Can | Compact Fluorescent |  | Twist | 1 | 13 | Hall
Ceiling Fixture | Compact Fluorescent |  | Twist | 1 | 15 | Garage
Ceiling Fixture | Linear Fluorescent | 96 | T-12 | 2 | 100 | Garage
Ceiling Fixture | Compact Fluorescent |  | Twist | 1 | 15 | Other
Wall Mount | Compact Fluorescent |  | Twist | 3 | 15 | Bathroom
Ceiling Fixture | Compact Fluorescent |  | Twist | 1 | 15 | Bedroom
Ceiling Fan | Compact Fluorescent |  | Twist | 2 | 15 | Dining Room
Table | Compact Fluorescent |  | Twist | 1 | 15 | Dining Room
Table | Compact Fluorescent |  | Twist | 1 | 15 | Family Room
Ceiling Fixture | Linear Fluorescent | 48 | T-8 | 2 | 40 | Garage
Ceiling Fan | Compact Fluorescent |  | Twist | 3 | 15 | Kitchen
Ceiling Fixture | Compact Fluorescent |  | Twist | 2 | 23 | Bedroom
Floor lamp | Compact Fluorescent |  | Twist | 1 | 13 | Bedroom
Wall Mount | Incandescent |  | Standard A Lamp | 2 | 75 | Bathroom
Chandelier (Hanging) | Incandescent |  | Standard A Lamp | 9 | 60 | Other
Ceiling Fixture | Compact Fluorescent |  | Twist | 1 | 13 | Other
Chandelier (Hanging) | Incandescent |  | Globe | 5 | 40 | Other
Ceiling Fixture | Compact Fluorescent |  | Twist | 1 | 23 | Garage
Chandelier (Hanging) | Incandescent |  | Standard A Lamp | 5 | 60 | Kitchen
Ceiling Fixture | Compact Fluorescent |  | Twist | 1 | 13 | Kitchen
Recessed Can | Incandescent |  | Reflector | 1 | 65 | Kitchen
Ceiling Fixture | Compact Fluorescent |  | Twist | 1 | 23 | Laundry Room
Floor lamp | Compact Fluorescent |  | Twist | 1 | 13 | Living Room
Torchiere | Incandescent |  | Reflector | 1 | 65 | Living Room
Ceiling Fixture | Compact Fluorescent |  | Twist | 2 | 13 | Living Room
Wall Mount | Incandescent |  | Globe | 8 | 40 | Bathroom
Ceiling Fan | Incandescent |  | Standard A Lamp | 3 | 60 | Master Bedroom
Floor lamp | Incandescent |  | Standard A Lamp | 1 | 60 | Master Bedroom
Torchiere | Compact Fluorescent |  | Twist | 1 | 23 | Office
Chandelier (Hanging) | Incandescent |  | Standard A Lamp | 5 | 60 | Dining Room
Floor lamp | Compact Fluorescent |  | Twist | 1 | 13 | Dining Room
Chandelier (Hanging) | Compact Fluorescent |  | Twist | 2 | 13 | Hall
Wall Mount | Incandescent |  | Globe | 5 | 40 | Bathroom
Ceiling Fixture | Compact Fluorescent |  | Twist | 1 | 23 | Hall
Ceiling Fixture | Compact Fluorescent |  | Twist | 2 | 13 | Office
Low bay | Linear Fluorescent | 96 | T-12 | 2 | 100 | Other
Wall Mount | Incandescent |  | Globe | 4 | 40 | Bathroom
Ceiling Fan | Incandescent |  | Standard A Lamp | 1 | 60 | Bathroom
Chandelier (Hanging) | Compact Fluorescent |  | Twist | 1 | 15 | Bedroom
Table | Compact Fluorescent |  | Twist | 1 | 15 | Bedroom
Floor lamp | Incandescent |  | Standard A Lamp | 1 | 75 | Bedroom
Wall Mount | Incandescent |  | Globe | 3 | 40 | Bathroom
Ceiling Fixture | Incandescent |  | Standard A Lamp | 1 | 60 | Closet
Ceiling Fixture | Incandescent |  | Standard A Lamp | 1 | 60 | Closet
Ceiling Fixture | Incandescent |  | Standard A Lamp | 1 | 60 | Closet
Ceiling Fixture | Linear Fluorescent | 40 | T-12 | 2 | 32 | Hall
Recessed Can | Incandescent |  | Reflector | 1 | 65 | Hall
Recessed Can | Incandescent |  | Reflector | 1 | 65 | Kitchen
Floor lamp | Compact Fluorescent |  | Straight Tube | 1 | 28 | Kitchen
Chandelier (Hanging) | Incandescent |  | Clear | 3 | 40 | Family Room
Chandelier (Hanging) | Incandescent |  | Globe | 1 | 75 | Family Room
Floor lamp | Incandescent |  | Standard A Lamp | 1 | 60 | Family Room
Low bay | Linear Fluorescent | 96 | T-12 | 2 | 100 | Garage
Garage door opener | Incandescent |  | Standard A Lamp | 1 | 60 | Garage
Recessed Can | Incandescent |  | Reflector | 1 | 65 | Kitchen
Recessed Can | Incandescent |  | Reflector | 1 | 65 | Kitchen
Recessed Can | Incandescent |  | Reflector | 1 | 65 | Kitchen
Recessed Can | Compact Fluorescent |  | Reflector | 1 | 22 | Kitchen
Wall Mount | Linear Fluorescent | 44 | T-8 | 1 | 32 | Kitchen
Table | Compact Fluorescent |  | Straight Tube | 1 | 15 | Living Room
Table | Incandescent |  | 3-Way Incandescent | 1 | 75 | Living Room
Chandelier (Hanging) | Incandescent |  | Decorative | 4 | 60 | Living Room
Wall Mount | Incandescent |  | Globe | 5 | 40 | Bathroom
Ceiling Fan | Incandescent |  | Standard A Lamp | 1 | 60 | Bathroom
Ceiling Fan | Incandescent |  | Standard A Lamp | 1 | 60 | Bathroom
Chandelier (Hanging) | Incandescent |  | Globe | 1 | 75 | Master Bedroom
Floor lamp | Incandescent |  | Standard A Lamp | 1 | 60 | Master Bedroom
Table | Compact Fluorescent |  | Twist | 1 | 15 | Master Bedroom
Table | Incandescent |  | Standard A Lamp | 2 | 60 | Master Bedroom
Table | Compact Fluorescent |  | Twist | 1 | 15 | Master Bedroom
Recessed Can | Incandescent |  | Reflector | 1 | 65 | Closet
Recessed Can | Compact Fluorescent |  | Twist | 1 | 15 | Office
Ceiling Fan | Incandescent |  | Reflector | 1 | 65 | Office
Recessed Can | Compact Fluorescent |  | Reflector | 1 | 15 | Office
Ceiling Fixture | Linear Fluorescent | 44 | T-12 | 2 | 32 | Closet
Ceiling Fixture | Incandescent |  | Standard A Lamp | 1 | 90 | Other
Ceiling Fixture | Incandescent |  | Standard A Lamp | 2 | 60 | Laundry Room
Ceiling Fixture | Linear Fluorescent | 96 | T-12 | 2 | 100 | Closet
Ceiling Fixture | Linear Fluorescent | 44 | T-12 | 2 | 40 | Other
Wall Mount | Incandescent |  | Globe | 8 | 40 | Bathroom
Ceiling Fixture | Incandescent |  | Standard A Lamp | 3 | 60 | Bedroom
Chandelier (Hanging) | Incandescent |  | Globe | 8 | 40 | Dining Room
Wall Mount | Incandescent |  | Standard A Lamp | 1 | 25 | Dining Room
Floor lamp | Incandescent |  | 3-Way Incandescent | 1 | 150 | Family Room
Ceiling Fixture | Linear Fluorescent | 48 | T-12 | 2 | 40 | Garage
Wall Mount | Incandescent |  | Standard A Lamp | 1 | 60 | Bathroom
Recessed Can | Incandescent |  | Reflector | 1 | 75 | Other
Chandelier (Hanging) | Incandescent |  | Decorative | 12 | 60 | Other
Chandelier (Hanging) | Incandescent |  | Globe | 1 | 40 | Kitchen
Ceiling Fixture | Incandescent |  | Standard A Lamp | 1 | 40 | Laundry Room
Floor lamp | Compact Fluorescent |  | Twist | 1 | 23 | Living Room
Floor lamp | Incandescent |  | Standard A Lamp | 1 | 60 | Living Room
Wall Mount | Incandescent |  | Globe | 8 | 40 | Bathroom
Floor lamp | Incandescent |  | Standard A Lamp | 1 | 100 | Master Bedroom
Ceiling Fixture | Incandescent |  | Standard A Lamp | 1 | 40 | Master Bedroom
Floor lamp | Compact Fluorescent |  | Twist | 1 | 13 | Master Bedroom
Ceiling Fixture | Compact Fluorescent |  | Twist | 2 | 13 | Office
Floor lamp | Halogen |  | Quartz Tube | 1 | 100 | Office
Ceiling Fixture | Linear Fluorescent | 48 | T-12 | 2 | 40 | Other
Ceiling Fixture | Compact Fluorescent |  | Twist | 2 | 13 | Bedroom
Floor lamp | Compact Fluorescent |  | Twist | 1 | 13 | Bedroom
Ceiling Fixture | Incandescent |  | Standard A Lamp | 2 | 60 | Bedroom
Floor lamp | Compact Fluorescent |  | Twist | 1 | 15 | Bedroom
Floor lamp | Incandescent |  | Standard A Lamp | 1 | 60 | Bedroom
Recessed Can | Incandescent |  | Reflector | 1 | 75 | Hall
Wall Mount | Halogen |  | PAR | 2 | 100 | Bathroom
Recessed Can | Compact Fluorescent |  | Flood | 1 | 13 | Closet
Ceiling Fixture | Compact Fluorescent |  | Twist | 1 | 13 | Closet
Recessed Can | Incandescent |  | Reflector | 1 | 50 | Other
Ceiling Fixture | Incandescent |  | Standard A Lamp | 1 | 150 | Garage
Ceiling Fixture | Compact Fluorescent |  | Flood | 1 | 13 | Bedroom
Floor lamp | Compact Fluorescent |  | Twist | 1 | 18 | Bedroom
Ceiling Fixture | Incandescent |  | Standard A Lamp | 1 | 65 | Bathroom
Recessed Can | Compact Fluorescent |  | Flood | 1 | 13 | Hall
Recessed Can | Compact Fluorescent |  | Flood | 1 | 13 | Kitchen
Ceiling Fixture | Compact Fluorescent |  | Flood | 1 | 13 | Laundry Room
Torchiere | Incandescent |  | Standard A Lamp | 1 | 250 | Living Room
Floor lamp | Compact Fluorescent |  | Twist | 1 | 13 | Living Room
Recessed Can | Incandescent |  | Reflector | 1 | 65 | Living Room
Wall Mount | Halogen |  | PAR | 2 | 100 | Bathroom
Recessed Can | Compact Fluorescent |  | Flood | 1 | 13 | Bathroom
Chandelier (Hanging) | Incandescent |  | Decorative | 4 | 40 | Bathroom
Ceiling Fan | Halogen |  | PAR | 1 | 100 | Master Bedroom
Floor lamp | Compact Fluorescent |  | Twist | 1 | 18 | Office
Ceiling Fan | Halogen |  | PAR | 1 | 100 | Office
Recessed Can | Incandescent |  | Reflector | 1 | 50 | Family Room
Wall Mount | Incandescent |  | Standard A Lamp | 2 | 60 | Bathroom
Ceiling Fixture | Incandescent |  | Standard A Lamp | 1 | 60 | Bathroom
Wall Mount | Incandescent |  | Standard A Lamp | 4 | 60 | Bathroom
Ceiling Fixture | Incandescent |  | Standard A Lamp | 1 | 60 | Bathroom
Table | Incandescent |  | Standard A Lamp | 1 | 100 | Bedroom
Floor lamp | Incandescent |  | Standard A Lamp | 3 | 100 | Bedroom
Recessed - other | Incandescent |  | Reflector | 1 | 50 | Bedroom
Ceiling Fixture | Incandescent |  | Standard A Lamp | 1 | 60 | Closet
Ceiling Fixture | Linear Fluorescent | 48 | T-8 | 4 | 32 | Closet
Recessed - other | Incandescent |  | Standard A Lamp | 1 | 40 | Closet
Recessed Can | Incandescent |  | Reflector | 1 | 65 | Closet
Recessed Can | Incandescent |  | Reflector | 1 | 65 | Closet
Recessed Can | Incandescent |  | Reflector | 1 | 65 | Hall
Ceiling Fixture | Incandescent |  | Standard A Lamp | 1 | 100 | Hall
Chandelier (Hanging) | Incandescent |  | Globe | 4 | 60 | Kitchen
Ceiling Fixture | Incandescent |  | Reflector | 2 | 25 | Kitchen
Table | Incandescent |  | Standard A Lamp | 1 | 200 | Living Room
Table | Incandescent |  | Standard A Lamp | 1 | 60 | Living Room
Wall Mount | Halogen |  | PAR | 1 | 50 | Living Room
Ceiling Fixture | Incandescent |  | Standard A Lamp | 1 | 100 | Other
Ceiling Fixture | Halogen |  | MR | 1 | 100 | Other
Wall Mount | Incandescent |  | Standard A Lamp | 3 | 60 | Bathroom
Ceiling Fixture | Incandescent |  | Heat Lamp | 2 | 250 | Bathroom
Ceiling Fan | Incandescent |  | Decorative | 3 | 60 | Bedroom
Ceiling Fan | Incandescent |  | Standard A Lamp | 1 | 60 | Bedroom
Floor lamp | Compact Fluorescent |  | Twist | 1 | 13 | Bedroom
Chandelier (Hanging) | Incandescent |  | Decorative | 5 | 40 | Dining Room
Ceiling Fixture | Incandescent |  | Standard A Lamp | 1 | 60 | Hall
Ceiling Fixture | Incandescent |  | Standard A Lamp | 3 | 60 | Kitchen
Ceiling Fixture | Compact Fluorescent |  | Twist | 1 | 13 | Kitchen
Ceiling Fixture | Compact Fluorescent |  | Twist | 1 | 23 | Laundry Room
Floor lamp | Incandescent |  | Standard A Lamp | 1 | 60 | Living Room
Floor lamp | Compact Fluorescent |  | Twist | 3 | 13 | Living Room
Wall Mount | Incandescent |  | Decorative | 1 | 40 | Hall
Ceiling Fixture | Incandescent |  | Standard A Lamp | 2 | 60 | Bathroom
Ceiling Fan | Incandescent |  | Standard A Lamp | 1 | 60 | Bedroom
Floor lamp | Incandescent |  | Standard A Lamp | 1 | 60 | Bedroom
Ceiling Fixture | Linear Fluorescent | 48 | T-12 | 3 | 40 | Other
Recessed Can | Incandescent |  | Reflector | 1 | 65 | Bathroom
Ceiling Fan | Incandescent |  | Globe | 4 | 40 | Bedroom
Table | Halogen |  | MR | 5 | 10 | Bedroom
Ceiling Fan | Incandescent |  | Globe | 4 | 60 | Office
Ceiling Fixture | Compact Fluorescent |  | Twist | 1 | 15 | Hall
Ceiling Fixture | Halogen |  | MR | 1 | 50 | Kitchen
Chandelier (Hanging) | Incandescent |  | Globe | 3 | 40 | Kitchen
Chandelier (Hanging) | Halogen |  | Quartz Tube | 1 | 50 | Kitchen
Recessed Can | Incandescent |  | Reflector | 1 | 65 | Living Room
Table | Incandescent |  | Decorative | 2 | 25 | Living Room
Wall Mount | Incandescent |  | Decorative | 1 | 25 | Living Room
Other | Compact Fluorescent |  | Mini base | 1 | 7 | Living Room
Floor lamp | Halogen |  | MR | 5 | 20 | Living Room
Ceiling Fixture | Incandescent |  | Standard A Lamp | 1 | 100 | Other
Ceiling Fixture | Incandescent |  | Standard A Lamp | 1 | 100 | Other
Wall Mount | Incandescent |  | Clear | 4 | 60 | Bathroom
Recessed Can | Incandescent |  | Reflector | 1 | 65 | Hall
Ceiling Fixture | Incandescent |  | Standard A Lamp | 1 | 60 | Garage
Recessed Can | Incandescent |  | Reflector | 1 | 65 | Kitchen
Chandelier (Hanging) | Incandescent |  | Decorative | 1 | 60 | Kitchen
Ceiling Fixture | Compact Fluorescent | 24 | Circline (Screw Base) | 2 | 28 | Laundry Room
Recessed Can | Incandescent |  | Reflector | 1 | 65 | Living Room
Wall Mount | Incandescent |  | Clear | 6 | 60 | Bathroom
Ceiling Fan | Incandescent |  | Standard A Lamp | 3 | 60 | Master Bedroom
Recessed Can | Incandescent |  | Reflector | 1 | 65 | Master Bedroom
Ceiling Fixture | Compact Fluorescent | 24 | Circline (Screw Base) | 2 | 28 | Closet
Ceiling Fixture | Incandescent |  | Reflector | 1 | 65 | Office
Ceiling Fixture | Compact Fluorescent | 24 | Circline (Screw Base) | 2 | 26 | Closet
Ceiling Fixture | Incandescent |  | Reflector | 1 | 65 | Other
Ceiling Fixture | Incandescent |  | Standard A Lamp | 1 | 60 | Bathroom
Wall Mount | Incandescent |  | Globe | 4 | 40 | Bathroom
Ceiling Fixture | Incandescent |  | Standard A Lamp | 2 | 60 | Closet
Ceiling Fan | Compact Fluorescent |  | Twist | 3 | 22 | Other
Ceiling Fixture | Incandescent |  | Standard A Lamp | 2 | 60 | Hall
Ceiling Fixture | Incandescent |  | Decorative | 3 | 40 | Hall
Ceiling Fixture | Incandescent |  | Standard A Lamp | 1 | 65 | Hall
Recessed Can | Halogen |  | MR | 1 | 50 | Kitchen
Chandelier (Hanging) | Incandescent |  | Mini base | 1 | 40 | Kitchen
Ceiling Fan | Incandescent |  | Globe | 4 | 40 | Kitchen
Ceiling Fixture | Linear Fluorescent | 48 | T-12 | 2 | 40 | Laundry Room
Table | Incandescent |  | 3-Way Incandescent | 1 | 90 | Living Room
Floor lamp | Incandescent |  | 3-Way Incandescent | 1 | 75 | Living Room
Wall Mount | Compact Fluorescent |  | Twist | 3 | 15 | Bathroom
Ceiling Fixture | Incandescent |  | Standard A Lamp | 1 | 75 | Bathroom
Ceiling Fan | Incandescent |  | Decorative | 3 | 60 | Master Bedroom
Table | Incandescent |  | Decorative | 1 | 40 | Master Bedroom
Chandelier (Hanging) | Compact Fluorescent |  | Twist | 1 | 22 | Family Room
Floor lamp | Compact Fluorescent |  | Straight Tube | 1 | 28 | Family Room
Table | Incandescent |  | Mini base | 1 | 40 | Family Room
Table | Compact Fluorescent |  | Twist | 2 | 15 | Office
Floor lamp | Halogen |  | MR | 2 | 150 | Office
Floor lamp | Compact Fluorescent |  | Straight Tube | 1 | 28 | Office
Wall Mount | Incandescent |  | Mini base | 3 | 60 | Bathroom
Wall Mount | Incandescent |  | Globe | 4 | 60 | Bathroom
Table | Incandescent |  | Decorative | 1 | 60 | Bedroom
Table | Incandescent |  | Standard A Lamp | 1 | 60 | Bedroom
Ceiling Fixture | Incandescent |  | Reflector | 1 | 75 | Bedroom
Ceiling Fixture | Compact Fluorescent |  | Twist | 2 | 13 | Bedroom
Table | Incandescent |  | Standard A Lamp | 1 | 40 | Bedroom
Table | Halogen |  | MR | 1 | 50 | Bedroom
Ceiling Fixture | Compact Fluorescent |  | Twist | 2 | 13 | Bedroom
Floor lamp | Compact Fluorescent |  | Twist | 3 | 26 | Bedroom
Table | Compact Fluorescent |  | Twist | 1 | 13 | Bedroom
Ceiling Fixture | Linear Fluorescent | 48 | T-12 | 2 | 40 | Bedroom
Table | Incandescent |  | Standard A Lamp | 1 | 40 | Bedroom
Ceiling Fixture | Linear Fluorescent | 48 | T-12 | 2 | 40 | Bedroom
Table | Incandescent |  | Decorative | 1 | 60 | Bedroom
Ceiling Fixture | Linear Fluorescent | 48 | T-12 | 2 | 40 | Bedroom
Table | Incandescent |  | Standard A Lamp | 1 | 75 | Bedroom
Chandelier (Hanging) | Incandescent |  | Mini base | 5 | 60 | Dining Room
Table | Incandescent |  | Standard A Lamp | 1 | 40 | Dining Room
Recessed Can | Compact Fluorescent |  | Twist | 1 | 26 | Family Room
Recessed Can | Incandescent |  | Reflector | 1 | 75 | Family Room
Ceiling Fixture | Compact Fluorescent |  | Twist | 1 | 26 | Other
Garage door opener | Incandescent |  | Standard A Lamp | 1 | 60 | Garage
Ceiling Fixture | Incandescent |  | Reflector | 1 | 75 | Garage
Wall Mount | Incandescent |  | Mini base | 1 | 60 | Hall
Chandelier (Hanging) | Incandescent |  | Standard A Lamp | 3 | 60 | Hall
Wall Mount | Incandescent |  | Standard A Lamp | 1 | 40 | Hall
Chandelier (Hanging) | Halogen |  | MR | 1 | 50 | Kitchen
Recessed Can | Incandescent |  | Reflector | 1 | 75 | Kitchen
Ceiling Fixture | Linear Fluorescent | 48 | T-12 | 2 | 40 | Laundry Room
Recessed Can | Incandescent |  | Reflector | 1 | 65 | Living Room
Table | Compact Fluorescent |  | Twist | 1 | 26 | Living Room
Table | Compact Fluorescent |  | Twist | 1 | 20 | Living Room
Table | Incandescent |  | Mini base | 1 | 60 | Living Room
Wall Mount | Incandescent |  | Globe | 8 | 60 | Bathroom
Ceiling Fixture | Incandescent |  | Standard A Lamp | 1 | 60 | Bathroom
Track | Incandescent |  | Reflector | 2 | 75 | Master Bedroom
Table | Incandescent |  | Standard A Lamp | 1 | 60 | Master Bedroom
Table | Incandescent |  | Standard A Lamp | 1 | 40 | Master Bedroom
Recessed Can | Incandescent |  | Reflector | 1 | 75 | Closet
Ceiling Fixture | Linear Fluorescent | 48 | T-12 | 2 | 40 | Garage
Architectural | Compact Fluorescent |  | Twist | 1 | 15 | Hall
Chandelier (Hanging) | Incandescent |  | Decorative | 3 | 40 | Other
Ceiling Fixture | Incandescent |  | Standard A Lamp | 1 | 60 | Garage
Garage door opener | Incandescent |  | Standard A Lamp | 2 | 40 | Garage
Recessed Can | Compact Fluorescent |  | Flood | 1 | 18 | Bedroom
Floor lamp | Incandescent |  | Standard A Lamp | 1 | 60 | Bedroom
Floor lamp | Incandescent |  | Reflector | 3 | 60 | Bedroom
Chandelier (Hanging) | Incandescent |  | Globe | 5 | 40 | Kitchen
Recessed Can | Compact Fluorescent |  | Flood | 1 | 18 | Kitchen
Ceiling Fixture | Incandescent |  | Standard A Lamp | 1 | 60 | Laundry Room
Ceiling Fixture | Compact Fluorescent |  | Twist | 2 | 25 | Office
Floor lamp | Incandescent |  | 3-Way Incandescent | 1 | 250 | Office
Ceiling Fixture | Compact Fluorescent |  | Twist | 2 | 25 | Office
Wall Mount | Incandescent |  | Decorative | 2 | 40 | Office
Wall Mount | Incandescent |  | Standard A Lamp | 1 | 75 | Office
Floor lamp | Compact Fluorescent |  | Twist | 1 | 15 | Living Room
Floor lamp | Incandescent |  | 3-Way Incandescent | 1 | 150 | Living Room
Floor lamp | Incandescent |  | Reflector | 2 | 65 | Living Room
Wall Mount | Incandescent |  | Globe | 3 | 40 | Bathroom
Ceiling Fixture | Incandescent |  | Standard A Lamp | 1 | 60 | Hall
Ceiling Fixture | Incandescent |  | Standard A Lamp | 1 | 60 | Bathroom
Ceiling Fan | Incandescent |  | Standard A Lamp | 4 | 40 | Master Bedroom
Recessed Can | Compact Fluorescent |  | Flood | 1 | 18 | Master Bedroom
Torchiere | Compact Fluorescent |  | Twist | 1 | 25 | Master Bedroom
Floor lamp | Incandescent |  | 3-Way Incandescent | 1 | 150 | Master Bedroom
Floor lamp | Compact Fluorescent |  | Twist | 1 | 25 | Master Bedroom
Chandelier (Hanging) | Incandescent |  | Globe | 1 | 40 | Office
Floor lamp | Incandescent |  | Reflector | 3 | 50 | Office
Ceiling Fixture | Incandescent |  | Standard A Lamp | 4 | 40 | Bedroom
Floor lamp | Compact Fluorescent |  | Twist | 1 | 25 | Bedroom
Floor lamp | Incandescent |  | Mini base | 1 | 20 | Bedroom
Recessed Can | Compact Fluorescent |  | Flood | 1 | 18 | Bedroom
Chandelier (Hanging) | Incandescent |  | Standard A Lamp | 1 | 100 | Hall
Ceiling Fixture | Compact Fluorescent |  | Twist | 1 | 25 | Bedroom
Wall Mount | Incandescent |  | Globe | 3 | 40 | Bathroom
Ceiling Fixture | Incandescent |  | Standard A Lamp | 1 | 25 | Bathroom
Ceiling Fixture | Compact Fluorescent |  | Twist | 2 | 15 | Living Room
Chandelier (Hanging) | Incandescent |  | Standard A Lamp | 3 | 40 | Hall
Ceiling Fixture | Incandescent |  | Standard A Lamp | 1 | 60 | Other
Chandelier (Hanging) | Incandescent |  | Standard A Lamp | 2 | 100 | Dining Room
Recessed Can | Compact Fluorescent |  | Flood | 1 | 22 | Kitchen
Table | Compact Fluorescent |  | Twist | 1 | 15 | Bedroom
Wall Mount | Incandescent |  | Mini base | 1 | 60 | Hall
Wall Mount | Incandescent |  | Standard A Lamp | 3 | 40 | Bathroom
Ceiling Fan | Incandescent |  | Decorative | 3 | 25 | Master Bedroom
Wall Mount | Compact Fluorescent |  | Twist | 1 | 15 | Master Bedroom
Table | Compact Fluorescent |  | Twist | 1 | 15 | Master Bedroom
Table | Incandescent |  | Standard A Lamp | 2 | 60 | Office
Ceiling Fixture | Compact Fluorescent |  | Twist | 2 | 15 | Closet
Ceiling Fixture | Incandescent |  | Clear | 1 | 40 | Other
Table | Compact Fluorescent |  | Twist | 1 | 14 | Other
Wall Mount | Compact Fluorescent |  | Twist | 2 | 14 | Bathroom
Ceiling Fixture | Compact Fluorescent |  | Twist | 3 | 14 | Bedroom
Ceiling Fixture | Compact Fluorescent |  | Twist | 3 | 14 | Bedroom
Ceiling Fixture | Compact Fluorescent |  | Twist | 3 | 14 | Bedroom
Ceiling Fixture | Compact Fluorescent |  | Twist | 1 | 14 | Hall
Ceiling Fixture | Compact Fluorescent |  | Twist | 2 | 14 | Family Room
Torchiere | Halogen |  | Quartz Tube | 1 | 300 | Family Room
Ceiling Fixture | Linear Fluorescent | 48 | T-12 | 2 | 40 | Garage
Ceiling Fixture | Compact Fluorescent |  | Twist | 1 | 14 | Garage
Track | Incandescent |  | Reflector | 8 | 75 | Hall
Ceiling Fixture | Halogen |  | PAR | 2 | 50 | Kitchen
Track | Compact Fluorescent |  | Reflector | 3 | 15 | Kitchen
Ceiling Fan | Compact Fluorescent |  | Twist | 1 | 14 | Kitchen
Ceiling Fixture | Linear Fluorescent | 48 | T-12 | 2 | 40 | Laundry Room
Track | Compact Fluorescent |  | Reflector | 7 | 14 | Living Room
Torchiere | Halogen |  | Quartz Tube | 1 | 300 | Living Room
Ceiling Fixture | Compact Fluorescent |  | Twist | 5 | 14 | Bathroom
Ceiling Fixture | Halogen |  | PAR | 1 | 50 | Master Bedroom
Ceiling Fixture | Linear Fluorescent | 48 | T-12 | 2 | 40 | Master Bedroom
Table | Compact Fluorescent |  | Twist | 1 | 14 | Office
Ceiling Fixture | Compact Fluorescent |  | Twist | 2 | 14 | Office
Wall Mount | Incandescent |  | Clear | 6 | 40 | Bathroom
Table | Incandescent |  | Standard A Lamp | 1 | 60 | Bedroom
Ceiling Fixture | Incandescent |  | Standard A Lamp | 1 | 60 | Bedroom
Chandelier (Hanging) | Incandescent |  | Clear | 5 | 60 | Dining Room
Recessed Can | Incandescent |  | Reflector | 1 | 65 | Dining Room
Recessed Can | Incandescent |  | Reflector | 1 | 65 | Other
Recessed Can | Incandescent |  | Reflector | 1 | 65 | Family Room
Ceiling Fixture | Incandescent |  | Decorative | 3 | 25 | Other
Ceiling Fixture | Incandescent |  | Reflector | 3 | 65 | Garage
Garage door opener | Incandescent |  | Standard A Lamp | 1 | 60 | Garage
Ceiling Fixture | Linear Fluorescent | 96 | T-12 | 2 | 40 | Garage
Ceiling Fixture | Incandescent |  | Decorative | 3 | 25 | Hall
Recessed Can | Incandescent |  | Reflector | 1 | 65 | Kitchen
Ceiling Fixture | Linear Fluorescent | 48 | T-12 | 2 | 32 | Laundry Room
Recessed Can | Incandescent |  | Reflector | 1 | 65 | Living Room
Table | Incandescent |  | 3-Way Incandescent | 1 | 150 | Living Room
Wall Mount | Incandescent |  | Clear | 6 | 40 | Bathroom
Ceiling Fan | Incandescent |  | Standard A Lamp | 1 | 60 | Bathroom
Recessed Can | Incandescent |  | Reflector | 1 | 65 | Bathroom
Recessed Can | Incandescent |  | Reflector | 1 | 65 | Master Bedroom
Table | Incandescent |  | Standard A Lamp | 1 | 60 | Master Bedroom
Ceiling Fixture | Linear Fluorescent | 24 | T-4 | 1 | 20 | Other
Recessed Can | Incandescent |  | Reflector | 1 | 65 | Dining Room
Track | Incandescent |  | Reflector | 3 | 65 | Office
Wall Mount | Incandescent |  | Clear | 5 | 40 | Bathroom
Recessed Can | Incandescent |  | Clear | 1 | 65 | Bathroom
Table | Incandescent |  | Standard A Lamp | 1 | 40 | Living Room
Table | Incandescent |  | Standard A Lamp | 1 | 100 | Living Room
Ceiling Fixture | Incandescent |  | Standard A Lamp | 4 | 100 | Living Room
Wall Mount | Incandescent |  | Standard A Lamp | 1 | 40 | Living Room
Ceiling Fixture | Incandescent |  | Standard A Lamp | 1 | 100 | Living Room
Ceiling Fixture | Incandescent |  | Standard A Lamp | 1 | 40 | Hall
Ceiling Fixture | Incandescent |  | Standard A Lamp | 1 | 100 | Bedroom
Wall Mount | Incandescent |  | Standard A Lamp | 2 | 100 | Bathroom
Ceiling Fixture | Compact Fluorescent |  | Twist | 1 | 15 | Master Bedroom
Wall Mount | Incandescent |  | Standard A Lamp | 4 | 60 | Bathroom
Ceiling Fixture | Incandescent |  | Standard A Lamp | 3 | 60 | Bedroom
Table | Incandescent |  | Decorative | 1 | 60 | Bedroom
Ceiling Fixture | Incandescent |  | Standard A Lamp | 3 | 60 | Bedroom
Table | Incandescent |  | Decorative | 2 | 40 | Bedroom
Recessed Can | Incandescent |  | Reflector | 1 | 65 | Other
Exit | Incandescent |  | Standard A Lamp | 2 | 60 | Garage
Ceiling Fixture | Incandescent |  | Standard A Lamp | 1 | 100 | Garage
Recessed Can | Incandescent |  | Reflector | 1 | 65 | Kitchen
Chandelier (Hanging) | Incandescent |  | Clear | 1 | 40 | Kitchen
Chandelier (Hanging) | Incandescent |  | Decorative | 6 | 40 | Kitchen
Ceiling Fixture | Incandescent |  | Standard A Lamp | 2 | 60 | Laundry Room
Recessed Can | Incandescent |  | Reflector | 1 | 60 | Living Room
Ceiling Fan | Incandescent |  | Standard A Lamp | 2 | 60 | Living Room
Floor lamp | Incandescent |  | Standard A Lamp | 1 | 150 | Living Room
Ceiling Fixture | Incandescent |  | Standard A Lamp | 2 | 60 | Bathroom
Wall Mount | Incandescent |  | Standard A Lamp | 3 | 60 | Bathroom
Recessed Can | Incandescent |  | Reflector | 1 | 65 | Bathroom
Ceiling Fixture | Incandescent |  | Standard A Lamp | 2 | 60 | Closet
Ceiling Fan | Incandescent |  | Standard A Lamp | 2 | 60 | Master Bedroom
Recessed Can | Incandescent |  | Clear | 1 | 40 | Master Bedroom
Table | Incandescent |  | Standard A Lamp | 1 | 60 | Master Bedroom
Wall Mount | Incandescent |  | Standard A Lamp | 2 | 60 | Other
Ceiling Fixture | Incandescent |  | Standard A Lamp | 2 | 60 | Other
Ceiling Fixture | Incandescent |  | Standard A Lamp | 3 | 60 | Office
Table | Incandescent |  | Decorative | 1 | 60 | Office
Wall Mount | Incandescent |  | Standard A Lamp | 3 | 60 | Bathroom
Ceiling Fixture | Incandescent |  | Standard A Lamp | 2 | 60 | Hall
Ceiling Fixture | Incandescent |  | Standard A Lamp | 3 | 60 | Hall
Table | Incandescent |  | Decorative | 1 | 60 | Hall
Ceiling Fixture | Incandescent |  | Standard A Lamp | 3 | 60 | Bedroom
Ceiling Fixture | Incandescent |  | Standard A Lamp | 2 | 60 | Bedroom
Table | Incandescent |  | Decorative | 3 | 40 | Bedroom
Ceiling Fixture | Incandescent |  | Standard A Lamp | 1 | 60 | Other
Ceiling Fixture | Linear Fluorescent | 96 | T-12 | 2 | 60 | Other
Garage door opener | Incandescent |  | Standard A Lamp | 1 | 60 | Other
Ceiling Fixture | Incandescent |  | Standard A Lamp | 3 | 60 | Bedroom
Ceiling Fixture | Incandescent |  | Standard A Lamp | 2 | 60 | Hall
Chandelier (Hanging) | Incandescent |  | Decorative | 9 | 60 | Hall
Wall Mount | Incandescent |  | Mini base | 1 | 25 | Hall
Ceiling Fixture | Incandescent |  | Standard A Lamp | 3 | 60 | Other
Wall Mount | Incandescent |  | Standard A Lamp | 3 | 60 | Bathroom
Wall Mount | Incandescent |  | Standard A Lamp | 2 | 60 | Bathroom
Ceiling Fixture | Incandescent |  | Heat Lamp | 1 | 150 | Bathroom
Ceiling Fixture | Incandescent |  | Standard A Lamp | 2 | 60 | Bedroom
Ceiling Fixture | Incandescent |  | Standard A Lamp | 1 | 60 | Garage
Garage door opener | Incandescent |  | Standard A Lamp | 1 | 60 | Garage
Recessed Can | Compact Fluorescent |  | Reflector | 1 | 22 | Hall
Chandelier (Hanging) | Incandescent |  | Standard A Lamp | 3 | 60 | Kitchen
Recessed Can | Compact Fluorescent |  | Reflector | 1 | 22 | Kitchen
Chandelier (Hanging) | Compact Fluorescent |  | Decorative | 1 | 7 | Kitchen
Ceiling Fixture | Compact Fluorescent |  | Twist | 2 | 22 | Laundry Room
Recessed Can | Compact Fluorescent |  | Reflector | 1 | 22 | Living Room
Architectural | Linear Fluorescent | 60 | T-8 | 1 | 32 | Living Room
Table | Incandescent |  | Standard A Lamp | 1 | 60 | Living Room
Wall Mount | Incandescent |  | Standard A Lamp | 4 | 40 | Bathroom
Ceiling Fixture | Incandescent |  | Standard A Lamp | 3 | 65 | Master Bedroom
Table | Incandescent |  | 3-Way Incandescent | 1 | 75 | Master Bedroom
Ceiling Fixture | Incandescent |  | Standard A Lamp | 2 | 60 | Office
Wall Mount | Incandescent |  | Globe | 4 | 60 | Bathroom
Wall Mount | Incandescent |  | Globe | 4 | 40 | Bathroom
Wall Mount | Incandescent |  | Standard A Lamp | 1 | 60 | Bathroom
Ceiling Fixture | Compact Fluorescent |  | Twist | 2 | 15 | Bedroom
Table | Linear Fluorescent | 72 | T-4 | 4 | 32 | Bedroom
Ceiling Fixture | Compact Fluorescent |  | Twist | 2 | 15 | Bedroom
Floor lamp | Linear Fluorescent | 72 | T-4 | 4 | 32 | Bedroom
Ceiling Fixture | Incandescent |  | Standard A Lamp | 1 | 60 | Closet
Ceiling Fan | Compact Fluorescent |  | Twist | 3 | 15 | Dining Room
Ceiling Fixture | Incandescent |  | Standard A Lamp | 2 | 65 | Family Room
Floor lamp | Compact Fluorescent |  | Twist | 1 | 15 | Family Room
Ceiling Fixture | Incandescent |  | Standard A Lamp | 1 | 60 | Garage
Ceiling Fixture | Linear Fluorescent | 48 | T-5 | 2 | 32 | Garage
Ceiling Fixture | Incandescent |  | Standard A Lamp | 1 | 60 | Hall
Ceiling Fixture | Linear Fluorescent | 60 | T-8 | 2 | 40 | Kitchen
Recessed Can | Compact Fluorescent |  | Twist | 1 | 15 | Kitchen
Ceiling Fixture | Incandescent |  | Standard A Lamp | 2 | 60 | Laundry Room
Ceiling Fan | Compact Fluorescent |  | Twist | 4 | 15 | Living Room
Floor lamp | Compact Fluorescent |  | Twist | 1 | 15 | Living Room
Ceiling Fixture | Incandescent |  | Standard A Lamp | 1 | 60 | Living Room
Wall Mount | Compact Fluorescent |  | Globe | 8 | 15 | Bathroom
Ceiling Fixture | Compact Fluorescent |  | Twist | 2 | 15 | Master Bedroom
Floor lamp | Incandescent |  | Standard A Lamp | 1 | 150 | Master Bedroom
Floor lamp | Linear Fluorescent | 72 | T-4 | 4 | 32 | Master Bedroom
Ceiling Fixture | Linear Fluorescent | 48 | T-8 | 2 | 32 | Office
Recessed Can | Incandescent |  | Standard A Lamp | 1 | 65 | Other
Ceiling Fixture | Incandescent |  | Standard A Lamp | 1 | 60 | Bathroom
Wall Mount | Incandescent |  | Globe | 3 | 75 | Bathroom
Recessed Can | Incandescent |  | Standard A Lamp | 1 | 65 | Bathroom
Ceiling Fixture | Incandescent |  | Standard A Lamp | 2 | 65 | Bedroom
Chandelier (Hanging) | Incandescent |  | Standard A Lamp | 2 | 75 | Dining Room
Recessed Can | Incandescent |  | Reflector | 1 | 65 | Hall
Recessed - other | Compact Fluorescent |  | Reflector | 1 | 22 | Hall
Recessed - other | Compact Fluorescent |  | Reflector | 1 | 22 | Hall
Recessed - other | Compact Fluorescent |  | Reflector | 1 | 22 | Hall
Recessed Can | Incandescent |  | Reflector | 1 | 75 | Kitchen
Track | Incandescent |  | Standard A Lamp | 2 | 60 | Kitchen
Chandelier (Hanging) | Incandescent |  | Standard A Lamp | 1 | 60 | Kitchen
Recessed Can | Incandescent |  | Reflector | 1 | 65 | Laundry Room
Floor lamp | Incandescent |  | Standard A Lamp | 1 | 100 | Living Room
Wall Mount | Incandescent |  | Standard A Lamp | 2 | 65 | Living Room
Chandelier (Hanging) | Incandescent |  | Standard A Lamp | 1 | 60 | Living Room
Recessed - other | Compact Fluorescent |  | Twist | 4 | 22 | Bathroom
Wall Mount | Incandescent |  | Standard A Lamp | 1 | 60 | Bathroom
Table | Compact Fluorescent |  | Twist | 1 | 22 | Bedroom
Wall Mount | Incandescent |  | Standard A Lamp | 1 | 65 | Bedroom
Recessed Can | Compact Fluorescent |  | Reflector | 1 | 22 | Closet
Table | Compact Fluorescent |  | Twist | 1 | 22 | Office
Ceiling Fixture | Incandescent |  | Standard A Lamp | 3 | 60 | Bedroom
Table | Incandescent |  | Standard A Lamp | 1 | 60 | Bedroom
Low bay | Linear Fluorescent | 48 | T-12 | 2 | 40 | Other
Ceiling Fixture | Incandescent |  | Standard A Lamp | 1 | 65 | Other
Ceiling Fixture | Incandescent |  | Standard A Lamp | 1 | 65 | Other
Recessed Can | Incandescent |  | Standard A Lamp | 1 | 65 | Other
Wall Mount | Compact Fluorescent |  | Twist | 2 | 15 | Bathroom
Wall Mount | Compact Fluorescent |  | Twist | 2 | 15 | Bathroom
Wall Mount | Compact Fluorescent |  | Twist | 2 | 15 | Bathroom
Ceiling Fixture | Compact Fluorescent |  | Twist | 1 | 15 | Closet
Ceiling Fixture | Compact Fluorescent |  | Twist | 3 | 15 | Dining Room
Chandelier (Hanging) | Compact Fluorescent |  | Twist | 1 | 42 | Hall
Ceiling Fixture | Compact Fluorescent |  | Twist | 2 | 15 | Hall
Chandelier (Hanging) | Incandescent |  | Standard A Lamp | 5 | 60 | Family Room
Torchiere | Compact Fluorescent |  | Twist | 1 | 36 | Family Room
Floor lamp | Compact Fluorescent |  | Twist | 1 | 22 | Family Room
Ceiling Fixture | Compact Fluorescent |  | Straight Tube | 1 | 22 | Garage
Ceiling Fixture | Linear Fluorescent | 48 | T-12 | 4 | 32 | Kitchen
Ceiling Fixture | Compact Fluorescent |  | Twist | 1 | 15 | Kitchen
Architectural | Halogen |  | Quartz Tube | 1 | 20 | Kitchen
Chandelier (Hanging) | Compact Fluorescent |  | Twist | 1 | 15 | Laundry Room
Torchiere | Compact Fluorescent |  | Twist | 1 | 36 | Living Room
Floor lamp | Compact Fluorescent |  | Twist | 1 | 22 | Living Room
Ceiling Fan | Incandescent |  | Standard A Lamp | 2 | 60 | Living Room
Ceiling Fixture | Compact Fluorescent |  | Twist | 2 | 22 | Master Bedroom
Table | Compact Fluorescent |  | Twist | 1 | 15 | Master Bedroom
Ceiling Fixture | Compact Fluorescent |  | Twist | 2 | 15 | Office
Ceiling Fixture | Compact Fluorescent |  | Twist | 2 | 15 | Bedroom
Table | Incandescent |  | Standard A Lamp | 1 | 60 | Bedroom
Ceiling Fixture | Compact Fluorescent |  | Circline (Screw Base) | 1 | 28 | Closet
Ceiling Fixture | Compact Fluorescent |  | Twist | 2 | 15 | Bedroom
Ceiling Fixture | Compact Fluorescent |  | Twist | 2 | 22 | Bathroom
Ceiling Fixture | Compact Fluorescent |  | Twist | 1 | 22 | Bedroom
Ceiling Fixture | Compact Fluorescent |  | Twist | 1 | 22 | Dining Room
Ceiling Fixture | Compact Fluorescent |  | Twist | 3 | 22 | Kitchen
Ceiling Fixture | Incandescent |  | Standard A Lamp | 1 | 60 | Laundry Room
Floor lamp | Compact Fluorescent |  | Twist | 1 | 22 | Living Room
Table | Compact Fluorescent |  | Twist | 1 | 22 | Living Room
Ceiling Fixture | Compact Fluorescent |  | Twist | 1 | 22 | Living Room
Ceiling Fixture | Compact Fluorescent |  | Twist | 1 | 22 | Office
Table | Compact Fluorescent |  | Twist | 1 | 22 | Office
Wall Mount | Compact Fluorescent |  | Twist | 2 | 13 | Bathroom
Wall Mount | Incandescent |  | Globe | 4 | 60 | Bathroom
Ceiling Fan | Compact Fluorescent |  | Twist | 3 | 13 | Master Bedroom
Table | Incandescent |  | Decorative | 2 | 60 | Master Bedroom
Ceiling Fixture | Compact Fluorescent |  | Twist | 2 | 13 | Bedroom
Ceiling Fixture | Compact Fluorescent |  | Twist | 2 | 13 | Bedroom
Table | Incandescent |  | Standard A Lamp | 1 | 60 | Bedroom
Ceiling Fixture | Compact Fluorescent |  | Twist | 2 | 13 | Bedroom
Table | Compact Fluorescent |  | Twist | 1 | 13 | Bedroom
Ceiling Fixture | Compact Fluorescent |  | Twist | 2 | 13 | Bedroom
Table | Compact Fluorescent |  | Twist | 1 | 13 | Bedroom
Chandelier (Hanging) | Compact Fluorescent |  | Twist | 3 | 13 | Dining Room
Ceiling Fixture | Compact Fluorescent |  | Twist | 2 | 15 | Family Room
Other | Linear Fluorescent | 24 | T-8 | 1 | 20 | Family Room
Other | Linear Fluorescent | 18 | T-8 | 1 | 15 | Family Room
Ceiling Fixture | Linear Fluorescent | 48 | T-12 | 4 | 40 | Garage
Ceiling Fixture | Incandescent |  | Standard A Lamp | 1 | 60 | Garage
Ceiling Fixture | Linear Fluorescent | 96 | T-12 | 1 | 75 | Garage
Ceiling Fixture | Incandescent |  | Standard A Lamp | 1 | 60 | Hall
Chandelier (Hanging) | Compact Fluorescent |  | Twist | 6 | 15 | Kitchen
Ceiling Fixture | Compact Fluorescent |  | Twist | 3 | 13 | Kitchen
Ceiling Fixture | Incandescent |  | Standard A Lamp | 1 | 60 | Kitchen
Architectural | Incandescent |  | Mini base | 2 | 40 | Kitchen
Recessed Can | Incandescent |  | Reflector | 1 | 65 | Kitchen
Other | Linear Fluorescent | 18 | T-8 | 1 | 12 | Living Room
Table | Incandescent |  | Standard A Lamp | 1 | 40 | Living Room
Ceiling Fixture | Compact Fluorescent |  | Twist | 2 | 15 | Office
Table | Incandescent |  | Standard A Lamp | 1 | 60 | Office
Ceiling Fixture | Incandescent |  | Standard A Lamp | 1 | 60 | Other
Ceiling Fixture | Linear Fluorescent | 48 | T-12 | 4 | 40 | Other
Ceiling Fixture | Compact Fluorescent |  | Twist | 1 | 13 | Other
Wall Mount | Compact Fluorescent |  | Twist | 3 | 15 | Bathroom
Wall Mount | Compact Fluorescent |  | Twist | 4 | 15 | Bathroom
Ceiling Fixture | Compact Fluorescent |  | Twist | 2 | 15 | Bedroom
Floor lamp | Incandescent |  | Standard A Lamp | 1 | 100 | Bedroom
Ceiling Fixture | Compact Fluorescent |  | Twist | 2 | 15 | Bedroom
Ceiling Fixture | Compact Fluorescent |  | Twist | 2 | 15 | Bedroom
Table | Incandescent |  | Decorative | 1 | 40 | Bedroom
Ceiling Fixture | Incandescent |  | Standard A Lamp | 2 | 60 | Bedroom
Ceiling Fixture | Incandescent |  | Clear | 1 | 60 | Dining Room
Garage door opener | Incandescent |  | Standard A Lamp | 1 | 60 | Dining Room
Ceiling Fixture | Incandescent |  | Standard A Lamp | 2 | 60 | Laundry Room
Floor lamp | Incandescent |  | Standard A Lamp | 1 | 75 | Kitchen
Chandelier (Hanging) | Compact Fluorescent |  | Twist | 4 | 15 | Kitchen
Wall Mount | Incandescent |  | Clear | 1 | 60 | Kitchen
Recessed Can | Incandescent |  | Reflector | 1 | 65 | Kitchen
Ceiling Fixture | Incandescent |  | Standard A Lamp | 2 | 60 | Kitchen
Chandelier (Hanging) | Compact Fluorescent |  | Twist | 5 | 15 | Living Room
Ceiling Fixture | Compact Fluorescent |  | Twist | 1 | 15 | Living Room
Ceiling Fixture | Compact Fluorescent |  | Twist | 2 | 15 | Bathroom
Wall Mount | Compact Fluorescent |  | Twist | 4 | 15 | Bathroom
Ceiling Fixture | Compact Fluorescent |  | Twist | 2 | 15 | Master Bedroom
Table | Compact Fluorescent |  | Twist | 1 | 15 | Master Bedroom
Table | Incandescent |  | Clear | 1 | 60 | Master Bedroom
Ceiling Fixture | Compact Fluorescent |  | Twist | 1 | 15 | Hall
Chandelier (Hanging) | Incandescent |  | Decorative | 3 | 60 | Hall
Wall Mount | Incandescent |  | Globe | 4 | 60 | Bathroom
Wall Mount | Incandescent |  | Globe | 8 | 60 | Bathroom
Ceiling Fixture | Incandescent |  | Standard A Lamp | 2 | 60 | Bedroom
Table | Halogen |  | Quartz Tube | 1 | 30 | Bedroom
Torchiere | Halogen |  | Quartz Tube | 1 | 150 | Master Bedroom
Ceiling Fixture | Incandescent |  | Standard A Lamp | 2 | 60 | Master Bedroom
Table | Incandescent |  | Mini base | 1 | 25 | Master Bedroom
Ceiling Fixture | Incandescent |  | Standard A Lamp | 2 | 60 | Bedroom
Table | Incandescent |  | Standard A Lamp | 1 | 40 | Bedroom
Ceiling Fixture | Incandescent |  | Standard A Lamp | 2 | 60 | Bedroom
Ceiling Fixture | Incandescent |  | Standard A Lamp | 2 | 60 | Closet
Ceiling Fixture | Incandescent |  | Standard A Lamp | 1 | 60 | Closet
Chandelier (Hanging) | Incandescent |  | Mini base | 8 | 25 | Dining Room
Ceiling Fixture | Incandescent |  | Standard A Lamp | 1 | 100 | Hall
Ceiling Fixture | Compact Fluorescent |  | Twist | 1 | 15 | Hall
Ceiling Fixture | Incandescent |  | Standard A Lamp | 2 | 60 | Hall
Chandelier (Hanging) | Incandescent |  | Mini base | 16 | 40 | Hall
Ceiling Fixture | Linear Fluorescent | 48 | T-8 | 4 | 40 | Kitchen
Recessed Can | Incandescent |  | Reflector | 1 | 75 | Kitchen
Architectural | Incandescent |  | Mini base | 2 | 40 | Kitchen
Ceiling Fixture | Linear Fluorescent | 48 | T-8 | 2 | 40 | Laundry Room
Torchiere | Incandescent |  | Standard A Lamp | 2 | 75 | Living Room
Table | Incandescent |  | Standard A Lamp | 1 | 100 | Living Room
Ceiling Fan | Incandescent |  | Reflector | 4 | 75 | Living Room
Wall Mount | Incandescent |  | Globe | 8 | 60 | Bathroom
Recessed - other | Incandescent |  | Clear | 1 | 75 | Bathroom
Recessed Can | Incandescent |  | Reflector | 1 | 75 | Bathroom
Torchiere | Incandescent |  | Standard A Lamp | 2 | 60 | Family Room
Recessed Can | Incandescent |  | Reflector | 1 | 75 | Family Room
Ceiling Fixture | Incandescent |  | Standard A Lamp | 3 | 60 | Family Room
Ceiling Fixture | Linear Fluorescent | 96 | T-12 | 2 | 100 | Garage
Garage door opener | Compact Fluorescent |  | Twist | 4 | 22 | Garage
Wall Mount | Compact Fluorescent |  | Twist | 1 | 15 | Bathroom
Ceiling Fan | Incandescent |  | Standard A Lamp | 1 | 60 | Bathroom
Wall Mount | Incandescent |  | Globe | 4 | 40 | Bathroom
Ceiling Fan | Incandescent |  | Standard A Lamp | 1 | 60 | Bathroom
Recessed Can | Incandescent |  | Reflector | 1 | 100 | Bathroom
Table | Incandescent |  | Mini base | 1 | 5 | Bedroom
Floor lamp | Halogen |  | Quartz Tube | 1 | 100 | Bedroom
Ceiling Fixture | Incandescent |  | Standard A Lamp | 1 | 60 | Closet
Ceiling Fixture | Incandescent |  | Standard A Lamp | 1 | 60 | Closet
Recessed Can | Incandescent |  | Reflector | 1 | 40 | Family Room
Garage door opener | Incandescent |  | Standard A Lamp | 1 | 100 | Garage
Ceiling Fixture | Incandescent |  | Standard A Lamp | 1 | 40 | Hall
Recessed Can | Incandescent |  | Standard A Lamp | 1 | 60 | Hall
Recessed - other | Linear Fluorescent | 48 | T-12 | 2 | 32 | Kitchen
Chandelier (Hanging) | Halogen |  | MR | 1 | 20 | Living Room
Table | Incandescent |  | Standard A Lamp | 1 | 60 | Living Room
Recessed Can | Incandescent |  | Reflector | 1 | 60 | Hall
Ceiling Fixture | Compact Fluorescent |  | Twist | 2 | 15 | Kitchen
Ceiling Fan | Compact Fluorescent |  | Twist | 1 | 22 | Kitchen
Ceiling Fixture | Incandescent |  | Standard A Lamp | 2 | 60 | Bathroom
Table | Compact Fluorescent |  | Twist | 1 | 15 | Office
Ceiling Fixture | Compact Fluorescent |  | Twist | 1 | 22 | Office
Table | Incandescent |  | Standard A Lamp | 1 | 40 | Master Bedroom
Ceiling Fixture | Incandescent |  | Decorative | 2 | 40 | Master Bedroom
Table | Compact Fluorescent |  | Twist | 1 | 22 | Master Bedroom
Garage door opener | Incandescent |  | Standard A Lamp | 2 | 60 | Garage
Chandelier (Hanging) | Incandescent |  | Standard A Lamp | 1 | 60 | Living Room
Table | Compact Fluorescent |  | 3-Way CFL | 1 | 18 | Living Room
Ceiling Fixture | Linear Fluorescent | 48 | T-8 | 2 | 32 | Living Room
Ceiling Fixture | Linear Fluorescent | 48 | T-8 | 2 | 32 | Laundry Room
Ceiling Fixture | Incandescent |  | Standard A Lamp | 1 | 60 | Hall
Ceiling Fixture | Compact Fluorescent |  | Twist | 2 | 15 | Bathroom
Ceiling Fixture | Incandescent |  | Standard A Lamp | 1 | 60 | Bedroom
Table | Compact Fluorescent |  | Twist | 3 | 15 | Bedroom
Ceiling Fixture | Linear Fluorescent | 48 | T-8 | 2 | 32 | Office
Table | Compact Fluorescent |  | Twist | 1 | 22 | Office
Ceiling Fixture | Compact Fluorescent |  | Twist | 3 | 15 | Living Room
Table | Compact Fluorescent |  | 3-Way CFL | 1 | 15 | Living Room
Torchiere | Compact Fluorescent |  | Twist | 1 | 15 | Living Room
Ceiling Fixture | Compact Fluorescent |  | Twist | 1 | 15 | Hall
Ceiling Fixture | Incandescent |  | Decorative | 2 | 60 | Bathroom
Track | Incandescent |  | Standard A Lamp | 3 | 60 | Bathroom
Wall Mount | Incandescent |  | Clear | 8 | 60 | Bathroom
Recessed Can | Compact Fluorescent |  | Reflector | 1 | 22 | Kitchen
Chandelier (Hanging) | Incandescent |  | Standard A Lamp | 1 | 60 | Kitchen
Ceiling Fan | Incandescent |  | Decorative | 4 | 60 | Living Room
Table | Incandescent |  | Standard A Lamp | 2 | 60 | Living Room
Ceiling Fixture | Linear Fluorescent | 48 | T-8 | 2 | 32 | Laundry Room
Torchiere | Compact Fluorescent |  | 3-Way CFL | 1 | 22 | Office
Table | Incandescent |  | Standard A Lamp | 2 | 60 | Office
Ceiling Fixture | Incandescent |  | Standard A Lamp | 1 | 60 | Hall
Track | Compact Fluorescent |  | Flood | 3 | 28 | Bedroom
Ceiling Fixture | Incandescent |  | Standard A Lamp | 1 | 90 | Hall
Chandelier (Hanging) | Incandescent |  | Decorative | 6 | 60 | Dining Room
Wall Mount | Incandescent |  | Globe | 4 | 60 | Bathroom
Ceiling Fan | Incandescent |  | Standard A Lamp | 2 | 60 | Other
Ceiling Fixture | Incandescent |  | Standard A Lamp | 2 | 60 | Master Bedroom
Ceiling Fixture | Incandescent |  | Standard A Lamp | 1 | 65 | Family Room
Ceiling Fixture | Linear Fluorescent | 48 | T-12 | 2 | 60 | Family Room
Floor lamp | Incandescent |  | Standard A Lamp | 2 | 60 | Family Room
Recessed Can | Incandescent |  | Heat Lamp | 2 | 150 | Bathroom
Wall Mount | Incandescent |  | Standard A Lamp | 4 | 60 | Bathroom
Ceiling Fixture | Incandescent |  | Standard A Lamp | 1 | 100 | Closet
Ceiling Fixture | Incandescent |  | Standard A Lamp | 1 | 40 | Closet
Chandelier (Hanging) | Incandescent |  | Mini base | 5 | 40 | Dining Room
Recessed Can | Incandescent |  | Reflector | 2 | 65 | Dining Room
Ceiling Fixture | Incandescent |  | Standard A Lamp | 2 | 40 | Hall
Ceiling Fixture | Incandescent |  | Standard A Lamp | 2 | 60 | Bedroom
Table | Incandescent |  | Standard A Lamp | 1 | 60 | Bedroom
Wall Mount | Incandescent |  | Globe | 2 | 40 | Bathroom
Recessed Can | Incandescent |  | Reflector | 1 | 65 | Kitchen
Ceiling Fixture | Linear Fluorescent | 48 | T-8 | 4 | 32 | Kitchen
Ceiling Fixture | Linear Fluorescent | 48 | T-12 | 2 | 60 | Laundry Room
Recessed Can | Incandescent |  | Reflector | 1 | 65 | Living Room
Recessed Can | Halogen |  | PAR | 1 | 75 | Living Room
Table | Compact Fluorescent |  | Twist | 1 | 22 | Living Room
Floor lamp | Compact Fluorescent |  | A shape bulb | 1 | 15 | Living Room
Ceiling Fixture | Incandescent |  | Standard A Lamp | 2 | 60 | Master Bedroom
Table | Compact Fluorescent |  | A shape bulb | 1 | 15 | Master Bedroom
Ceiling Fixture | Incandescent |  | Standard A Lamp | 1 | 100 | Closet
Wall Mount | Incandescent |  | Standard A Lamp | 1 | 100 | Closet
Ceiling Fixture | Incandescent |  | Standard A Lamp | 2 | 65 | Office
Recessed Can | Halogen |  | Other | 1 | 50 | Office
Chandelier (Hanging) | Incandescent |  | Mini base | 4 | 40 | Hall
Ceiling Fixture | Incandescent |  | Standard A Lamp | 1 | 60 | Hall
Ceiling Fixture | Incandescent |  | Standard A Lamp | 1 | 100 | Closet
Recessed Can | Incandescent |  | Reflector | 1 | 65 | Bathroom
Wall Mount | Incandescent |  | Globe | 5 | 40 | Bathroom
Ceiling Fixture | Incandescent |  | Standard A Lamp | 2 | 65 | Bedroom
Table | Incandescent |  | Standard A Lamp | 1 | 60 | Bedroom
Ceiling Fixture | Linear Fluorescent | 24 | T-12 | 1 | 60 | Closet
Recessed Can | Incandescent |  | Reflector | 1 | 65 | Family Room
Wall Mount | Incandescent |  | Standard A Lamp | 6 | 40 | Closet
Ceiling Fixture | Incandescent |  | Standard A Lamp | 2 | 60 | Closet
Ceiling Fixture | Incandescent |  | Standard A Lamp | 1 | 75 | Other
Table | Incandescent |  | Standard A Lamp | 1 | 60 | Other
Ceiling Fixture | Incandescent |  | Standard A Lamp | 1 | 60 | Bathroom
Wall Mount | Incandescent |  | Standard A Lamp | 4 | 60 | Bathroom
Ceiling Fixture | Incandescent |  | Standard A Lamp | 1 | 60 | Bathroom
Ceiling Fixture | Compact Fluorescent |  | Twist | 2 | 15 | Bedroom
Ceiling Fixture | Compact Fluorescent |  | Twist | 1 | 15 | Bedroom
Ceiling Fixture | Incandescent |  | Standard A Lamp | 1 | 60 | Bedroom
Chandelier (Hanging) | Incandescent |  | Standard A Lamp | 1 | 60 | Bedroom
Table | Compact Fluorescent |  | Twist | 1 | 22 | Bedroom
Ceiling Fixture | Incandescent |  | Standard A Lamp | 1 | 60 | Hall
Ceiling Fixture | Linear Fluorescent | 48 | T-12 | 2 | 32 | Laundry Room
Architectural | Linear Fluorescent | 18 | T-4 | 2 | 100 | Laundry Room
Ceiling Fixture | Linear Fluorescent | 42 | T-12 | 2 | 32 | Laundry Room
Ceiling Fan | Incandescent |  | Standard A Lamp | 2 | 60 | Living Room
Ceiling Fan | Compact Fluorescent |  | Twist | 4 | 15 | Living Room
Floor lamp | Incandescent |  | Standard A Lamp | 1 | 60 | Living Room
Table | Incandescent |  | 3-Way Incandescent | 1 | 75 | Living Room
Ceiling Fixture | Compact Fluorescent |  | Twist | 1 | 15 | Hall
Wall Mount | Incandescent |  | Globe | 4 | 60 | Bathroom
Wall Mount | Incandescent |  | Globe | 4 | 60 | Bathroom
Ceiling Fan | Compact Fluorescent |  | A shape bulb | 4 | 15 | Bedroom
Table | Compact Fluorescent |  | Twist | 1 | 15 | Bedroom
Ceiling Fixture | Incandescent |  | Standard A Lamp | 2 | 60 | Bedroom
Ceiling Fan | Compact Fluorescent |  | Twist | 3 | 15 | Bedroom
Ceiling Fixture | Incandescent |  | Standard A Lamp | 2 | 60 | Bedroom
Ceiling Fixture | Incandescent |  | Standard A Lamp | 1 | 75 | Closet
Chandelier (Hanging) | Compact Fluorescent |  | Twist | 3 | 15 | Dining Room
Ceiling Fan | Incandescent |  | Standard A Lamp | 2 | 60 | Family Room
Floor lamp | Compact Fluorescent |  | Twist | 2 | 15 | Family Room
Table | Compact Fluorescent |  | Twist | 1 | 28 | Family Room
Ceiling Fan | Incandescent |  | Standard A Lamp | 3 | 60 | Family Room
Ceiling Fixture | Compact Fluorescent |  | Twist | 2 | 15 | Family Room
Ceiling Fixture | Compact Fluorescent |  | Twist | 1 | 22 | Garage
Ceiling Fixture | Compact Fluorescent |  | Twist | 2 | 15 | Hall
Recessed Can | Incandescent |  | Reflector | 1 | 65 | Kitchen
Architectural | Incandescent |  | Mini base | 2 | 40 | Kitchen
Ceiling Fixture | Incandescent |  | Standard A Lamp | 2 | 60 | Laundry Room
Wall Mount | Incandescent |  | Globe | 4 | 60 | Bathroom
Recessed Can | Compact Fluorescent |  | Reflector | 1 | 15 | Bathroom
Recessed - other | Incandescent |  | Reflector | 1 | 65 | Bathroom
Ceiling Fan | Incandescent |  | Standard A Lamp | 3 | 60 | Master Bedroom
Table | Incandescent |  | Clear | 1 | 60 | Master Bedroom
Ceiling Fixture | Compact Fluorescent |  | Twist | 1 | 15 | Closet
Ceiling Fixture | Compact Fluorescent |  | Twist | 2 | 15 | Office
Table | Incandescent |  | Standard A Lamp | 1 | 60 | Office
Table | Halogen |  | MR | 1 | 20 | Office
Ceiling Fixture | Compact Fluorescent |  | Twist | 1 | 15 | Living Room
Floor lamp | Incandescent |  | Standard A Lamp | 1 | 60 | Living Room
Table | Compact Fluorescent |  | Twist | 1 | 15 | Living Room
Ceiling Fixture | Compact Fluorescent |  | Pin base | 2 | 15 | Other
Low bay | Incandescent |  | Standard A Lamp | 3 | 60 | Dining Room
Ceiling Fixture | Incandescent |  | Standard A Lamp | 2 | 60 | Office
Ceiling Fixture | Incandescent |  | Standard A Lamp | 1 | 60 | Family Room
Wall Mount | Linear Fluorescent | 18 | Fluorescent Other | 1 | 16 | Bathroom
Ceiling Fixture | Compact Fluorescent |  | Twist | 1 | 15 | Hall
Ceiling Fixture | Incandescent |  | Standard A Lamp | 1 | 75 | Kitchen
Ceiling Fixture | Incandescent |  | Standard A Lamp | 1 | 60 | Kitchen
Ceiling Fixture | Incandescent |  | Standard A Lamp | 1 | 60 | Laundry Room
Table | Incandescent |  | 3-Way Incandescent | 1 | 150 | Garage
Torchiere | Halogen |  | Quartz Tube | 1 | 300 | Garage
Ceiling Fixture | Incandescent |  | Clear | 2 | 60 | Garage
Wall Mount | Incandescent |  | Globe | 1 | 40 | Bathroom
Ceiling Fixture | Incandescent |  | Standard A Lamp | 2 | 60 | Master Bedroom
Ceiling Fixture | Incandescent |  | Standard A Lamp | 1 | 60 | Other
Ceiling Fixture | Linear Fluorescent | 48 | T-12 | 2 | 40 | Other
Ceiling Fixture | Incandescent |  | Standard A Lamp | 2 | 60 | Bathroom
Wall Mount | Incandescent |  | Standard A Lamp | 1 | 60 | Bathroom
Recessed Can | Halogen |  | PAR | 1 | 50 | Bathroom
Recessed Can | Halogen |  | Quartz Tube | 1 | 30 | Bathroom
Ceiling Fixture | Incandescent |  | Standard A Lamp | 2 | 60 | Bathroom
Wall Mount | Incandescent |  | Standard A Lamp | 1 | 60 | Bathroom
Ceiling Fixture | Incandescent |  | Standard A Lamp | 2 | 60 | Bedroom
Ceiling Fixture | Incandescent |  | Standard A Lamp | 2 | 60 | Bedroom
Ceiling Fixture | Incandescent |  | Standard A Lamp | 3 | 60 | Bedroom
Ceiling Fixture | Incandescent |  | Standard A Lamp | 2 | 60 | Bedroom
Table | Incandescent |  | Standard A Lamp | 2 | 75 | Bedroom
Table | Incandescent |  | 3-Way Incandescent | 1 | 150 | Family Room
Architectural | Linear Fluorescent | 60 | T-8 | 2 | 40 | Family Room
Ceiling Fixture | Incandescent |  | Standard A Lamp | 3 | 60 | Family Room
Recessed Can | Incandescent |  | Reflector | 1 | 65 | Family Room
Recessed Can | Halogen |  | MR | 1 | 75 | Hall
Chandelier (Hanging) | Incandescent |  | Standard A Lamp | 5 | 75 | Kitchen
Ceiling Fixture | Linear Fluorescent | 48 | T-12 | 2 | 40 | Kitchen
Ceiling Fixture | Compact Fluorescent |  | Circline (Screw Base) | 1 | 28 | Kitchen
Ceiling Fixture | Incandescent |  | Standard A Lamp | 1 | 65 | Kitchen
Recessed Can | Incandescent |  | Reflector | 1 | 65 | Laundry Room
Ceiling Fan | Compact Fluorescent |  | Twist | 2 | 15 | Living Room
Recessed Can | Incandescent |  | Standard A Lamp | 1 | 60 | Living Room
Table | Compact Fluorescent |  | Twist | 1 | 15 | Living Room
Wall Mount | Incandescent |  | Mini base | 1 | 60 | Living Room
Ceiling Fixture | Incandescent |  | Standard A Lamp | 1 | 60 | Living Room
Ceiling Fixture | Incandescent |  | Standard A Lamp | 3 | 65 | Master Bedroom
Table | Incandescent |  | Standard A Lamp | 1 | 40 | Master Bedroom
Ceiling Fixture | Incandescent |  | Standard A Lamp | 1 | 60 | Closet
Ceiling Fixture | Linear Fluorescent | 48 | T-8 | 4 | 60 | Office
Table | Incandescent |  | Standard A Lamp | 2 | 60 | Office
Track | Halogen |  | MR | 15 | 50 | Other
Ceiling Fixture | Linear Fluorescent | 36 | T-8 | 4 | 60 | Other
Table | Compact Fluorescent |  | Twist | 1 | 22 | Other
Ceiling Fixture | Incandescent |  | Standard A Lamp | 1 | 60 | Hall
Ceiling Fixture | Incandescent |  | Standard A Lamp | 1 | 60 | Closet
Ceiling Fixture | Incandescent |  | Standard A Lamp | 1 | 60 | Closet
Ceiling Fixture | Incandescent |  | Standard A Lamp | 1 | 65 | Closet
Ceiling Fixture | Halogen |  | PAR | 4 | 50 | Other
Ceiling Fixture | Incandescent |  | Decorative | 3 | 25 | Bathroom
Ceiling Fixture | Incandescent |  | Standard A Lamp | 1 | 100 | Bathroom
Ceiling Fixture | Linear Fluorescent | 24 | T-5 | 1 | 40 | Bathroom
Ceiling Fixture | Incandescent |  | Standard A Lamp | 2 | 60 | Bedroom
Table | Incandescent |  | Decorative | 1 | 40 | Bedroom
Ceiling Fixture | Incandescent |  | Standard A Lamp | 1 | 60 | Bedroom
Ceiling Fixture | Linear Fluorescent | 36 | T-8 | 2 | 60 | Bedroom
Table | Incandescent |  | Decorative | 1 | 40 | Bedroom
Ceiling Fixture | Incandescent |  | Standard A Lamp | 1 | 65 | Dining Room
Ceiling Fixture | Incandescent |  | Standard A Lamp | 1 | 60 | Other
Ceiling Fixture | Incandescent |  | Standard A Lamp | 1 | 60 | Hall
Ceiling Fixture | Linear Fluorescent | 36 | T-8 | 2 | 60 | Hall
Ceiling Fixture | Linear Fluorescent | 48 | T-8 | 4 | 60 | Kitchen
Ceiling Fixture | Incandescent |  | Standard A Lamp | 1 | 60 | Laundry Room
Table | Compact Fluorescent |  | Twist | 1 | 28 | Living Room
Ceiling Fixture | Compact Fluorescent |  | Twist | 2 | 22 | Office
Ceiling Fixture | Incandescent |  | Decorative | 4 | 40 | Office
Table | Incandescent |  | Standard A Lamp | 1 | 60 | Office
Ceiling Fixture | Linear Fluorescent | 36 | T-8 | 2 | 60 | Office
Ceiling Fixture | Incandescent |  | Standard A Lamp | 1 | 60 | Other
Ceiling Fixture | Compact Fluorescent |  | Twist | 1 | 22 | Other
Ceiling Fixture | Incandescent |  | Standard A Lamp | 1 | 60 | Bathroom
Wall Mount | Incandescent |  | Globe | 4 | 60 | Bathroom
Wall Mount | Incandescent |  | Globe | 6 | 60 | Bathroom
Chandelier (Hanging) | Incandescent |  | Decorative | 6 | 40 | Bedroom
Table | Compact Fluorescent |  | Pin base | 1 | 15 | Bedroom
Ceiling Fixture | Incandescent |  | Standard A Lamp | 3 | 60 | Bedroom
Ceiling Fan | Incandescent |  | Standard A Lamp | 1 | 60 | Bedroom
Table | Compact Fluorescent |  | Pin base | 1 | 15 | Bedroom
Table | Incandescent |  | Standard A Lamp | 1 | 40 | Bedroom
Ceiling Fixture | Linear Fluorescent | 48 | T-12 | 2 | 40 | Bedroom
Table | Compact Fluorescent |  | Twist | 1 | 15 | Bedroom
Ceiling Fixture | Compact Fluorescent |  | Circline (Screw Base) | 1 | 22 | Closet
Recessed Can | Compact Fluorescent |  | Reflector | 1 | 22 | Other
Ceiling Fixture | Linear Fluorescent | 48 | T-8 | 2 | 32 | Garage
Ceiling Fixture | Linear Fluorescent | 48 | T-12 | 1 | 40 | Garage
Garage door opener | Incandescent |  | Standard A Lamp | 2 | 60 | Garage
Ceiling Fixture | Linear Fluorescent | 48 | T-12 | 4 | 40 | Kitchen
Ceiling Fixture | Linear Fluorescent | 48 | T-12 | 2 | 40 | Laundry Room
Recessed Can | Incandescent |  | Reflector | 1 | 65 | Living Room
Ceiling Fan | Incandescent |  | Standard A Lamp | 5 | 60 | Living Room
Ceiling Fixture | Incandescent |  | Standard A Lamp | 1 | 60 | Living Room
Ceiling Fixture | Incandescent |  | Standard A Lamp | 1 | 60 | Other
Ceiling Fixture | Linear Fluorescent | 48 | T-12 | 2 | 40 | Other
Recessed Can | Incandescent |  | Reflector | 1 | 65 | Other
Ceiling Fan | Incandescent |  | Decorative | 4 | 60 | Other
Ceiling Fixture | Compact Fluorescent |  | Twist | 1 | 15 | Hall
Ceiling Fixture | Incandescent |  | Standard A Lamp | 1 | 60 | Bedroom
Ceiling Fixture | Incandescent |  | Standard A Lamp | 1 | 60 | Kitchen
Ceiling Fixture | Compact Fluorescent |  | Twist | 1 | 15 | Laundry Room
Ceiling Fixture | Compact Fluorescent |  | Twist | 1 | 15 | Living Room
Ceiling Fixture | Incandescent |  | Standard A Lamp | 1 | 60 | Bathroom
Ceiling Fixture | Incandescent |  | Standard A Lamp | 1 | 60 | Closet
Ceiling Fixture | Incandescent |  | Standard A Lamp | 1 | 60 | Bedroom
Ceiling Fixture | Incandescent |  | Standard A Lamp | 1 | 60 | Bedroom
Table | Incandescent |  | Standard A Lamp | 1 | 60 | Office
Ceiling Fixture | Compact Fluorescent |  | Twist | 1 | 22 | Kitchen
Wall Mount | Compact Fluorescent |  | Twist | 3 | 15 | Bathroom
Ceiling Fixture | Incandescent |  | Standard A Lamp | 2 | 60 | Bathroom
Recessed - other | Halogen |  | PAR | 1 | 20 | Bathroom
Ceiling Fixture | Incandescent |  | Standard A Lamp | 1 | 75 | Other
Ceiling Fixture | Linear Fluorescent | 48 | T-12 | 2 | 40 | Other
Table | Incandescent |  | Standard A Lamp | 1 | 60 | Other
Ceiling Fixture | Linear Fluorescent | 72 | T-12 | 2 | 60 | Other
Track | Compact Fluorescent |  | Twist | 1 | 15 | Other
Ceiling Fixture | Incandescent |  | Standard A Lamp | 1 | 60 | Closet
Ceiling Fixture | Linear Fluorescent | 48 | T-12 | 2 | 40 | Garage
Garage door opener | Incandescent |  | Standard A Lamp | 1 | 40 | Garage
Ceiling Fixture | Incandescent |  | Standard A Lamp | 1 | 60 | Garage
Ceiling Fixture | Compact Fluorescent |  | A shape bulb | 1 | 22 | Dining Room
Recessed Can | Compact Fluorescent |  | Twist | 1 | 15 | Living Room
Wall Mount | Incandescent |  | Standard A Lamp | 1 | 25 | Laundry Room
Track | Compact Fluorescent |  | Twist | 3 | 22 | Hall
Ceiling Fixture | Compact Fluorescent |  | Twist | 1 | 15 | Hall
Ceiling Fixture | Incandescent |  | Clear | 1 | 40 | Bathroom
Track | Compact Fluorescent |  | Twist | 1 | 15 | Bathroom
Ceiling Fixture | Compact Fluorescent |  | Twist | 2 | 15 | Office
Table | Halogen |  | MR | 1 | 30 | Office
Other | Incandescent |  | Other | 1 | 60 | Office
Ceiling Fixture | Compact Fluorescent |  | Twist | 1 | 15 | Bedroom
Table | Compact Fluorescent |  | Twist | 1 | 15 | Master Bedroom
Table | Halogen |  | MR | 1 | 50 | Master Bedroom
Recessed Can | Incandescent |  | Reflector | 1 | 65 | Bathroom
Table | Incandescent |  | Standard A Lamp | 1 | 75 | Bathroom
Recessed Can | Incandescent |  | Reflector | 1 | 65 | Bathroom
Table | Incandescent |  | Standard A Lamp | 1 | 100 | Living Room
Table | Incandescent |  | Standard A Lamp | 1 | 60 | Living Room
Recessed Can | Compact Fluorescent |  | Twist | 1 | 15 | Kitchen
Recessed Can | Incandescent |  | Reflector | 1 | 65 | Hall
Recessed Can | Incandescent |  | Reflector | 1 | 65 | Laundry Room
Recessed Can | Incandescent |  | Reflector | 1 | 65 | Bedroom
Recessed Can | Incandescent |  | Reflector | 1 | 65 | Bathroom
Recessed Can | Incandescent |  | Reflector | 1 | 65 | Bedroom
Recessed Can | Compact Fluorescent |  | Reflector | 1 | 22 | Bathroom
Wall Mount | Compact Fluorescent |  | A shape bulb | 1 | 15 | Bathroom
Wall Mount | Incandescent |  | Globe | 3 | 75 | Bathroom
Chandelier (Hanging) | Incandescent |  | Standard A Lamp | 1 | 60 | Bedroom
Table | Incandescent |  | Standard A Lamp | 1 | 60 | Bedroom
Chandelier (Hanging) | Incandescent |  | Standard A Lamp | 1 | 60 | Bedroom
Ceiling Fixture | Compact Fluorescent |  | Twist | 3 | 15 | Bedroom
Table | Incandescent |  | Standard A Lamp | 1 | 60 | Bedroom
Chandelier (Hanging) | Incandescent |  | Globe | 1 | 75 | Dining Room
Recessed Can | Compact Fluorescent |  | Reflector | 1 | 22 | Dining Room
Ceiling Fixture | Compact Fluorescent |  | Twist | 1 | 22 | Family Room
Floor lamp | Incandescent |  | Standard A Lamp | 1 | 60 | Family Room
Ceiling Fixture | Compact Fluorescent |  | Twist | 1 | 42 | Garage
Garage door opener | Incandescent |  | Standard A Lamp | 1 | 60 | Garage
Chandelier (Hanging) | Compact Fluorescent |  | Twist | 2 | 22 | Hall
Ceiling Fan | Compact Fluorescent |  | Twist | 2 | 22 | Kitchen
Ceiling Fixture | Incandescent |  | Standard A Lamp | 1 | 65 | Laundry Room
Floor lamp | Compact Fluorescent |  | Twist | 1 | 22 | Bedroom
Table | Compact Fluorescent |  | Straight Tube | 1 | 22 | Bedroom
Ceiling Fixture | Incandescent |  | Standard A Lamp | 3 | 60 | Other
Ceiling Fixture | Incandescent |  | Standard A Lamp | 1 | 75 | Bedroom
Table | Incandescent |  | Standard A Lamp | 1 | 60 | Bedroom
Ceiling Fan | Incandescent |  | Standard A Lamp | 1 | 65 | Other
Table | Incandescent |  | Standard A Lamp | 1 | 60 | Other
Ceiling Fan | Incandescent |  | Standard A Lamp | 1 | 75 | Dining Room
Ceiling Fan | Incandescent |  | Decorative | 4 | 40 | Dining Room
Table | Incandescent |  | Standard A Lamp | 1 | 60 | Dining Room
Ceiling Fixture | Linear Fluorescent | 96 | T-12 | 2 | 80 | Garage
Ceiling Fixture | Linear Fluorescent | 48 | T-12 | 2 | 40 | Garage
Ceiling Fixture | Incandescent |  | Standard A Lamp | 1 | 55 | Kitchen
Ceiling Fixture | Compact Fluorescent |  | 3-Way CFL | 1 | 23 | Kitchen
Ceiling Fixture | Incandescent |  | Standard A Lamp | 1 | 60 | Laundry Room
Ceiling Fan | Incandescent |  | Standard A Lamp | 1 | 60 | Living Room
Floor lamp | Incandescent |  | Standard A Lamp | 1 | 65 | Living Room
Floor lamp | Incandescent |  | Decorative | 4 | 40 | Living Room
Ceiling Fixture | Incandescent |  | Standard A Lamp | 1 | 65 | Bathroom
Ceiling Fixture | Incandescent |  | Standard A Lamp | 1 | 65 | Master Bedroom
Table | Incandescent |  | Standard A Lamp | 1 | 50 | Master Bedroom
Ceiling Fan | Incandescent |  | Standard A Lamp | 4 | 40 | Other
Table | Incandescent |  | Standard A Lamp | 1 | 60 | Bedroom
Recessed Can | Incandescent |  | Reflector | 1 | 60 | Bedroom
Ceiling Fixture | Incandescent |  | Standard A Lamp | 1 | 60 | Bedroom
Recessed Can | Incandescent |  | Reflector | 1 | 60 | Bedroom
Table | Incandescent |  | Standard A Lamp | 1 | 60 | Bedroom
Ceiling Fixture | Incandescent |  | Standard A Lamp | 1 | 60 | Bedroom
Recessed Can | Incandescent |  | Reflector | 1 | 60 | Family Room
Recessed Can | Incandescent |  | Reflector | 1 | 60 | Family Room
Floor lamp | Incandescent |  | Standard A Lamp | 1 | 60 | Family Room
Chandelier (Hanging) | Incandescent |  | Standard A Lamp | 1 | 60 | Family Room
Garage door opener | Incandescent |  | Clear | 2 | 40 | Garage
Ceiling Fixture | Incandescent |  | Standard A Lamp | 1 | 60 | Garage
Ceiling Fixture | Linear Fluorescent | 48 | T-4 | 2 | 40 | Other
Chandelier (Hanging) | Incandescent |  | Standard A Lamp | 6 | 60 | Kitchen
Recessed Can | Incandescent |  | Reflector | 1 | 60 | Kitchen
Ceiling Fixture | Incandescent |  | Standard A Lamp | 1 | 60 | Laundry Room
Ceiling Fixture | Linear Fluorescent | 48 | T-4 | 2 | 40 | Laundry Room
Ceiling Fixture | Incandescent |  | Standard A Lamp | 3 | 60 | Living Room
Table | Incandescent |  | Standard A Lamp | 1 | 60 | Living Room
Ceiling Fixture | Incandescent |  | Reflector | 3 | 60 | Other
Wall Mount | Compact Fluorescent |  | Twist | 2 | 14 | Bathroom
Ceiling Fixture | Compact Fluorescent |  | Twist | 2 | 14 | Bedroom
Ceiling Fixture | Compact Fluorescent |  | Twist | 2 | 14 | Bedroom
Floor lamp | Compact Fluorescent |  | Twist | 1 | 14 | Bedroom
Ceiling Fixture | Incandescent |  | Standard A Lamp | 1 | 60 | Garage
Ceiling Fixture | Compact Fluorescent |  | Twist | 1 | 14 | Hall
Ceiling Fixture | Compact Fluorescent |  | Twist | 2 | 14 | Kitchen
Ceiling Fan | Incandescent |  | Globe | 5 | 40 | Kitchen
Floor lamp | Compact Fluorescent |  | Twist | 1 | 14 | Living Room
Wall Mount | Compact Fluorescent |  | Twist | 2 | 14 | Bathroom
Ceiling Fan | Compact Fluorescent |  | Twist | 1 | 14 | Master Bedroom
Floor lamp | Incandescent |  | Standard A Lamp | 1 | 25 | Master Bedroom
Table | Incandescent |  | Standard A Lamp | 1 | 150 | Bedroom
Table | Incandescent |  | Standard A Lamp | 1 | 100 | Bedroom
Ceiling Fixture | Linear Fluorescent | 96 | T-12 | 2 | 60 | Other
Ceiling Fixture | Compact Fluorescent |  | Twist | 2 | 22 | Other
Ceiling Fixture | Linear Fluorescent | 48 | T-12 | 2 | 40 | Other
Ceiling Fixture | Incandescent |  | Standard A Lamp | 1 | 100 | Other
Ceiling Fixture | Incandescent |  | Standard A Lamp | 1 | 40 | Other
Ceiling Fixture | Incandescent |  | Standard A Lamp | 1 | 100 | Other
Ceiling Fixture | Compact Fluorescent |  | Twist | 2 | 22 | Office
Ceiling Fixture | Linear Fluorescent | 96 | T-12 | 2 | 60 | Office
Table | Incandescent |  | Standard A Lamp | 1 | 60 | Office
Table | Incandescent |  | Clear | 1 | 25 | Office
Wall Mount | Incandescent |  | Globe | 8 | 40 | Bathroom
Recessed Can | Incandescent |  | Reflector | 1 | 75 | Bathroom
Table | Incandescent |  | Standard A Lamp | 1 | 75 | Bedroom
Floor lamp | Compact Fluorescent |  | Pin base | 1 | 22 | Bedroom
Ceiling Fixture | Incandescent |  | Standard A Lamp | 1 | 100 | Bedroom
Table | Incandescent |  | Standard A Lamp | 2 | 100 | Bedroom
Table | Incandescent |  | Standard A Lamp | 1 | 75 | Bedroom
Table | Incandescent |  | Decorative | 2 | 60 | Bedroom
Ceiling Fixture | Incandescent |  | Standard A Lamp | 1 | 150 | Garage
Garage door opener | Incandescent |  | Standard A Lamp | 1 | 75 | Garage
Ceiling Fixture | Compact Fluorescent |  | Twist | 1 | 15 | Hall
Chandelier (Hanging) | Incandescent |  | Standard A Lamp | 1 | 100 | Kitchen
Recessed Can | Incandescent |  | Reflector | 1 | 75 | Laundry Room
Chandelier (Hanging) | Compact Fluorescent |  | Twist | 2 | 15 | Laundry Room
Ceiling Fixture | Incandescent |  | Standard A Lamp | 1 | 40 | Office
Floor lamp | Compact Fluorescent |  | Twist | 1 | 22 | Living Room
Floor lamp | Compact Fluorescent |  | Twist | 2 | 15 | Living Room
Table | Incandescent |  | Decorative | 1 | 40 | Living Room
Table | Incandescent |  | Standard A Lamp | 1 | 40 | Living Room
Ceiling Fixture | Compact Fluorescent |  | Twist | 1 | 22 | Hall
Wall Mount | Compact Fluorescent |  | Twist | 6 | 15 | Bathroom
Ceiling Fan | Incandescent |  | Standard A Lamp | 1 | 65 | Bathroom
Ceiling Fixture | Incandescent |  | Standard A Lamp | 2 | 60 | Bedroom
Table | Incandescent |  | Standard A Lamp | 1 | 60 | Bedroom
Wall Mount | Incandescent |  | Standard A Lamp | 3 | 60 | Bathroom
Wall Mount | Incandescent |  | Standard A Lamp | 3 | 60 | Bathroom
Ceiling Fixture | Incandescent |  | Reflector | 1 | 90 | Bathroom
Ceiling Fixture | Incandescent |  | Standard A Lamp | 9 | 60 | Dining Room
Ceiling Fixture | Incandescent |  | Standard A Lamp | 2 | 60 | Hall
Low bay | Linear Fluorescent | 96 | T-12 | 2 | 100 | Garage
Ceiling Fixture | Incandescent |  | Reflector | 1 | 65 | Garage
Garage door opener | Compact Fluorescent |  | A shape bulb | 1 | 15 | Garage
Ceiling Fixture | Incandescent |  | Standard A Lamp | 2 | 60 | Hall
Ceiling Fixture | Incandescent |  | Standard A Lamp | 2 | 60 | Hall
Recessed Can | Incandescent |  | Reflector | 1 | 65 | Kitchen
Ceiling Fixture | Incandescent |  | Standard A Lamp | 2 | 60 | Laundry Room
Floor lamp | Compact Fluorescent |  | Straight Tube | 1 | 28 | Living Room
Floor lamp | Incandescent |  | Standard A Lamp | 1 | 100 | Living Room
Torchiere | Incandescent |  | Standard A Lamp | 2 | 60 | Living Room
Torchiere | Compact Fluorescent |  | Twist | 1 | 15 | Living Room
Ceiling Fan | Incandescent |  | Mini base | 3 | 40 | Master Bedroom
Table | Incandescent |  | Standard A Lamp | 2 | 60 | Master Bedroom
Table | Compact Fluorescent |  | Twist | 1 | 15 | Master Bedroom
Ceiling Fixture | Incandescent |  | Standard A Lamp | 2 | 60 | Office
Floor lamp | Incandescent |  | Standard A Lamp | 1 | 60 | Office
Ceiling Fixture | Incandescent |  | Standard A Lamp | 1 | 60 | Closet
Ceiling Fixture | Incandescent |  | Standard A Lamp | 2 | 60 | Office
Low bay | Linear Fluorescent | 36 | T-12 | 2 | 32 | Office
Ceiling Fixture | Incandescent |  | Standard A Lamp | 2 | 60 | Dining Room
Ceiling Fixture | Incandescent |  | Standard A Lamp | 2 | 60 | Hall
Wall Mount | Compact Fluorescent |  | Twist | 4 | 15 | Bathroom
Ceiling Fixture | Incandescent |  | Standard A Lamp | 1 | 60 | Bedroom
Table | Incandescent |  | Standard A Lamp | 1 | 70 | Bedroom
Table | Incandescent |  | Standard A Lamp | 1 | 40 | Bedroom
Ceiling Fixture | Compact Fluorescent |  | Twist | 1 | 15 | Bedroom
Ceiling Fixture | Compact Fluorescent |  | Twist | 2 | 15 | Bedroom
Chandelier (Hanging) | Incandescent |  | Mini base | 10 | 40 | Dining Room
Ceiling Fixture | Compact Fluorescent |  | Twist | 1 | 15 | Hall
Ceiling Fixture | Linear Fluorescent | 48 | T-12 | 2 | 60 | Kitchen
Ceiling Fixture | Linear Fluorescent | 48 | T-12 | 4 | 60 | Kitchen
Chandelier (Hanging) | Incandescent |  | Standard A Lamp | 2 | 60 | Living Room
Table | Incandescent |  | Standard A Lamp | 1 | 60 | Living Room
Table | Compact Fluorescent |  | Twist | 1 | 15 | Living Room
Ceiling Fixture | Compact Fluorescent |  | Twist | 2 | 15 | Office
Ceiling Fixture | Compact Fluorescent |  | Twist | 1 | 15 | Closet
Wall Mount | Incandescent |  | Standard A Lamp | 3 | 100 | Bathroom
Recessed Can | Incandescent |  | Heat Lamp | 1 | 125 | Bathroom
Wall Mount | Incandescent |  | Standard A Lamp | 3 | 100 | Bathroom
Recessed Can | Incandescent |  | Reflector | 1 | 60 | Hall
Ceiling Fixture | Compact Fluorescent |  | Twist | 2 | 15 | Hall
Ceiling Fan | Incandescent |  | Decorative | 3 | 60 | Family Room
Floor lamp | Incandescent |  | Standard A Lamp | 1 | 65 | Family Room
Ceiling Fixture | Incandescent |  | Standard A Lamp | 1 | 100 | Garage
Recessed Can | Incandescent |  | Reflector | 1 | 60 | Bedroom
Table | Incandescent |  | Standard A Lamp | 1 | 100 | Bedroom
Recessed Can | Incandescent |  | Reflector | 1 | 60 | Hall
Recessed Can | Incandescent |  | Reflector | 1 | 60 | Kitchen
High bay | Halogen |  |  | 4 | 20 | Kitchen
High bay | Halogen |  | PAR | 2 | 30 | Kitchen
Recessed Can | Incandescent |  | Reflector | 1 | 60 | Bedroom
Table | Incandescent |  | Standard A Lamp | 1 | 75 | Bedroom
Recessed Can | Incandescent |  | Reflector | 1 | 60 | Living Room
Ceiling Fixture | Compact Fluorescent |  | Twist | 2 | 28 | Laundry Room
Ceiling Fixture | Incandescent |  | Standard A Lamp | 2 | 100 | Closet
Wall Mount | Incandescent |  | Globe | 4 | 25 | Bathroom
Ceiling Fixture | Incandescent |  | Standard A Lamp | 1 | 60 | Bathroom
Wall Mount | Incandescent |  | Standard A Lamp | 4 | 40 | Bathroom
Wall Mount | Incandescent |  | Globe | 6 | 60 | Bathroom
Ceiling Fan | Incandescent |  | Standard A Lamp | 4 | 40 | Bedroom
Table | Compact Fluorescent |  | Twist | 2 | 22 | Bedroom
Ceiling Fixture | Incandescent |  | Standard A Lamp | 2 | 60 | Bedroom
Ceiling Fixture | Incandescent |  | Decorative | 3 | 40 | Bedroom
Ceiling Fan | Incandescent |  | Decorative | 4 | 40 | Bedroom
Table | Compact Fluorescent |  | Twist | 2 | 22 | Bedroom
Ceiling Fixture | Linear Fluorescent | 48 | T-12 | 2 | 40 | Bedroom
Ceiling Fan | Incandescent |  | Standard A Lamp | 4 | 40 | Family Room
Ceiling Fixture | Compact Fluorescent |  | Twist | 1 | 15 | Family Room
Ceiling Fixture | Incandescent |  | Standard A Lamp | 2 | 60 | Family Room
Low bay | Linear Fluorescent | 48 | T-12 | 2 | 40 | Garage
Garage door opener | Compact Fluorescent |  | Twist | 2 | 15 | Garage
Wall Mount | Incandescent |  | Standard A Lamp | 1 | 60 | Hall
Wall Mount | Compact Fluorescent |  | Twist | 1 | 15 | Hall
Ceiling Fixture | Linear Fluorescent | 24 | T-12 | 4 | 20 | Kitchen
Ceiling Fixture | Incandescent |  | Standard A Lamp | 1 | 40 | Kitchen
Recessed Can | Incandescent |  | Reflector | 1 | 65 | Kitchen
Ceiling Fixture | Compact Fluorescent |  | Twist | 2 | 15 | Bathroom
Wall Mount | Incandescent |  | Globe | 3 | 60 | Bathroom
Ceiling Fixture | Incandescent |  | Standard A Lamp | 6 | 40 | Living Room
Table | Compact Fluorescent |  | Twist | 1 | 15 | Living Room
Ceiling Fixture | Linear Fluorescent | 48 | T-12 | 2 | 40 | Office
Table | Compact Fluorescent |  | Twist | 1 | 15 | Office
Ceiling Fixture | Linear Fluorescent | 48 | T-12 | 2 | 40 | Other
Ceiling Fixture | Incandescent |  | Standard A Lamp | 1 | 60 | Other
Ceiling Fixture | Linear Fluorescent | 48 | T-12 | 2 | 40 | Other
Table | Incandescent |  | Standard A Lamp | 3 | 60 | Other
Ceiling Fixture | Incandescent |  | Standard A Lamp | 1 | 60 | Other
Wall Mount | Incandescent |  | Globe | 3 | 60 | Bathroom
Ceiling Fixture | Incandescent |  | Standard A Lamp | 2 | 60 | Bathroom
Ceiling Fixture | Incandescent |  | Standard A Lamp | 2 | 60 | Bedroom
Table | Compact Fluorescent |  | Twist | 1 | 15 | Bedroom
Ceiling Fixture | Incandescent |  | Standard A Lamp | 1 | 60 | Bedroom
Table | Compact Fluorescent |  | Twist | 1 | 15 | Bedroom
Ceiling Fixture | Incandescent |  | Standard A Lamp | 2 | 60 | Kitchen
Ceiling Fixture | Linear Fluorescent | 48 | T-12 | 2 | 40 | Kitchen
Ceiling Fixture | Incandescent |  | Standard A Lamp | 1 | 60 | Laundry Room
Ceiling Fixture | Incandescent |  | Standard A Lamp | 2 | 60 | Living Room
Ceiling Fan | Incandescent |  | Standard A Lamp | 4 | 40 | Living Room
Table | Compact Fluorescent |  | Twist | 1 | 15 | Living Room
Ceiling Fixture | Compact Fluorescent |  | Twist | 1 | 15 | Garage
Ceiling Fixture | Compact Fluorescent |  | Twist | 1 | 22 | Bathroom
Wall Mount | Incandescent |  | Globe | 6 | 60 | Bathroom
Ceiling Fixture | Incandescent |  | Standard A Lamp | 1 | 65 | Bathroom
Wall Mount | Compact Fluorescent |  | Globe | 4 | 15 | Bathroom
Ceiling Fixture | Incandescent |  | Standard A Lamp | 2 | 60 | Bedroom
Table | Incandescent |  | 3-Way Incandescent | 1 | 100 | Bedroom
Ceiling Fixture | Incandescent |  | Standard A Lamp | 2 | 65 | Bedroom
Ceiling Fixture | Incandescent |  | Standard A Lamp | 1 | 40 | Bathroom
Ceiling Fixture | Incandescent |  | Standard A Lamp | 2 | 65 | Family Room
Ceiling Fixture | Incandescent |  | Standard A Lamp | 1 | 60 | Family Room
Recessed - other | Linear Fluorescent | 24 | T-12 | 1 | 60 | Family Room
Ceiling Fixture | Incandescent |  | Standard A Lamp | 2 | 60 | Other
Low bay | Linear Fluorescent | 48 | T-12 | 2 | 20 | Other
Recessed Can | Incandescent |  | Reflector | 1 | 40 | Other
Ceiling Fixture | Incandescent |  | Standard A Lamp | 2 | 60 | Other
Table | Incandescent |  | 3-Way Incandescent | 1 | 150 | Other
Floor lamp | Halogen |  | Quartz Tube | 1 | 20 | Other
Ceiling Fixture | Linear Fluorescent | 40 | T-12 | 2 | 60 | Other
Ceiling Fixture | Incandescent |  | Standard A Lamp | 1 | 60 | Closet
Chandelier (Hanging) | Halogen |  | Other | 10 | 20 | Dining Room
Recessed Can | Incandescent |  | Reflector | 1 | 60 | Dining Room
Ceiling Fixture | Incandescent |  | Standard A Lamp | 2 | 65 | Hall
Recessed Can | Compact Fluorescent |  | Reflector | 1 | 15 | Hall
Chandelier (Hanging) | Halogen |  | MR | 1 | 50 | Hall
Ceiling Fixture | Incandescent |  | Standard A Lamp | 1 | 65 | Garage
Garage door opener | Incandescent |  | Standard A Lamp | 1 | 60 | Garage
Ceiling Fixture | Compact Fluorescent |  | Twist | 2 | 15 | Hall
Ceiling Fixture | Linear Fluorescent | 24 | T-12 | 2 | 40 | Hall
Ceiling Fixture | Linear Fluorescent | 48 | T-12 | 2 | 40 | Kitchen
Ceiling Fixture | Incandescent |  | Reflector | 1 | 60 | Living Room
Table | Incandescent |  | 3-Way Incandescent | 1 | 150 | Living Room
Torchiere | Incandescent |  | Standard A Lamp | 2 | 65 | Living Room
Ceiling Fixture | Incandescent |  | Standard A Lamp | 1 | 65 | Closet
Ceiling Fixture | Compact Fluorescent |  | Twist | 2 | 22 | Office
Table | Incandescent |  | Standard A Lamp | 1 | 60 | Office
Wall Mount | Compact Fluorescent |  | Twist | 1 | 15 | Bathroom
Ceiling Fixture | Compact Fluorescent |  | Twist | 1 | 15 | Bedroom
Ceiling Fixture | Compact Fluorescent |  | Twist | 1 | 15 | Bedroom
Ceiling Fixture | Compact Fluorescent |  | Twist | 1 | 22 | Bedroom
Ceiling Fixture | Compact Fluorescent |  | Twist | 1 | 15 | Hall
Ceiling Fixture | Compact Fluorescent |  | Twist | 1 | 22 | Kitchen
Ceiling Fixture | Compact Fluorescent |  | Twist | 2 | 15 | Living Room
Table | Compact Fluorescent |  | Twist | 1 | 22 | Living Room
Wall Mount | Incandescent |  | Globe | 8 | 40 | Bathroom
Ceiling Fixture | Incandescent |  | Standard A Lamp | 2 | 60 | Bathroom
Other | Incandescent |  | Mini base | 1 | 25 | Bathroom
Ceiling Fixture | Incandescent |  | Standard A Lamp | 2 | 60 | Bedroom
Table | Incandescent |  | Decorative | 1 | 40 | Bedroom
Ceiling Fixture | Incandescent |  | Standard A Lamp | 2 | 60 | Bedroom
Ceiling Fixture | Incandescent |  | Standard A Lamp | 2 | 60 | Hall
Ceiling Fixture | Incandescent |  | Standard A Lamp | 1 | 60 | Hall
Recessed Can | Incandescent |  | Reflector | 1 | 65 | Hall
Table | Incandescent |  | Decorative | 1 | 60 | Hall
Ceiling Fan | Incandescent |  | Clear | 4 | 40 | Bedroom
Table | Incandescent |  | Standard A Lamp | 1 | 60 | Bedroom
Ceiling Fan | Incandescent |  | Clear | 4 | 40 | Bedroom
Table | Incandescent |  | Standard A Lamp | 1 | 60 | Bedroom
Ceiling Fixture | Incandescent |  | Standard A Lamp | 2 | 60 | Bedroom
Ceiling Fixture | Incandescent |  | Standard A Lamp | 2 | 60 | Family Room
Table | Incandescent |  | Standard A Lamp | 1 | 150 | Family Room
Recessed Can | Incandescent |  | Reflector | 1 | 65 | Family Room
Table | Incandescent |  | Decorative | 1 | 40 | Family Room
Garage door opener | Incandescent |  | Standard A Lamp | 1 | 60 | Garage
Ceiling Fixture | Incandescent |  | Standard A Lamp | 1 | 75 | Garage
Wall Mount | Incandescent |  | Standard A Lamp | 3 | 60 | Bathroom
Recessed Can | Incandescent |  | Reflector | 1 | 65 | Hall
Recessed Can | Incandescent |  | Reflector | 1 | 65 | Kitchen
Other | Incandescent |  | Mini base | 2 | 25 | Kitchen
Chandelier (Hanging) | Compact Fluorescent |  | Twist | 5 | 15 | Kitchen
Ceiling Fixture | Linear Fluorescent | 48 | T-12 | 2 | 40 | Laundry Room
Recessed Can | Incandescent |  | Reflector | 1 | 65 | Living Room
Recessed Can | Incandescent |  | Reflector | 1 | 65 | Living Room
Table | Incandescent |  | Standard A Lamp | 1 | 150 | Living Room
Table | Incandescent |  | Standard A Lamp | 2 | 60 | Living Room
Wall Mount | Incandescent |  | Standard A Lamp | 1 | 60 | Living Room
Recessed Can | Incandescent |  | Reflector | 1 | 65 | Bathroom
Wall Mount | Incandescent |  | Standard A Lamp | 2 | 60 | Bathroom
Ceiling Fixture | Incandescent |  | Standard A Lamp | 2 | 60 | Master Bedroom
Table | Incandescent |  | Decorative | 1 | 25 | Master Bedroom
Ceiling Fan | Incandescent |  | Clear | 4 | 40 | Master Bedroom
Table | Incandescent |  | Standard A Lamp | 1 | 25 | Master Bedroom
Recessed Can | Incandescent |  | Reflector | 1 | 40 | Master Bedroom
Wall Mount | Incandescent |  | Standard A Lamp | 1 | 75 | Other
Chandelier (Hanging) | Incandescent |  | Standard A Lamp | 9 | 60 | Other
Recessed Can | Incandescent |  | Reflector | 1 | 65 | Other
Floor lamp | Incandescent |  | Decorative | 1 | 60 | Other
Table | Incandescent |  | Standard A Lamp | 1 | 15 | Other
Ceiling Fixture | Incandescent |  | Standard A Lamp | 1 | 60 | Other
Wall Mount | Compact Fluorescent |  | Twist | 3 | 15 | Bathroom
Wall Mount | Incandescent |  | Decorative | 3 | 25 | Bathroom
Ceiling Fixture | Incandescent |  | Standard A Lamp | 1 | 40 | Bathroom
Wall Mount | Incandescent |  | Globe | 8 | 40 | Bathroom
Recessed Can | Incandescent |  | Reflector | 1 | 65 | Bathroom
Ceiling Fixture | Incandescent |  | Standard A Lamp | 2 | 60 | Bedroom
Table | Compact Fluorescent |  | Twist | 1 | 15 | Bedroom
Chandelier (Hanging) | Incandescent |  | Standard A Lamp | 2 | 60 | Bedroom
Ceiling Fan | Incandescent |  | Standard A Lamp | 3 | 60 | Bedroom
Table | Compact Fluorescent |  | Twist | 1 | 22 | Bedroom
Ceiling Fixture | Incandescent |  | Standard A Lamp | 1 | 100 | Bedroom
Ceiling Fixture | Linear Fluorescent | 48 | T-12 | 2 | 40 | Other
Ceiling Fixture | Linear Fluorescent | 48 | T-12 | 2 | 40 | Closet
Recessed Can | Incandescent |  | Reflector | 2 | 65 | Closet
Chandelier (Hanging) | Incandescent |  | Decorative | 8 | 25 | Dining Room
Ceiling Fan | Incandescent |  | Decorative | 5 | 60 | Family Room
Floor lamp | Compact Fluorescent |  | Twist | 1 | 22 | Family Room
Table | Compact Fluorescent |  | Twist | 1 | 22 | Family Room
Ceiling Fixture | Compact Fluorescent |  | Reflector | 2 | 22 | Garage
Chandelier (Hanging) | Incandescent |  | Decorative | 20 | 25 | Hall
Recessed Can | Incandescent |  | Reflector | 1 | 65 | Hall
Recessed Can | Other |  | LED Interior | 1 | 6 | Hall
Recessed Can | Incandescent |  | Reflector | 1 | 65 | Kitchen
Recessed Can | Halogen |  | MR | 1 | 50 | Kitchen
Ceiling Fixture | Halogen |  | MR | 4 | 50 | Kitchen
Ceiling Fixture | Halogen |  | MR | 4 | 50 | Laundry Room
Table | Incandescent |  | Standard A Lamp | 1 | 40 | Living Room
Recessed Can | Incandescent |  | Reflector | 1 | 75 | Living Room
Ceiling Fan | Incandescent |  | Reflector | 4 | 60 | Other
Ceiling Fan | Compact Fluorescent |  | Twist | 2 | 22 | Office
Wall Mount | Compact Fluorescent |  | Twist | 4 | 15 | Bathroom
Ceiling Fixture | Compact Fluorescent |  | Twist | 2 | 22 | Bedroom
Table | Incandescent |  | 3-Way Incandescent | 1 | 90 | Bedroom
Ceiling Fan | Compact Fluorescent |  | Twist | 5 | 15 | Dining Room
Ceiling Fixture | Compact Fluorescent |  | Twist | 1 | 22 | Garage
Ceiling Fixture | Compact Fluorescent |  | Twist | 1 | 22 | Kitchen
Ceiling Fixture | Linear Fluorescent | 48 | T-12 | 2 | 40 | Kitchen
Ceiling Fixture | Linear Fluorescent | 48 | T-12 | 2 | 32 | Laundry Room
Ceiling Fixture | Linear Fluorescent | 48 | T-12 | 4 | 40 | Living Room
Ceiling Fixture | Compact Fluorescent |  | Twist | 2 | 22 | Office
Table | Incandescent |  | Standard A Lamp | 1 | 25 | Office
Ceiling Fixture | Compact Fluorescent |  | Twist | 1 | 22 | Hall
Ceiling Fixture | Compact Fluorescent |  | Twist | 2 | 22 | Master Bedroom
Table | Incandescent |  | 3-Way Incandescent | 1 | 100 | Master Bedroom
Ceiling Fixture | Incandescent |  | Standard A Lamp | 1 | 60 | Hall
Wall Mount | Compact Fluorescent |  | Twist | 1 | 22 | Bathroom
Ceiling Fixture | Incandescent |  | Standard A Lamp | 1 | 60 | Bathroom
Ceiling Fixture | Linear Fluorescent | 24 | T-12 | 1 | 20 | Office
Ceiling Fixture | Compact Fluorescent |  | Twist | 1 | 22 | Closet
Wall Mount | Compact Fluorescent |  | Twist | 3 | 25 | Bathroom
Ceiling Fixture | Compact Fluorescent |  | Twist | 1 | 22 | Bedroom
Ceiling Fixture | Compact Fluorescent |  | Twist | 2 | 28 | Bedroom
Table | Incandescent |  | Standard A Lamp | 1 | 25 | Bedroom
Recessed Can | Incandescent |  | Reflector | 1 | 65 | Kitchen
Ceiling Fixture | Linear Fluorescent | 48 | T-12 | 2 | 32 | Laundry Room
Chandelier (Hanging) | Compact Fluorescent |  | Twist | 1 | 22 | Living Room
Floor lamp | Halogen |  | Quartz Tube | 1 | 300 | Living Room
Ceiling Fixture | Incandescent |  | Reflector | 1 | 65 | Living Room
Table | Incandescent |  | Standard A Lamp | 1 | 100 | Living Room
Chandelier (Hanging) | Compact Fluorescent |  | Twist | 4 | 22 | Master Bedroom
Table | Incandescent |  | Standard A Lamp | 1 | 60 | Bedroom
Wall Mount | Incandescent |  | Standard A Lamp | 1 | 75 | Bathroom
Ceiling Fixture | Incandescent |  | Standard A Lamp | 1 | 75 | Closet
Wall Mount | Incandescent |  | Standard A Lamp | 1 | 100 | Bedroom
Ceiling Fixture | Incandescent |  | Standard A Lamp | 1 | 60 | Hall
Ceiling Fixture | Incandescent |  | Standard A Lamp | 1 | 60 | Closet
Chandelier (Hanging) | Incandescent |  | Standard A Lamp | 3 | 40 | Other
Track | Incandescent |  | Standard A Lamp | 2 | 60 | Other
Ceiling Fixture | Linear Fluorescent | 48 | T-12 | 1 | 40 | Other
Wall Mount | Incandescent |  | Globe | 5 | 40 | Bathroom
Wall Mount | Incandescent |  | Standard A Lamp | 1 | 60 | Closet
Torchiere | Halogen |  | Quartz Tube | 1 | 100 | Closet
Table | Incandescent |  | Standard A Lamp | 1 | 100 | Closet
Garage door opener | Incandescent |  | Standard A Lamp | 1 | 60 | Garage
Ceiling Fixture | Linear Fluorescent | 48 | T-12 | 2 | 40 | Garage
Wall Mount | Incandescent |  | Standard A Lamp | 1 | 60 | Hall
Ceiling Fixture | Linear Fluorescent | 24 | T-12 | 2 | 40 | Kitchen
Wall Mount | Incandescent |  | Standard A Lamp | 1 | 60 | Other
Floor lamp | Incandescent |  | Standard A Lamp | 1 | 60 | Other
Chandelier (Hanging) | Compact Fluorescent |  | Twist | 5 | 15 | Living Room
Ceiling Fan | Incandescent |  | Standard A Lamp | 3 | 60 | Living Room
Floor lamp | Incandescent |  | Standard A Lamp | 1 | 100 | Living Room
Wall Mount | Incandescent |  | Standard A Lamp | 1 | 60 | Living Room
Wall Mount | Incandescent |  | Globe | 6 | 40 | Bathroom
Wall Mount | Compact Fluorescent |  | Twist | 1 | 15 | Closet
Wall Mount | Incandescent |  | Standard A Lamp | 2 | 60 | Closet
Wall Mount | Incandescent |  | Standard A Lamp | 1 | 100 | Bathroom
Ceiling Fixture | Incandescent |  | Standard A Lamp | 2 | 60 | Closet
Table | Incandescent |  | Standard A Lamp | 1 | 100 | Master Bedroom
Wall Mount | Incandescent |  | Standard A Lamp | 3 | 60 | Bathroom
Wall Mount | Incandescent |  | Standard A Lamp | 3 | 40 | Bathroom
Ceiling Fixture | Incandescent |  | Standard A Lamp | 1 | 60 | Bedroom
Ceiling Fixture | Incandescent |  | Standard A Lamp | 3 | 60 | Bedroom
Ceiling Fixture | Incandescent |  | Standard A Lamp | 1 | 60 | Closet
Chandelier (Hanging) | Incandescent |  | Decorative | 3 | 40 | Hall
Recessed Can | Incandescent |  | Standard A Lamp | 1 | 65 | Hall
Floor lamp | Compact Fluorescent |  | Straight Tube | 1 | 36 | Family Room
Ceiling Fixture | Incandescent |  | Standard A Lamp | 1 | 60 | Garage
Garage door opener | Incandescent |  | Standard A Lamp | 1 | 60 | Garage
Recessed Can | Incandescent |  | Reflector | 1 | 65 | Hall
Recessed Can | Compact Fluorescent |  | Reflector | 1 | 22 | Kitchen
Chandelier (Hanging) | Incandescent |  | Globe | 1 | 100 | Kitchen
Ceiling Fixture | Linear Fluorescent | 24 | T-8 | 2 | 20 | Laundry Room
Ceiling Fixture | Incandescent |  | Standard A Lamp | 1 | 75 | Laundry Room
Chandelier (Hanging) | Incandescent |  | Decorative | 5 | 40 | Living Room
Chandelier (Hanging) | Compact Fluorescent |  | Twist | 3 | 15 | Other
Ceiling Fixture | Incandescent |  | Mini base | 4 | 25 | Other
Ceiling Fixture | Linear Fluorescent | 48 | T-12 | 2 | 40 | Other
Ceiling Fan | Incandescent |  | Standard A Lamp | 1 | 60 | Other
Wall Mount | Incandescent |  | Standard A Lamp | 1 | 60 | Bathroom
Ceiling Fixture | Linear Fluorescent | 48 | T-12 | 2 | 40 | Bathroom
Ceiling Fixture | Incandescent |  | Standard A Lamp | 1 | 60 | Bathroom
Wall Mount | Compact Fluorescent |  | Twist | 3 | 15 | Bathroom
Ceiling Fixture | Incandescent |  | Standard A Lamp | 1 | 60 | Bathroom
Ceiling Fixture | Incandescent |  | Standard A Lamp | 1 | 60 | Bathroom
Ceiling Fixture | Linear Fluorescent | 48 | T-12 | 2 | 40 | Bedroom
Table | Incandescent |  | Standard A Lamp | 1 | 60 | Bedroom
Ceiling Fixture | Incandescent |  | Standard A Lamp | 1 | 60 | Bedroom
Table | Incandescent |  | Standard A Lamp | 1 | 60 | Bedroom
Ceiling Fixture | Linear Fluorescent | 48 | T-12 | 2 | 40 | Garage
Ceiling Fixture | Incandescent |  | Standard A Lamp | 1 | 60 | Hall
Ceiling Fixture | Compact Fluorescent |  | Twist | 2 | 15 | Kitchen
Chandelier (Hanging) | Incandescent |  | Standard A Lamp | 3 | 60 | Kitchen
Table | Compact Fluorescent |  | Twist | 1 | 15 | Kitchen
Table | Incandescent |  | Standard A Lamp | 1 | 60 | Living Room
Chandelier (Hanging) | Incandescent |  | Standard A Lamp | 6 | 60 | Living Room
Wall Mount | Compact Fluorescent |  | Twist | 4 | 13 | Bathroom
Ceiling Fixture | Incandescent |  | Standard A Lamp | 2 | 60 | Bedroom
Table | Incandescent |  | Standard A Lamp | 1 | 60 | Bedroom
Ceiling Fixture | Incandescent |  | Standard A Lamp | 2 | 60 | Bedroom
Table | Compact Fluorescent |  | A shape bulb | 1 | 22 | Bedroom
Ceiling Fixture | Linear Fluorescent | 24 | T-12 | 2 | 32 | Kitchen
Ceiling Fixture | Linear Fluorescent | 48 | T-12 | 2 | 40 | Kitchen
Ceiling Fixture | Linear Fluorescent | 48 | T-12 | 2 | 40 | Laundry Room
Ceiling Fan | Incandescent |  | Standard A Lamp | 1 | 60 | Laundry Room
Table | Compact Fluorescent |  | Pin base | 1 | 27 | Living Room
Ceiling Fixture | Incandescent |  | Standard A Lamp | 2 | 60 | Bedroom
Recessed Can | Incandescent |  | Standard A Lamp | 1 | 100 | Bedroom
Floor lamp | Compact Fluorescent |  | Twist | 1 | 13 | Bedroom
Recessed Can | Compact Fluorescent |  | Twist | 1 | 23 | Bedroom
Floor lamp | Compact Fluorescent |  | Twist | 1 | 23 | Bedroom
Chandelier (Hanging) | Compact Fluorescent |  | Twist | 6 | 13 | Dining Room
Ceiling Fixture | Incandescent |  | Standard A Lamp | 1 | 40 | Dining Room
Wall Mount | Halogen |  | Other | 3 | 43 | Bathroom
Chandelier (Hanging) | Compact Fluorescent |  | Twist | 1 | 13 | Other
Recessed Can | Incandescent |  | Reflector | 1 | 65 | Other
Ceiling Fixture | Compact Fluorescent |  | A shape bulb | 1 | 15 | Garage
Ceiling Fixture | Incandescent |  | Standard A Lamp | 1 | 60 | Garage
Recessed Can | Halogen |  | PAR | 1 | 75 | Kitchen
Recessed Can | Incandescent |  | Reflector | 1 | 65 | Kitchen
Ceiling Fixture | Incandescent |  | Standard A Lamp | 2 | 60 | Laundry Room
Torchiere | Incandescent |  | Standard A Lamp | 2 | 60 | Living Room
Floor lamp | Incandescent |  | Standard A Lamp | 1 | 100 | Living Room
Floor lamp | Compact Fluorescent |  | Twist | 1 | 13 | Living Room
Recessed - other | Incandescent |  | Standard A Lamp | 1 | 60 | Living Room
Wall Mount | Halogen |  | PAR | 1 | 50 | Bathroom
Ceiling Fixture | Compact Fluorescent |  | Twist | 1 | 13 | Bathroom
Floor lamp | Compact Fluorescent |  | Twist | 1 | 23 | Master Bedroom
Torchiere | Compact Fluorescent |  | Twist | 1 | 15 | Master Bedroom
Ceiling Fixture | Incandescent |  | Standard A Lamp | 1 | 60 | Closet
Ceiling Fixture | Compact Fluorescent |  | Twist | 1 | 13 | Other
Torchiere | Compact Fluorescent |  | Twist | 1 | 13 | Office
Other | Incandescent |  | Heat Lamp | 1 | 60 | Office
Wall Mount | Incandescent |  | Globe | 1 | 40 | Bathroom
Wall Mount | Incandescent |  | Standard A Lamp | 2 | 40 | Bathroom
Recessed Can | Compact Fluorescent |  | Reflector | 1 | 26 | Hall
Recessed Can | Incandescent |  | Reflector | 1 | 65 | Hall
Ceiling Fixture | Halogen |  | MR | 4 | 60 | Bathroom
Wall Mount | Incandescent |  | Mini base | 1 | 4 | Bathroom
Table | Incandescent |  | Mini base | 1 | 4 | Bathroom
Recessed Can | Incandescent |  | Reflector | 1 | 65 | Bathroom
Ceiling Fixture | Incandescent |  | Reflector | 4 | 45 | Office
Table | Incandescent |  | Mini base | 2 | 15 | Family Room
Other | Incandescent |  | Other | 1 | 25 | Family Room
Floor lamp | Incandescent |  | Globe | 1 | 40 | Family Room
Floor lamp | Incandescent |  | Standard A Lamp | 1 | 25 | Family Room
Floor lamp | Incandescent |  | Standard A Lamp | 1 | 40 | Family Room
Table | Incandescent |  | Mini base | 1 | 4 | Family Room
Table | Incandescent |  | Mini base | 1 | 40 | Family Room
Table | Incandescent |  | Mini base | 2 | 40 | Family Room
Ceiling Fixture | Linear Fluorescent | 48 | T-12 | 2 | 40 | Garage
Table | Incandescent |  | Standard A Lamp | 1 | 40 | Kitchen
Wall Mount | Linear Fluorescent | 18 | T-8 | 1 | 15 | Kitchen
Recessed Can | Incandescent |  | Reflector | 1 | 65 | Kitchen
Ceiling Fixture | Incandescent |  | Standard A Lamp | 2 | 60 | Living Room
Table | Incandescent |  | Mini base | 1 | 4 | Living Room
Table | Incandescent |  | Mini base | 1 | 40 | Living Room
Table | Incandescent |  | Standard A Lamp | 1 | 60 | Living Room
Table | Compact Fluorescent |  | Other | 2 | 36 | Living Room
Table | Incandescent |  | Standard A Lamp | 1 | 60 | Master Bedroom
Ceiling Fixture | Halogen |  | MR | 4 | 50 | Master Bedroom
Ceiling Fixture | Incandescent |  | Other | 1 | 25 | Master Bedroom
Ceiling Fixture | Incandescent |  | Standard A Lamp | 1 | 60 | Bathroom
Wall Mount | Incandescent |  | Globe | 3 | 60 | Bathroom
Ceiling Fixture | Incandescent |  | Standard A Lamp | 1 | 40 | Bedroom
Ceiling Fan | Incandescent |  | Standard A Lamp | 4 | 65 | Bedroom
Ceiling Fixture | Compact Fluorescent |  | Twist | 1 | 42 | Garage
Ceiling Fan | Incandescent |  | Clear | 4 | 40 | Garage
Garage door opener | Compact Fluorescent |  | A shape bulb | 2 | 22 | Garage
Ceiling Fixture | Compact Fluorescent |  | Twist | 1 | 22 | Hall
Ceiling Fixture | Compact Fluorescent |  | Twist | 3 | 15 | Hall
Chandelier (Hanging) | Compact Fluorescent |  | Twist | 3 | 22 | Kitchen
Recessed Can | Incandescent |  | Reflector | 1 | 75 | Kitchen
Ceiling Fixture | Linear Fluorescent | 48 | T-12 | 2 | 40 | Kitchen
Ceiling Fixture | Linear Fluorescent | 48 | T-12 | 2 | 40 | Laundry Room
Recessed Can | Incandescent |  | Reflector | 1 | 75 | Living Room
Wall Mount | Incandescent |  | Globe | 3 | 40 | Bathroom
Ceiling Fixture | Compact Fluorescent |  | Twist | 2 | 22 | Bathroom
Recessed Can | Incandescent |  | Reflector | 1 | 75 | Bathroom
Recessed Can | Incandescent |  | Reflector | 1 | 75 | Master Bedroom
Ceiling Fan | Incandescent |  | Clear | 4 | 40 | Master Bedroom
Ceiling Fixture | Linear Fluorescent | 48 | T-12 | 1 | 60 | Master Bedroom
Ceiling Fixture | Incandescent |  | Standard A Lamp | 1 | 60 | Other
Ceiling Fixture | Incandescent |  | Standard A Lamp | 1 | 60 | Bathroom
Ceiling Fixture | Incandescent |  | Clear | 3 | 40 | Bedroom
Table | Compact Fluorescent |  | Twist | 1 | 22 | Bedroom
Ceiling Fixture | Incandescent |  | Clear | 3 | 40 | Bedroom
Table | Incandescent |  | Standard A Lamp | 1 | 60 | Bedroom
Ceiling Fixture | Incandescent |  | Standard A Lamp | 2 | 60 | Bedroom
Ceiling Fixture | Incandescent |  | Clear | 3 | 40 | Family Room
Table | Compact Fluorescent |  | Twist | 1 | 22 | Family Room
Ceiling Fixture | Incandescent |  | Standard A Lamp | 3 | 60 | Other
Ceiling Fixture | Incandescent |  | Standard A Lamp | 2 | 40 | Hall
Ceiling Fixture | Incandescent |  | Standard A Lamp | 3 | 60 | Office
Chandelier (Hanging) | Compact Fluorescent |  | Twist | 5 | 15 | Kitchen
Ceiling Fixture | Incandescent |  | Standard A Lamp | 1 | 60 | Hall
Ceiling Fixture | Incandescent |  | Standard A Lamp | 3 | 60 | Other
Wall Mount | Compact Fluorescent |  | Twist | 2 | 15 | Bathroom
Ceiling Fixture | Incandescent |  | Heat Lamp | 1 | 250 | Bathroom
Wall Mount | Compact Fluorescent |  | Twist | 3 | 15 | Bathroom
Ceiling Fixture | Compact Fluorescent |  | Twist | 2 | 15 | Bedroom
Table | Compact Fluorescent |  | Twist | 1 | 15 | Bedroom
Ceiling Fixture | Compact Fluorescent |  | Twist | 2 | 15 | Bedroom
Ceiling Fixture | Compact Fluorescent |  | Twist | 1 | 15 | Closet
Garage door opener | Incandescent |  | Standard A Lamp | 2 | 60 | Garage
Ceiling Fixture | Linear Fluorescent | 48 | T-8 | 2 | 32 | Garage
Ceiling Fixture | Compact Fluorescent |  | Twist | 1 | 15 | Hall
Recessed Can | Incandescent |  | Reflector | 1 | 65 | Kitchen
Recessed Can | Compact Fluorescent |  | Twist | 1 | 15 | Laundry Room
Table | Compact Fluorescent |  | Twist | 1 | 15 | Living Room
Ceiling Fan | Compact Fluorescent |  | Twist | 1 | 15 | Living Room
Chandelier (Hanging) | Incandescent |  | Standard A Lamp | 3 | 60 | Living Room
Wall Mount | Compact Fluorescent |  | Twist | 3 | 15 | Bathroom
Ceiling Fixture | Incandescent |  | Reflector | 1 | 250 | Bathroom
Table | Compact Fluorescent |  | Twist | 1 | 15 | Bedroom
Ceiling Fan | Compact Fluorescent |  | Twist | 2 | 15 | Bedroom
Recessed Can | Incandescent |  | Reflector | 1 | 65 | Bathroom
Ceiling Fan | Incandescent |  | Heat Lamp | 1 | 150 | Bathroom
Ceiling Fan | Incandescent |  | Reflector | 1 | 75 | Bathroom
High bay | Incandescent |  | Reflector | 1 | 65 | Bathroom
Recessed Can | Incandescent |  | Reflector | 1 | 65 | Bedroom
Table | Incandescent |  | Standard A Lamp | 2 | 40 | Bedroom
Recessed Can | Incandescent |  | Reflector | 1 | 65 | Bedroom
Table | Incandescent |  | Standard A Lamp | 1 | 65 | Bedroom
Recessed Can | Incandescent |  | Reflector | 1 | 65 | Bathroom
Ceiling Fan | Incandescent |  | Heat Lamp | 1 | 150 | Bathroom
Ceiling Fan | Incandescent |  | Reflector | 1 | 90 | Bathroom
Ceiling Fixture | Incandescent |  | Standard A Lamp | 1 | 60 | Closet
Recessed Can | Incandescent |  | Reflector | 1 | 65 | Other
Recessed Can | Incandescent |  | Reflector | 1 | 65 | Office
Table | Incandescent |  | Standard A Lamp | 1 | 100 | Office
Torchiere | Halogen |  | Quartz Tube | 1 | 100 | Office
Recessed Can | Incandescent |  | Reflector | 1 | 65 | Hall
Garage door opener | Incandescent |  | Standard A Lamp | 2 | 60 | Garage
Recessed Can | Incandescent |  | Reflector | 1 | 65 | Garage
Ceiling Fixture | Compact Fluorescent |  | Twist | 1 | 15 | Garage
Ceiling Fixture | Incandescent |  | Standard A Lamp | 1 | 60 | Garage
Recessed Can | Incandescent |  | Reflector | 1 | 65 | Other
Recessed Can | Compact Fluorescent |  | Reflector | 1 | 22 | Kitchen
Other | Linear Fluorescent | 12 | T-8 | 1 | 16 | Kitchen
Other | Linear Fluorescent | 24 | T-8 | 1 | 16 | Kitchen
Other | Linear Fluorescent | 36 | T-12 | 3 | 20 | Kitchen
Recessed Can | Incandescent |  | Reflector | 1 | 65 | Laundry Room
Other | Linear Fluorescent | 48 | T-8 | 1 | 32 | Laundry Room
Recessed Can | Incandescent |  | Reflector | 1 | 65 | Living Room
Torchiere | Compact Fluorescent |  | Twist | 2 | 15 | Living Room
Torchiere | Halogen |  | Quartz Tube | 1 | 75 | Living Room
Ceiling Fan | Incandescent |  | Standard A Lamp | 1 | 60 | Master Bedroom
Table | Incandescent |  | Standard A Lamp | 1 | 125 | Master Bedroom
Recessed Can | Incandescent |  | Reflector | 1 | 60 | Master Bedroom
Recessed Can | Incandescent |  | Reflector | 1 | 65 | Bathroom
Ceiling Fan | Incandescent |  | Heat Lamp | 1 | 150 | Bathroom
Ceiling Fan | Incandescent |  | Reflector | 1 | 90 | Bathroom
Ceiling Fixture | Incandescent |  | Standard A Lamp | 1 | 60 | Closet
Recessed Can | Incandescent |  | Reflector | 1 | 75 | Closet
Chandelier (Hanging) | Incandescent |  | Reflector | 1 | 65 | Garage
Garage door opener | Incandescent |  | Standard A Lamp | 2 | 65 | Garage
Ceiling Fixture | Incandescent |  | Standard A Lamp | 1 | 100 | Other
Ceiling Fixture | Compact Fluorescent |  | Twist | 1 | 22 | Other
Wall Mount | Incandescent |  | Standard A Lamp | 1 | 60 | Bathroom
Ceiling Fixture | Compact Fluorescent |  | Twist | 1 | 15 | Bedroom
Ceiling Fixture | Compact Fluorescent |  | Twist | 3 | 22 | Kitchen
Ceiling Fixture | Compact Fluorescent |  | Twist | 2 | 22 | Living Room
Floor lamp | Compact Fluorescent |  | Twist | 1 | 22 | Living Room
Table | Incandescent |  | Standard A Lamp | 1 | 60 | Living Room
Ceiling Fixture | Compact Fluorescent |  | Twist | 2 | 15 | Bedroom
Table | Compact Fluorescent |  | Twist | 1 | 22 | Bedroom
Ceiling Fixture | Incandescent |  | Standard A Lamp | 1 | 60 | Hall
Ceiling Fixture | Incandescent |  | Standard A Lamp | 2 | 60 | Other
Ceiling Fixture | Linear Fluorescent | 48 | T-12 | 2 | 40 | Other
Ceiling Fixture | Incandescent |  | Standard A Lamp | 2 | 100 | Bathroom
Wall Mount | Incandescent |  | Globe | 6 | 40 | Bathroom
Ceiling Fan | Incandescent |  | Standard A Lamp | 1 | 60 | Bedroom
Chandelier (Hanging) | Incandescent |  | Standard A Lamp | 2 | 100 | Dining Room
Ceiling Fixture | Incandescent |  | Standard A Lamp | 1 | 100 | Family Room
Ceiling Fixture | Incandescent |  | Standard A Lamp | 1 | 100 | Bathroom
Wall Mount | Incandescent |  | Standard A Lamp | 1 | 60 | Bathroom
Ceiling Fixture | Incandescent |  | Standard A Lamp | 1 | 100 | Hall
Ceiling Fixture | Incandescent |  | Standard A Lamp | 1 | 60 | Hall
Ceiling Fixture | Linear Fluorescent | 48 | T-12 | 2 | 40 | Kitchen
Table | Incandescent |  | 3-Way Incandescent | 1 | 100 | Living Room
Floor lamp | Incandescent |  | 3-Way Incandescent | 1 | 100 | Living Room
Ceiling Fixture | Incandescent |  | 3-Way Incandescent | 1 | 100 | Other
Ceiling Fan | Incandescent |  | Standard A Lamp | 2 | 100 | Office
Ceiling Fixture | Linear Fluorescent | 48 | T-12 | 2 | 40 | Garage
Ceiling Fixture | Linear Fluorescent | 96 | T-12 | 2 | 60 | Garage
Ceiling Fixture | Incandescent |  | Standard A Lamp | 1 | 100 | Garage
Garage door opener | Incandescent |  | Standard A Lamp | 1 | 40 | Garage
Ceiling Fixture | Incandescent |  | Standard A Lamp | 2 | 60 | Bedroom
Wall Mount | Incandescent |  | Globe | 5 | 40 | Bathroom
Wall Mount | Incandescent |  | Globe | 4 | 40 | Bathroom
Ceiling Fixture | Incandescent |  | Standard A Lamp | 2 | 60 | Bedroom
Table | Incandescent |  | Standard A Lamp | 1 | 75 | Bedroom
Ceiling Fixture | Incandescent |  | Standard A Lamp | 2 | 60 | Bedroom
Table | Incandescent |  | Standard A Lamp | 1 | 75 | Bedroom
Ceiling Fixture | Incandescent |  | Standard A Lamp | 2 | 60 | Master Bedroom
Table | Incandescent |  | Standard A Lamp | 1 | 100 | Master Bedroom
Ceiling Fixture | Incandescent |  | Standard A Lamp | 1 | 60 | Garage
Ceiling Fixture | Incandescent |  | Standard A Lamp | 1 | 60 | Hall
Ceiling Fixture | Incandescent |  | Standard A Lamp | 1 | 60 | Hall
Ceiling Fixture | Incandescent |  | Globe | 2 | 60 | Kitchen
Recessed Can | Incandescent |  | Reflector | 1 | 65 | Kitchen
Ceiling Fixture | Incandescent |  | Standard A Lamp | 1 | 60 | Kitchen
Chandelier (Hanging) | Incandescent |  | Standard A Lamp | 6 | 60 | Kitchen
Ceiling Fixture | Incandescent |  | Standard A Lamp | 2 | 60 | Laundry Room
Ceiling Fan | Incandescent |  | Decorative | 4 | 60 | Living Room
Table | Incandescent |  | Standard A Lamp | 3 | 75 | Living Room
Ceiling Fixture | Incandescent |  | Standard A Lamp | 1 | 65 | Bedroom
Ceiling Fixture | Incandescent |  | Standard A Lamp | 1 | 60 | Bedroom
Table | Incandescent |  | Standard A Lamp | 1 | 60 | Bedroom
Ceiling Fan | Incandescent |  | Standard A Lamp | 4 | 40 | Master Bedroom
Table | Incandescent |  | Standard A Lamp | 1 | 60 | Master Bedroom
Wall Mount | Incandescent |  | Decorative | 1 | 40 | Master Bedroom
Recessed - other | Incandescent |  | Standard A Lamp | 1 | 40 | Bathroom
Wall Mount | Incandescent |  | Standard A Lamp | 4 | 60 | Bathroom
Wall Mount | Incandescent |  | Standard A Lamp | 3 | 60 | Bathroom
Ceiling Fixture | Incandescent |  | Standard A Lamp | 1 | 60 | Bedroom
Table | Incandescent |  | Standard A Lamp | 1 | 60 | Bedroom
Ceiling Fixture | Incandescent |  | Mini base | 3 | 40 | Bedroom
Floor lamp | Incandescent |  | Standard A Lamp | 1 | 60 | Bedroom
Ceiling Fixture | Incandescent |  | Standard A Lamp | 2 | 60 | Office
Ceiling Fixture | Linear Fluorescent | 48 | T-8 | 2 | 32 | Closet
Wall Mount | Incandescent |  | Standard A Lamp | 3 | 40 | Closet
Chandelier (Hanging) | Incandescent |  | Decorative | 4 | 40 | Dining Room
Ceiling Fixture | Incandescent |  | Standard A Lamp | 2 | 40 | Hall
Ceiling Fixture | Incandescent |  | Standard A Lamp | 2 | 60 | Kitchen
Ceiling Fixture | Incandescent |  | Standard A Lamp | 1 | 60 | Kitchen
Other | Incandescent |  | Reflector | 1 | 65 | Kitchen
Torchiere | Incandescent |  | Standard A Lamp | 1 | 60 | Kitchen
Architectural | Incandescent |  | Standard A Lamp | 1 | 25 | Kitchen
Ceiling Fixture | Incandescent |  | Standard A Lamp | 1 | 60 | Laundry Room
Table | Incandescent |  | Standard A Lamp | 1 | 60 | Living Room
Wall Mount | Incandescent |  | Standard A Lamp | 1 | 60 | Living Room
Table | Incandescent |  | Standard A Lamp | 1 | 75 | Living Room
Ceiling Fixture | Incandescent |  | Standard A Lamp | 1 | 100 | Other
Ceiling Fixture | Incandescent |  | Standard A Lamp | 1 | 75 | Other
Ceiling Fixture | Linear Fluorescent | 48 | T-12 | 2 | 40 | Other
Wall Mount | Incandescent |  | Standard A Lamp | 1 | 75 | Bathroom
Ceiling Fixture | Compact Fluorescent |  | A shape bulb | 2 | 15 | Bathroom
Wall Mount | Incandescent |  | Standard A Lamp | 2 | 75 | Bathroom
Ceiling Fixture | Compact Fluorescent |  | Twist | 1 | 15 | Bedroom
Ceiling Fixture | Linear Fluorescent | 96 | T-12 | 2 | 40 | Garage
Ceiling Fixture | Linear Fluorescent | 48 | T-12 | 2 | 40 | Garage
Ceiling Fixture | Incandescent |  | Standard A Lamp | 2 | 100 | Garage
Garage door opener | Incandescent |  | Standard A Lamp | 1 | 40 | Garage
Ceiling Fixture | Compact Fluorescent |  | Twist | 1 | 15 | Hall
Ceiling Fixture | Compact Fluorescent |  | Twist | 1 | 15 | Kitchen
Chandelier (Hanging) | Compact Fluorescent |  | Twist | 4 | 15 | Kitchen
Ceiling Fixture | Compact Fluorescent |  | Twist | 2 | 15 | Living Room
Floor lamp | Incandescent |  | Standard A Lamp | 1 | 75 | Living Room
Table | Incandescent |  | Standard A Lamp | 1 | 150 | Living Room
Ceiling Fixture | Incandescent |  | Standard A Lamp | 1 | 100 | Living Room
Table | Incandescent |  | Standard A Lamp | 1 | 150 | Living Room
Wall Mount | Compact Fluorescent |  | Twist | 1 | 15 | Living Room
Ceiling Fixture | Incandescent |  | Standard A Lamp | 1 | 75 | Living Room
Ceiling Fixture | Incandescent |  | Standard A Lamp | 2 | 75 | Office
Floor lamp | Incandescent |  | Standard A Lamp | 3 | 100 | Office
Ceiling Fixture | Incandescent |  | Standard A Lamp | 2 | 60 | Bedroom
Table | Incandescent |  | Standard A Lamp | 1 | 150 | Bedroom
Wall Mount | Incandescent |  | Standard A Lamp | 2 | 75 | Bathroom
Wall Mount | Compact Fluorescent |  | Twist | 2 | 15 | Bathroom
Ceiling Fixture | Incandescent |  | Standard A Lamp | 1 | 75 | Bedroom
Table | Incandescent |  | Standard A Lamp | 2 | 75 | Bedroom
Ceiling Fixture | Incandescent |  | Standard A Lamp | 1 | 75 | Bedroom
Ceiling Fixture | Incandescent |  | Standard A Lamp | 1 | 60 | Bathroom
Ceiling Fixture | Incandescent |  | Standard A Lamp | 1 | 60 | Bathroom
Wall Mount | Incandescent |  | Standard A Lamp | 1 | 60 | Bathroom
Chandelier (Hanging) | Incandescent |  | Decorative | 5 | 40 | Bedroom
Ceiling Fixture | Incandescent |  | Standard A Lamp | 1 | 65 | Bedroom
Ceiling Fixture | Incandescent |  | Standard A Lamp | 1 | 60 | Bedroom
Ceiling Fixture | Incandescent |  | Standard A Lamp | 2 | 60 | Bedroom
Torchiere | Incandescent |  | 3-Way Incandescent | 1 | 100 | Bedroom
Ceiling Fixture | Incandescent |  | Standard A Lamp | 1 | 60 | Other
Ceiling Fixture | Incandescent |  | Standard A Lamp | 1 | 60 | Closet
Ceiling Fixture | Incandescent |  | Standard A Lamp | 2 | 60 | Hall
Ceiling Fixture | Incandescent |  | Clear | 1 | 60 | Garage
Garage door opener | Incandescent |  | Standard A Lamp | 1 | 65 | Garage
Recessed Can | Incandescent |  | Standard A Lamp | 1 | 75 | Hall
Ceiling Fixture | Incandescent |  | Standard A Lamp | 1 | 65 | Kitchen
Chandelier (Hanging) | Incandescent |  | Mini base | 6 | 40 | Living Room
Table | Compact Fluorescent |  | Twist | 1 | 28 | Living Room
Ceiling Fixture | Incandescent |  | Mini base | 2 | 40 | Living Room
Recessed Can | Incandescent |  | Reflector | 1 | 75 | Living Room
Ceiling Fixture | Incandescent |  | Standard A Lamp | 3 | 60 | Office
Table | Incandescent |  | Standard A Lamp | 1 | 60 | Office
Torchiere | Linear Fluorescent | 12 | T-5 | 1 | 20 | Office
Wall Mount | Halogen |  | Other | 4 | 30 | Bathroom
Ceiling Fan | Incandescent |  | Standard A Lamp | 1 | 60 | Bathroom
Ceiling Fixture | Incandescent |  | Standard A Lamp | 1 | 60 | Bathroom
Wall Mount | Incandescent |  | Standard A Lamp | 2 | 60 | Bathroom
Table | Incandescent |  | Mini base | 1 | 25 | Bathroom
Ceiling Fixture | Incandescent |  | Standard A Lamp | 3 | 60 | Bedroom
Table | Compact Fluorescent |  | A shape bulb | 1 | 15 | Bedroom
Ceiling Fan | Incandescent |  | Standard A Lamp | 1 | 60 | Bedroom
Chandelier (Hanging) | Incandescent |  | Mini base | 6 | 40 | Dining Room
Table | Incandescent |  | Standard A Lamp | 1 | 60 | Dining Room
Table | Compact Fluorescent |  | Twist | 1 | 15 | Dining Room
Ceiling Fixture | Incandescent |  | Mini base | 3 | 40 | Family Room
Floor lamp | Compact Fluorescent |  | Twist | 1 | 15 | Family Room
Ceiling Fixture | Incandescent |  | Standard A Lamp | 1 | 60 | Living Room
Ceiling Fixture | Linear Fluorescent | 96 | T-12 | 1 | 100 | Garage
Ceiling Fixture | Incandescent |  | Standard A Lamp | 1 | 200 | Garage
Garage door opener | Compact Fluorescent |  | Twist | 1 | 15 | Garage
Ceiling Fixture | Incandescent |  | Mini base | 4 | 40 | Hall
Ceiling Fixture | Incandescent |  | Standard A Lamp | 2 | 75 | Hall
Wall Mount | Compact Fluorescent |  | Twist | 1 | 15 | Hall
Ceiling Fixture | Compact Fluorescent |  | Twist | 1 | 15 | Kitchen
Ceiling Fixture | Linear Fluorescent | 48 | T-8 | 2 | 32 | Kitchen
Ceiling Fixture | Incandescent |  | Standard A Lamp | 2 | 60 | Kitchen
Other | Incandescent |  | Other | 2 | 150 | Kitchen
Recessed Can | Incandescent |  | Reflector | 1 | 65 | Living Room
Table | Incandescent |  | Standard A Lamp | 1 | 100 | Living Room
Wall Mount | Incandescent |  | Standard A Lamp | 2 | 100 | Bathroom
Ceiling Fan | Incandescent |  | Standard A Lamp | 1 | 60 | Master Bedroom
Table | Compact Fluorescent |  | Straight Tube | 1 | 28 | Master Bedroom
Floor lamp | Incandescent |  | Decorative | 1 | 40 | Master Bedroom
Ceiling Fixture | Incandescent |  | Standard A Lamp | 1 | 60 | Other
Ceiling Fixture | Compact Fluorescent |  | Twist | 1 | 15 | Bedroom
Floor lamp | Halogen |  | Other | 2 | 30 | Bedroom
Floor lamp | Compact Fluorescent |  | Twist | 1 | 15 | Bedroom
Table | Halogen |  | Other | 1 | 30 | Bedroom
Table | Incandescent |  | Mini base | 1 | 40 | Bedroom
Ceiling Fixture | Linear Fluorescent | 48 | T-8 | 2 | 32 | Other
Wall Mount | Incandescent |  | Standard A Lamp | 4 | 60 | Bathroom
Ceiling Fixture | Incandescent |  | Standard A Lamp | 1 | 100 | Other
Ceiling Fixture | Incandescent |  | Standard A Lamp | 1 | 60 | Bedroom
Table | Incandescent |  | Standard A Lamp | 1 | 60 | Bedroom
Ceiling Fixture | Incandescent |  | Standard A Lamp | 1 | 75 | Bedroom
Table | Incandescent |  | Standard A Lamp | 1 | 60 | Bedroom
Ceiling Fixture | Incandescent |  | Standard A Lamp | 1 | 75 | Bedroom
Table | Incandescent |  | Standard A Lamp | 1 | 60 | Bedroom
Ceiling Fixture | Incandescent |  | Standard A Lamp | 1 | 60 | Bedroom
Table | Incandescent |  | Standard A Lamp | 1 | 60 | Bedroom
Wall Mount | Incandescent |  | Globe | 4 | 60 | Bathroom
Floor lamp | Incandescent |  | Standard A Lamp | 1 | 60 | Family Room
Ceiling Fixture | Incandescent |  | Standard A Lamp | 1 | 60 | Hall
Ceiling Fixture | Incandescent |  | Standard A Lamp | 2 | 60 | Kitchen
Ceiling Fixture | Linear Fluorescent | 48 | T-8 | 2 | 32 | Kitchen
Wall Mount | Linear Fluorescent | 34 | T-12 | 2 | 32 | Kitchen
Ceiling Fixture | Incandescent |  | Standard A Lamp | 1 | 60 | Living Room
Table | Incandescent |  | Standard A Lamp | 1 | 60 | Living Room
Ceiling Fixture | Incandescent |  | Standard A Lamp | 1 | 60 | Master Bedroom
Ceiling Fixture | Compact Fluorescent |  | Twist | 1 | 15 | Closet
Ceiling Fixture | Halogen |  | PAR | 1 | 100 | Other
Ceiling Fixture | Compact Fluorescent |  | Twist | 1 | 15 | Other
Ceiling Fixture | Incandescent |  | Standard A Lamp | 1 | 150 | Other
Ceiling Fixture | Incandescent |  | Standard A Lamp | 1 | 100 | Other
Ceiling Fixture | Incandescent |  | Standard A Lamp | 1 | 60 | Closet
Wall Mount | Incandescent |  | Decorative | 3 | 40 | Bathroom
Ceiling Fixture | Incandescent |  | Standard A Lamp | 1 | 60 | Bathroom
Wall Mount | Incandescent |  | Globe | 6 | 60 | Bathroom
Ceiling Fixture | Linear Fluorescent | 48 | T-8 | 2 | 32 | Bathroom
Ceiling Fan | Incandescent |  | Standard A Lamp | 3 | 40 | Bedroom
Ceiling Fixture | Incandescent |  | Standard A Lamp | 2 | 60 | Bedroom
Floor lamp | Incandescent |  | Standard A Lamp | 1 | 60 | Bedroom
Ceiling Fixture | Linear Fluorescent | 48 | T-8 | 2 | 32 | Bedroom
Ceiling Fixture | Incandescent |  | Decorative | 3 | 40 | Bedroom
Ceiling Fixture | Linear Fluorescent | 24 | T-12 | 2 | 20 | Bedroom
Ceiling Fixture | Incandescent |  | Standard A Lamp | 1 | 40 | Closet
Ceiling Fixture | Incandescent |  | Standard A Lamp | 1 | 60 | Garage
Ceiling Fixture | Incandescent |  | Mini base | 3 | 40 | Hall
Chandelier (Hanging) | Incandescent |  | Decorative | 6 | 40 | Kitchen
Recessed - other | Incandescent |  | Standard A Lamp | 1 | 40 | Kitchen
Ceiling Fixture | Linear Fluorescent | 48 | T-12 | 2 | 40 | Kitchen
Recessed - other | Linear Fluorescent | 24 | T-5 | 1 | 16 | Kitchen
Floor lamp | Incandescent |  | Standard A Lamp | 2 | 60 | Living Room
Table | Incandescent |  | Standard A Lamp | 1 | 60 | Living Room
Chandelier (Hanging) | Incandescent |  | Decorative | 9 | 40 | Living Room
Ceiling Fixture | Incandescent |  | Standard A Lamp | 3 | 40 | Other
Ceiling Fixture | Incandescent |  | Standard A Lamp | 1 | 60 | Other
Wall Mount | Incandescent |  | Standard A Lamp | 1 | 60 | Other
Wall Mount | Incandescent |  | Globe | 4 | 40 | Bathroom
Floor lamp | Incandescent |  | Standard A Lamp | 1 | 60 | Bedroom
Ceiling Fixture | Compact Fluorescent |  | Twist | 2 | 13 | Dining Room
Chandelier (Hanging) | Compact Fluorescent |  | Twist | 5 | 13 | Dining Room
Ceiling Fan | Compact Fluorescent |  | Twist | 4 | 13 | Family Room
Ceiling Fixture | Halogen |  | PAR | 1 | 75 | Garage
Ceiling Fixture | Incandescent |  | Standard A Lamp | 1 | 60 | Hall
Ceiling Fixture | Compact Fluorescent |  | Twist | 2 | 13 | Kitchen
Recessed Can | Incandescent |  | Reflector | 1 | 65 | Kitchen
Ceiling Fixture | Incandescent |  | Standard A Lamp | 1 | 60 | Laundry Room
Wall Mount | Incandescent |  | Globe | 4 | 60 | Bathroom
Ceiling Fan | Incandescent |  | Standard A Lamp | 3 | 60 | Bedroom
Floor lamp | Incandescent |  | Standard A Lamp | 1 | 75 | Bedroom
Ceiling Fixture | Incandescent |  | Decorative | 4 | 60 | Bedroom
Ceiling Fixture | Incandescent |  | Standard A Lamp | 1 | 60 | Bathroom
Ceiling Fixture | Incandescent |  | Standard A Lamp | 1 | 60 | Bedroom
Ceiling Fixture | Incandescent |  | Standard A Lamp | 2 | 60 | Master Bedroom
Table | Incandescent |  | Standard A Lamp | 1 | 75 | Master Bedroom
Ceiling Fixture | Incandescent |  | Standard A Lamp | 1 | 60 | Bedroom
Chandelier (Hanging) | Incandescent |  | Globe | 3 | 40 | Dining Room
Wall Mount | Incandescent |  | Decorative | 1 | 60 | Dining Room
Ceiling Fixture | Incandescent |  | Standard A Lamp | 2 | 60 | Other
Ceiling Fixture | Incandescent |  | Standard A Lamp | 3 | 60 | Family Room
Floor lamp | Incandescent |  | Standard A Lamp | 1 | 60 | Family Room
Chandelier (Hanging) | Incandescent |  | Decorative | 5 | 40 | Kitchen
Architectural | Linear Fluorescent | 24 | T-8 | 1 | 16 | Kitchen
Ceiling Fixture | Incandescent |  | Standard A Lamp | 2 | 60 | Laundry Room
Chandelier (Hanging) | Incandescent |  | Decorative | 8 | 40 | Living Room
Table | Incandescent |  | Decorative | 4 | 25 | Living Room
Table | Compact Fluorescent |  | Twist | 1 | 15 | Living Room
Floor lamp | Compact Fluorescent |  | Twist | 1 | 22 | Living Room
Ceiling Fixture | Linear Fluorescent | 24 | T-8 | 2 | 16 | Other
Ceiling Fixture | Incandescent |  | Standard A Lamp | 1 | 60 | Bathroom
Wall Mount | Incandescent |  | Globe | 4 | 60 | Bathroom
Ceiling Fixture | Compact Fluorescent |  | Twist | 1 | 15 | Bedroom
Ceiling Fixture | Compact Fluorescent |  | Twist | 1 | 15 | Bedroom
Ceiling Fixture | Linear Fluorescent | 48 | T-12 | 2 | 40 | Garage
Ceiling Fixture | Incandescent |  | Standard A Lamp | 1 | 75 | Garage
Ceiling Fixture | Compact Fluorescent |  | Twist | 1 | 22 | Hall
Ceiling Fan | Compact Fluorescent |  | Twist | 4 | 15 | Kitchen
Ceiling Fixture | Linear Fluorescent | 48 | T-12 | 3 | 40 | Kitchen
Ceiling Fixture | Incandescent |  | Reflector | 1 | 65 | Kitchen
Ceiling Fixture | Incandescent |  | Standard A Lamp | 2 | 60 | Kitchen
Chandelier (Hanging) | Compact Fluorescent |  | Twist | 1 | 15 | Living Room
Wall Mount | Compact Fluorescent |  | Twist | 3 | 22 | Bathroom
Ceiling Fan | Incandescent |  | Standard A Lamp | 1 | 60 | Bedroom
Wall Mount | Incandescent |  | Standard A Lamp | 3 | 60 | Bathroom
Ceiling Fan | Incandescent |  | Heat Lamp | 1 | 150 | Bathroom
Wall Mount | Incandescent |  | Clear | 3 | 60 | Bathroom
Ceiling Fixture | Compact Fluorescent |  | Twist | 1 | 15 | Bedroom
Torchiere | Incandescent |  | Standard A Lamp | 1 | 60 | Bedroom
Ceiling Fixture | Incandescent |  | Standard A Lamp | 1 | 60 | Bedroom
Ceiling Fixture | Incandescent |  | Standard A Lamp | 1 | 60 | Closet
Chandelier (Hanging) | Compact Fluorescent |  | Twist | 3 | 15 | Dining Room
Chandelier (Hanging) | Incandescent |  | Standard A Lamp | 5 | 60 | Dining Room
Ceiling Fan | Incandescent |  | Clear | 4 | 60 | Hall
Ceiling Fan | Incandescent |  | Standard A Lamp | 3 | 60 | Family Room
Torchiere | Compact Fluorescent |  | Twist | 1 | 15 | Family Room
Table | Incandescent |  | Decorative | 1 | 40 | Family Room
Ceiling Fixture | Incandescent |  | Standard A Lamp | 1 | 60 | Garage
Garage door opener | Incandescent |  | Standard A Lamp | 2 | 40 | Garage
Ceiling Fixture | Incandescent |  | Standard A Lamp | 1 | 60 | Hall
Ceiling Fixture | Linear Fluorescent | 48 | T-12 | 2 | 40 | Kitchen
Recessed Can | Incandescent |  | Reflector | 1 | 65 | Kitchen
Ceiling Fixture | Incandescent |  | Standard A Lamp | 2 | 60 | Laundry Room
Table | Incandescent |  | Mini base | 1 | 25 | Living Room
Table | Compact Fluorescent |  | Twist | 1 | 15 | Living Room
Ceiling Fan | Incandescent |  | Standard A Lamp | 1 | 60 | Master Bedroom
Table | Compact Fluorescent |  | Twist | 1 | 15 | Master Bedroom
Wall Mount | Incandescent |  | Standard A Lamp | 3 | 60 | Bathroom
Wall Mount | Compact Fluorescent |  | Twist | 3 | 15 | Bathroom
Recessed Can | Incandescent |  | Reflector | 2 | 65 | Hall
Ceiling Fixture | Incandescent |  | Standard A Lamp | 2 | 60 | Bedroom
Wall Mount | Incandescent |  | Globe | 4 | 40 | Bathroom
Ceiling Fixture | Incandescent |  | Standard A Lamp | 1 | 100 | Bathroom
Wall Mount | Incandescent |  | Globe | 4 | 40 | Bathroom
Ceiling Fixture | Compact Fluorescent |  | Twist | 1 | 13 | Bathroom
Ceiling Fixture | Compact Fluorescent |  | Twist | 2 | 13 | Master Bedroom
Floor lamp | Compact Fluorescent |  | Twist | 1 | 9 | Master Bedroom
Ceiling Fixture | Compact Fluorescent |  | Twist | 2 | 13 | Bedroom
Floor lamp | Compact Fluorescent |  | Twist | 1 | 13 | Bedroom
Chandelier (Hanging) | Incandescent |  | Standard A Lamp | 3 | 60 | Dining Room
Garage door opener | Incandescent |  | Standard A Lamp | 2 | 75 | Garage
Ceiling Fixture | Compact Fluorescent |  | Twist | 1 | 15 | Garage
Ceiling Fixture | Compact Fluorescent |  | Twist | 1 | 13 | Hall
Recessed Can | Compact Fluorescent |  | Flood | 1 | 22 | Kitchen
Wall Mount | Incandescent |  | Standard A Lamp | 1 | 15 | Living Room
Floor lamp | Compact Fluorescent |  | Twist | 1 | 13 | Living Room
Floor lamp | Incandescent |  | Standard A Lamp | 1 | 60 | Living Room
Wall Mount | Incandescent |  | Decorative | 6 | 15 | Living Room
Ceiling Fan | Compact Fluorescent |  | Twist | 1 | 15 | Bathroom
Ceiling Fixture | Compact Fluorescent |  | Twist | 1 | 15 | Bathroom
Table | Incandescent |  | Standard A Lamp | 1 | 65 | Bedroom
Table | Incandescent |  | Standard A Lamp | 1 | 60 | Bedroom
Ceiling Fixture | Incandescent |  | Standard A Lamp | 1 | 40 | Garage
Exterior | Halogen |  | PAR | 1 | 100 | Garage
Ceiling Fixture | Linear Fluorescent | 48 | T-12 | 2 | 32 | Kitchen
Ceiling Fixture | Compact Fluorescent |  | Twist | 1 | 15 | Laundry Room
Wall Mount | Incandescent |  | Mini base | 2 | 25 | Living Room
Table | Incandescent |  | Decorative | 2 | 60 | Living Room
Recessed Can | Incandescent |  | Standard A Lamp | 1 | 60 | Family Room
Ceiling Fixture | Incandescent |  | Standard A Lamp | 2 | 60 | Bathroom
Ceiling Fixture | Incandescent |  | Standard A Lamp | 2 | 60 | Bedroom
Table | Incandescent |  | Mini base | 2 | 25 | Bedroom
Ceiling Fixture | Linear Fluorescent | 48 | T-12 | 2 | 40 | Bedroom
Ceiling Fixture | Compact Fluorescent |  | Twist | 2 | 22 | Bedroom
Wall Mount | Incandescent |  | Decorative | 1 | 40 | Hall
Wall Mount | Compact Fluorescent |  | Twist | 2 | 22 | Kitchen
Ceiling Fixture | Incandescent |  | Standard A Lamp | 1 | 60 | Kitchen
Ceiling Fixture | Linear Fluorescent | 48 | T-12 | 2 | 32 | Laundry Room
Table | Compact Fluorescent |  | 3-Way CFL | 1 | 15 | Living Room
Floor lamp | Compact Fluorescent |  | Twist | 2 | 22 | Living Room
Ceiling Fan | Compact Fluorescent |  | Twist | 1 | 22 | Living Room
Ceiling Fixture | Incandescent |  | Standard A Lamp | 2 | 60 | Bedroom
Ceiling Fan | Incandescent |  | Standard A Lamp | 4 | 40 | Family Room
Table | Incandescent |  | Standard A Lamp | 1 | 100 | Family Room
Table | Compact Fluorescent |  | Twist | 1 | 15 | Family Room
Track | Incandescent |  | Standard A Lamp | 3 | 60 | Family Room
Chandelier (Hanging) | Incandescent |  | Standard A Lamp | 1 | 40 | Bathroom
Wall Mount | Incandescent |  | Standard A Lamp | 1 | 60 | Bathroom
Ceiling Fixture | Incandescent |  | Standard A Lamp | 1 | 60 | Laundry Room
Wall Mount | Incandescent |  | Clear | 1 | 60 | Other
Ceiling Fixture | Compact Fluorescent |  | Twist | 1 | 15 | Living Room
Table | Incandescent |  | 3-Way Incandescent | 1 | 200 | Living Room
Chandelier (Hanging) | Incandescent |  | Standard A Lamp | 3 | 100 | Dining Room
Ceiling Fixture | Incandescent |  | Standard A Lamp | 1 | 60 | Dining Room
Ceiling Fixture | Incandescent |  | Standard A Lamp | 1 | 60 | Hall
Ceiling Fixture | Incandescent |  | Standard A Lamp | 1 | 40 | Master Bedroom
Table | Compact Fluorescent |  | Twist | 1 | 15 | Master Bedroom
Wall Mount | Incandescent |  | Standard A Lamp | 2 | 60 | Bathroom
Ceiling Fixture | Incandescent |  | Standard A Lamp | 1 | 40 | Bedroom
Floor lamp | Incandescent |  | 3-Way Incandescent | 1 | 100 | Bedroom
Wall Mount | Incandescent |  | Standard A Lamp | 1 | 75 | Bedroom
Chandelier (Hanging) | Incandescent |  | Standard A Lamp | 5 | 100 | Kitchen
Chandelier (Hanging) | Incandescent |  | Standard A Lamp | 3 | 60 | Kitchen
Ceiling Fixture | Linear Fluorescent | 48 | T-12 | 1 | 40 | Kitchen
Ceiling Fixture | Compact Fluorescent |  | Twist | 1 | 15 | Bathroom
Ceiling Fixture | Compact Fluorescent |  | Twist | 1 | 15 | Other
Ceiling Fixture | Compact Fluorescent |  | Twist | 1 | 15 | Closet
Chandelier (Hanging) | Incandescent |  | Mini base | 8 | 40 | Dining Room
Ceiling Fixture | Compact Fluorescent |  | Twist | 1 | 15 | Hall
Ceiling Fixture | Compact Fluorescent |  | Twist | 1 | 15 | Other
Table | Linear Fluorescent | 16 | Fluorescent Other | 1 | 16 | Other
Ceiling Fixture | Incandescent |  | Standard A Lamp | 1 | 75 | Garage
Ceiling Fixture | Compact Fluorescent |  | Twist | 1 | 22 | Kitchen
Ceiling Fixture | Linear Fluorescent | 48 | T-12 | 2 | 40 | Kitchen
Ceiling Fixture | Compact Fluorescent |  | Twist | 1 | 15 | Laundry Room
Chandelier (Hanging) | Incandescent |  | Mini base | 5 | 40 | Living Room
Table | Compact Fluorescent |  | Twist | 1 | 15 | Living Room
Ceiling Fan | Compact Fluorescent |  | Twist | 1 | 15 | Bathroom
Ceiling Fixture | Compact Fluorescent |  | Twist | 3 | 15 | Master Bedroom
Ceiling Fixture | Compact Fluorescent |  | Twist | 1 | 15 | Closet
Ceiling Fixture | Compact Fluorescent |  | Twist | 1 | 15 | Other
Ceiling Fixture | Compact Fluorescent |  | Twist | 1 | 15 | Other
Ceiling Fixture | Compact Fluorescent |  | Twist | 2 | 15 | Bedroom
Ceiling Fixture | Compact Fluorescent |  | A shape bulb | 1 | 15 | Hall
Wall Mount | Compact Fluorescent |  | Twist | 1 | 15 | Hall
Wall Mount | Compact Fluorescent |  | Twist | 5 | 22 | Bathroom
Chandelier (Hanging) | Compact Fluorescent |  | Twist | 4 | 22 | Bedroom
Table | Compact Fluorescent |  | Twist | 1 | 22 | Bedroom
Ceiling Fixture | Incandescent |  | Standard A Lamp | 1 | 60 | Bedroom
Table | Compact Fluorescent |  | Twist | 4 | 22 | Bedroom
Ceiling Fixture | Compact Fluorescent |  | Twist | 2 | 22 | Bedroom
Wall Mount | Compact Fluorescent |  | Twist | 5 | 22 | Bedroom
Ceiling Fixture | Compact Fluorescent |  | Twist | 1 | 28 | Garage
Garage door opener | Incandescent |  | Clear | 2 | 40 | Garage
Ceiling Fixture | Incandescent |  | Standard A Lamp | 2 | 65 | Garage
Ceiling Fixture | Incandescent |  | Standard A Lamp | 1 | 22 | Hall
Table | Compact Fluorescent |  | Twist | 1 | 22 | Kitchen
Ceiling Fixture | Compact Fluorescent |  | Twist | 2 | 22 | Kitchen
Ceiling Fixture | Incandescent |  | Globe | 1 | 60 | Kitchen
Ceiling Fixture | Linear Fluorescent | 48 | T-4 | 2 | 40 | Kitchen
Ceiling Fixture | Incandescent |  | Standard A Lamp | 1 | 60 | Laundry Room
Wall Mount | Compact Fluorescent |  | Twist | 6 | 15 | Bathroom
Recessed Can | Compact Fluorescent |  | Twist | 1 | 15 | Bathroom
Ceiling Fixture | Incandescent |  | Heat Lamp | 1 | 150 | Bathroom
Ceiling Fixture | Incandescent |  | Reflector | 1 | 65 | Bathroom
Wall Mount | Incandescent |  | Clear | 6 | 25 | Bathroom
Ceiling Fixture | Incandescent |  | Heat Lamp | 1 | 150 | Bathroom
Ceiling Fixture | Incandescent |  | Reflector | 1 | 65 | Bathroom
Ceiling Fixture | Compact Fluorescent |  | Twist | 1 | 15 | Closet
Ceiling Fixture | Compact Fluorescent |  | Twist | 1 | 15 | Closet
Chandelier (Hanging) | Incandescent |  | Standard A Lamp | 3 | 60 | Dining Room
Ceiling Fixture | Compact Fluorescent |  | Twist | 1 | 15 | Hall
Other | Incandescent |  | Other | 1 | 25 | Hall
Recessed Can | Compact Fluorescent |  | Twist | 1 | 15 | Kitchen
Recessed Can | Incandescent |  | Reflector | 1 | 60 | Kitchen
Table | Incandescent |  | Standard A Lamp | 1 | 60 | Living Room
Torchiere | Halogen |  | Quartz Tube | 1 | 75 | Living Room
Ceiling Fixture | Compact Fluorescent |  | Twist | 1 | 15 | Bedroom
Table | Incandescent |  | Standard A Lamp | 1 | 40 | Bedroom
Ceiling Fixture | Incandescent |  | Standard A Lamp | 1 | 60 | Bedroom
Table | Incandescent |  | Mini base | 1 | 25 | Bedroom
Table | Incandescent |  | Mini base | 2 | 25 | Bedroom
Table | Incandescent |  | Standard A Lamp | 1 | 40 | Bedroom
Ceiling Fan | Compact Fluorescent |  | Twist | 1 | 22 | Bedroom
Garage door opener | Incandescent |  | Standard A Lamp | 1 | 60 | Garage
Ceiling Fixture | Compact Fluorescent |  | Twist | 2 | 15 | Hall
Table | Compact Fluorescent |  | Twist | 1 | 22 | Living Room
Ceiling Fan | Compact Fluorescent |  | Twist | 1 | 15 | Living Room
Wall Mount | Incandescent |  | Globe | 4 | 40 | Bathroom
Ceiling Fan | Incandescent |  | Standard A Lamp | 3 | 60 | Bedroom
Table | Compact Fluorescent |  | Twist | 1 | 22 | Bedroom
Table | Incandescent |  | Decorative | 1 | 25 | Bedroom
Wall Mount | Incandescent |  | Globe | 4 | 40 | Bathroom
Ceiling Fan | Incandescent |  | Standard A Lamp | 1 | 60 | Bedroom
Ceiling Fixture | Compact Fluorescent |  | Twist | 2 | 15 | Kitchen
Wall Mount | Incandescent |  | Globe | 6 | 60 | Bathroom
Ceiling Fixture | Compact Fluorescent |  | Twist | 1 | 22 | Bathroom
Chandelier (Hanging) | Incandescent |  | Decorative | 16 | 40 | Bedroom
Table | Incandescent |  | Standard A Lamp | 1 | 75 | Bedroom
Chandelier (Hanging) | Incandescent |  | Standard A Lamp | 1 | 75 | Bedroom
Table | Incandescent |  | Standard A Lamp | 1 | 60 | Bedroom
Table | Incandescent |  | Standard A Lamp | 1 | 60 | Bedroom
Chandelier (Hanging) | Incandescent |  | Standard A Lamp | 6 | 40 | Bedroom
Chandelier (Hanging) | Incandescent |  | Standard A Lamp | 1 | 75 | Bedroom
Table | Incandescent |  | Standard A Lamp | 1 | 75 | Bedroom
Ceiling Fixture | Incandescent |  | Standard A Lamp | 1 | 60 | Bedroom
Ceiling Fixture | Incandescent |  | Standard A Lamp | 1 | 100 | Closet
Ceiling Fixture | Incandescent |  | Standard A Lamp | 1 | 75 | Closet
Chandelier (Hanging) | Incandescent |  | Decorative | 5 | 40 | Other
Wall Mount | Incandescent |  | Standard A Lamp | 1 | 75 | Other
Chandelier (Hanging) | Incandescent |  | Decorative | 5 | 40 | Hall
Ceiling Fixture | Incandescent |  | Standard A Lamp | 1 | 100 | Other
Ceiling Fan | Incandescent |  | Standard A Lamp | 1 | 75 | Kitchen
Ceiling Fixture | Linear Fluorescent | 96 | T-12 | 2 | 60 | Kitchen
Recessed - other | Linear Fluorescent | 48 | T-12 | 2 | 40 | Kitchen
Ceiling Fixture | Incandescent |  | Standard A Lamp | 1 | 60 | Other
Ceiling Fixture | Incandescent |  | Standard A Lamp | 2 | 75 | Other
Ceiling Fixture | Incandescent |  | Standard A Lamp | 1 | 60 | Other
Ceiling Fixture | Linear Fluorescent | 48 | T-12 | 1 | 40 | Other
Ceiling Fixture | Incandescent |  | Standard A Lamp | 1 | 60 | Other
Wall Mount | Incandescent |  | Globe | 10 | 25 | Bathroom
Recessed - other | Incandescent |  | Heat Lamp | 1 | 250 | Bathroom
Wall Mount | Incandescent |  | Globe | 6 | 40 | Bathroom
Recessed - other | Incandescent |  | Heat Lamp | 1 | 250 | Bathroom
Recessed Can | Incandescent |  | Reflector | 1 | 65 | Bedroom
Recessed Can | Incandescent |  | Reflector | 1 | 65 | Family Room
Track | Incandescent |  | Reflector | 3 | 60 | Family Room
Table | Incandescent |  | Standard A Lamp | 1 | 100 | Family Room
Recessed Can | Incandescent |  | Reflector | 1 | 65 | Hall
Recessed Can | Incandescent |  | Reflector | 1 | 65 | Kitchen
Ceiling Fixture | Linear Fluorescent | 48 | T-8 | 1 | 32 | Laundry Room
Recessed Can | Incandescent |  | Reflector | 1 | 65 | Master Bedroom
Track | Incandescent |  | Standard A Lamp | 2 | 40 | Master Bedroom
Recessed Can | Incandescent |  | Reflector | 1 | 65 | Office
Ceiling Fixture | Linear Fluorescent | 48 | T-8 | 2 | 32 | Other
Ceiling Fixture | Incandescent |  | Standard A Lamp | 1 | 60 | Bathroom
Wall Mount | Compact Fluorescent |  | Twist | 1 | 15 | Bathroom
Wall Mount | Halogen |  | Quartz Tube | 1 | 100 | Bathroom
Ceiling Fixture | Incandescent |  | Standard A Lamp | 1 | 60 | Bathroom
Table | Compact Fluorescent |  | Twist | 1 | 15 | Bedroom
Ceiling Fixture | Incandescent |  | Standard A Lamp | 1 | 60 | Bedroom
Table | Incandescent |  | Mini base | 1 | 25 | Bedroom
Recessed Can | Incandescent |  | Standard A Lamp | 2 | 60 | Closet
Chandelier (Hanging) | Incandescent |  | Standard A Lamp | 1 | 60 | Dining Room
Ceiling Fixture | Incandescent |  | Standard A Lamp | 1 | 60 | Hall
Ceiling Fixture | Linear Fluorescent | 48 | T-12 | 2 | 40 | Garage
Garage door opener | Incandescent |  | Standard A Lamp | 1 | 60 | Garage
Ceiling Fixture | Incandescent |  | Standard A Lamp | 1 | 60 | Hall
Other | Incandescent |  | Standard A Lamp | 1 | 40 | Kitchen
Recessed - other | Linear Fluorescent | 24 | T-12 | 1 | 20 | Kitchen
Ceiling Fixture | Linear Fluorescent | 48 | T-8 | 2 | 32 | Kitchen
Ceiling Fixture | Compact Fluorescent |  | Twist | 1 | 15 | Kitchen
Ceiling Fixture | Compact Fluorescent |  | Twist | 1 | 15 | Laundry Room
Table | Incandescent |  | 3-Way Incandescent | 1 | 250 | Living Room
Table | Incandescent |  | 3-Way Incandescent | 1 | 150 | Living Room
Table | Incandescent |  | Standard A Lamp | 1 | 100 | Living Room
Ceiling Fixture | Incandescent |  | Standard A Lamp | 1 | 60 | Office
Ceiling Fixture | Compact Fluorescent |  | Twist | 1 | 22 | Hall
Wall Mount | Incandescent |  | Standard A Lamp | 1 | 60 | Bathroom
Ceiling Fixture | Incandescent |  | Standard A Lamp | 2 | 60 | Bedroom
Table | Compact Fluorescent |  | Twist | 1 | 22 | Bedroom
Ceiling Fixture | Incandescent |  | Standard A Lamp | 2 | 60 | Other
Ceiling Fixture | Incandescent |  | Standard A Lamp | 2 | 60 | Bathroom
Ceiling Fixture | Incandescent |  | Standard A Lamp | 1 | 75 | Other
Wall Mount | Incandescent |  | Standard A Lamp | 3 | 60 | Bathroom
Table | Compact Fluorescent |  | Twist | 1 | 15 | Bedroom
Ceiling Fixture | Incandescent |  | Standard A Lamp | 3 | 60 | Bedroom
Table | Incandescent |  | Standard A Lamp | 1 | 75 | Bedroom
Ceiling Fixture | Incandescent |  | Standard A Lamp | 2 | 75 | Bedroom
Ceiling Fixture | Incandescent |  | Reflector | 2 | 75 | Bedroom
Ceiling Fixture | Incandescent |  | Standard A Lamp | 1 | 60 | Other
Ceiling Fixture | Linear Fluorescent | 48 | T-12 | 4 | 40 | Other
Table | Compact Fluorescent |  | Twist | 1 | 22 | Other
Table | Linear Fluorescent | 12 | T-8 | 2 | 20 | Other
Ceiling Fixture | Incandescent |  | Standard A Lamp | 1 | 75 | Other
Chandelier (Hanging) | Incandescent |  | Decorative | 4 | 60 | Dining Room
Ceiling Fixture | Linear Fluorescent | 96 | T-12 | 2 | 60 | Family Room
Table | Incandescent |  | Standard A Lamp | 1 | 60 | Family Room
Table | Compact Fluorescent |  | Pin base | 1 | 22 | Family Room
Ceiling Fixture | Incandescent |  | Reflector | 1 | 75 | Garage
Garage door opener | Incandescent |  | Standard A Lamp | 1 | 100 | Garage
Ceiling Fixture | Incandescent |  | Standard A Lamp | 1 | 60 | Garage
Ceiling Fixture | Incandescent |  | Standard A Lamp | 2 | 60 | Hall
Wall Mount | Compact Fluorescent |  | Twist | 1 | 15 | Hall
Ceiling Fixture | Linear Fluorescent | 48 | T-12 | 2 | 40 | Kitchen
Recessed Can | Incandescent |  | Standard A Lamp | 1 | 100 | Kitchen
Ceiling Fixture | Incandescent |  | Standard A Lamp | 1 | 60 | Laundry Room
Ceiling Fixture | Incandescent |  | Standard A Lamp | 2 | 60 | Living Room
Floor lamp | Compact Fluorescent |  | Pin base | 1 | 22 | Living Room
Table | Incandescent |  | Clear | 1 | 40 | Living Room
Ceiling Fixture | Linear Fluorescent | 24 | T-12 | 4 | 20 | Office
Table | Incandescent |  | Standard A Lamp | 1 | 75 | Office
Ceiling Fixture | Compact Fluorescent |  | Globe | 4 | 15 | Bathroom
Ceiling Fixture | Compact Fluorescent |  | Globe | 4 | 15 | Bathroom
Ceiling Fan | Compact Fluorescent |  | A shape bulb | 3 | 15 | Bedroom
Torchiere | Incandescent |  | Standard A Lamp | 1 | 100 | Bedroom
Table | Incandescent |  | Standard A Lamp | 1 | 75 | Bedroom
Ceiling Fixture | Compact Fluorescent |  | Circline (Screw Base) | 1 | 28 | Closet
Ceiling Fan | Compact Fluorescent |  | A shape bulb | 3 | 22 | Office
Track | Compact Fluorescent |  | A shape bulb | 3 | 15 | Office
Track | Incandescent |  | Reflector | 2 | 65 | Office
Wall Mount | Incandescent |  | Standard A Lamp | 1 | 60 | Office
Chandelier (Hanging) | Incandescent |  | Globe | 1 | 60 | Dining Room
Ceiling Fixture | Compact Fluorescent |  | Twist | 1 | 15 | Hall
Ceiling Fan | Compact Fluorescent |  | A shape bulb | 3 | 15 | Kitchen
Ceiling Fixture | Linear Fluorescent | 44 | T-12 | 1 | 32 | Kitchen
Other | Incandescent |  | Standard A Lamp | 1 | 25 | Kitchen
Ceiling Fixture | Compact Fluorescent |  | Circline (Screw Base) | 1 | 28 | Laundry Room
Recessed Can | Incandescent |  | Reflector | 1 | 75 | Living Room
Wall Mount | Incandescent |  | Standard A Lamp | 1 | 75 | Living Room
Wall Mount | Compact Fluorescent |  | Twist | 1 | 15 | Living Room
Ceiling Fan | Compact Fluorescent |  | A shape bulb | 3 | 15 | Master Bedroom
Wall Mount | Incandescent |  | Standard A Lamp | 1 | 125 | Master Bedroom
Ceiling Fixture | Compact Fluorescent |  | Twist | 1 | 15 | Master Bedroom
Wall Mount | Linear Fluorescent | 22 | T-8 | 1 | 20 | Bathroom
Ceiling Fixture | Compact Fluorescent |  | Circline (Screw Base) | 1 | 28 | Bathroom
Ceiling Fixture | Incandescent |  | Standard A Lamp | 1 | 60 | Hall
Ceiling Fixture | Compact Fluorescent |  | Twist | 1 | 15 | Garage
Ceiling Fixture | Incandescent |  | Standard A Lamp | 1 | 60 | Garage
Garage door opener | Incandescent |  | Standard A Lamp | 2 | 60 | Garage
Architectural | Incandescent |  | Standard A Lamp | 1 | 60 | Other
Wall Mount | Linear Fluorescent | 48 | Fluorescent Other | 1 | 22 | Bathroom
Ceiling Fixture | Compact Fluorescent |  | Twist | 2 | 13 | Bathroom
Ceiling Fixture | Incandescent |  | Standard A Lamp | 2 | 60 | Bedroom
Table | Incandescent |  | Standard A Lamp | 1 | 40 | Bedroom
Ceiling Fixture | Incandescent |  | Standard A Lamp | 1 | 60 | Hall
Ceiling Fixture | Compact Fluorescent |  | Twist | 2 | 13 | Kitchen
Recessed - other | Compact Fluorescent |  | Twist | 1 | 13 | Kitchen
Low bay | Linear Fluorescent | 22 | T-12 | 2 | 20 | Laundry Room
Table | Compact Fluorescent |  | Twist | 1 | 13 | Living Room
Table | Linear Fluorescent | 48 | T-4 | 1 | 13 | Living Room
Table | Compact Fluorescent |  | Twist | 1 | 13 | Master Bedroom
Ceiling Fixture | Compact Fluorescent |  | Twist | 1 | 13 | Master Bedroom
Ceiling Fixture | Compact Fluorescent |  | Twist | 2 | 13 | Other
Low bay | Linear Fluorescent | 12 | T-8 | 1 | 15 | Other
Ceiling Fixture | Incandescent |  | Standard A Lamp | 1 | 25 | Bathroom
Wall Mount | Incandescent |  | Globe | 6 | 60 | Bathroom
Ceiling Fixture | Incandescent |  | Standard A Lamp | 2 | 40 | Bedroom
Ceiling Fan | Compact Fluorescent |  | Twist | 1 | 28 | Bedroom
Table | Compact Fluorescent |  | Twist | 1 | 28 | Bedroom
Ceiling Fixture | Compact Fluorescent |  | Twist | 1 | 28 | Bedroom
Chandelier (Hanging) | Incandescent |  | Globe | 1 | 60 | Dining Room
Ceiling Fixture | Incandescent |  | Standard A Lamp | 1 | 25 | Bathroom
Wall Mount | Compact Fluorescent |  | Twist | 4 | 28 | Bathroom
Ceiling Fixture | Compact Fluorescent |  | Twist | 2 | 22 | Bedroom
Ceiling Fixture | Compact Fluorescent |  | Twist | 2 | 22 | Bedroom
Ceiling Fixture | Compact Fluorescent |  | Twist | 2 | 22 | Family Room
Recessed Can | Compact Fluorescent |  | Twist | 1 | 28 | Hall
Ceiling Fixture | Compact Fluorescent |  | Twist | 1 | 22 | Laundry Room
Ceiling Fixture | Incandescent |  | Globe | 1 | 60 | Hall
Ceiling Fixture | Incandescent |  | Standard A Lamp | 1 | 60 | Hall
Floor lamp | Incandescent |  | Standard A Lamp | 1 | 100 | Living Room
Floor lamp | Incandescent |  | Standard A Lamp | 3 | 52 | Living Room
Wall Mount | Incandescent |  | Standard A Lamp | 1 | 20 | Kitchen
Ceiling Fixture | Linear Fluorescent | 48 | T-12 | 2 | 40 | Kitchen
Ceiling Fixture | Compact Fluorescent |  | Twist | 1 | 15 | Bathroom
Wall Mount | Compact Fluorescent |  | Twist | 5 | 15 | Bathroom
Ceiling Fixture | Compact Fluorescent |  | Twist | 2 | 15 | Hall
Ceiling Fixture | Compact Fluorescent |  | Twist | 2 | 15 | Office
Table | Incandescent |  | Standard A Lamp | 1 | 60 | Office
Ceiling Fan | Incandescent |  | Mini base | 4 | 40 | Living Room
Ceiling Fixture | Compact Fluorescent |  | Twist | 2 | 15 | Living Room
Table | Incandescent |  | Decorative | 1 | 40 | Living Room
Table | Compact Fluorescent |  | Twist | 1 | 22 | Living Room
Ceiling Fan | Incandescent |  | Mini base | 4 | 40 | Master Bedroom
Floor lamp | Compact Fluorescent |  | Twist | 2 | 15 | Master Bedroom
Ceiling Fixture | Compact Fluorescent |  | Twist | 2 | 15 | Closet
Chandelier (Hanging) | Compact Fluorescent |  | A shape bulb | 9 | 15 | Dining Room
Recessed Can | Compact Fluorescent |  | Flood | 1 | 15 | Kitchen
Ceiling Fixture | Compact Fluorescent |  | Pin base | 1 | 22 | Kitchen
Chandelier (Hanging) | Compact Fluorescent |  | Twist | 3 | 15 | Kitchen
Ceiling Fixture | Linear Fluorescent | 48 | T-8 | 2 | 32 | Laundry Room
Ceiling Fan | Compact Fluorescent |  | Twist | 1 | 15 | Family Room
Floor lamp | Compact Fluorescent |  | Twist | 1 | 15 | Family Room
Ceiling Fixture | Compact Fluorescent |  | Twist | 2 | 15 | Bedroom
Table | Compact Fluorescent |  | Twist | 1 | 15 | Bedroom
Wall Mount | Incandescent |  | Standard A Lamp | 1 | 100 | Bathroom
Wall Mount | Incandescent |  | Globe | 4 | 25 | Bathroom
Ceiling Fixture | Incandescent |  | Standard A Lamp | 2 | 60 | Bedroom
Table | Incandescent |  | Standard A Lamp | 1 | 60 | Bedroom
Table | Linear Fluorescent | 16 | T-5 | 4 | 32 | Bedroom
Ceiling Fixture | Incandescent |  | Standard A Lamp | 2 | 60 | Bedroom
Ceiling Fixture | Incandescent |  | Standard A Lamp | 1 | 60 | Bedroom
Ceiling Fixture | Incandescent |  | Standard A Lamp | 1 | 60 | Bedroom
Ceiling Fixture | Compact Fluorescent |  | Twist | 1 | 22 | Hall
Ceiling Fixture | Linear Fluorescent | 48 | Fluorescent Unknown | 2 | 58 | Kitchen
Ceiling Fixture | Incandescent |  | Standard A Lamp | 1 | 60 | Kitchen
Ceiling Fixture | Incandescent |  | Standard A Lamp | 1 | 60 | Laundry Room
Table | Incandescent |  | Standard A Lamp | 1 | 60 | Laundry Room
Ceiling Fan | Incandescent |  | Standard A Lamp | 1 | 60 | Laundry Room
Wall Mount | Incandescent |  | Standard A Lamp | 3 | 75 | Bathroom
Ceiling Fixture | Incandescent |  | Standard A Lamp | 2 | 60 | Bathroom
Ceiling Fixture | Linear Fluorescent | 96 | T-12 | 2 | 80 | Bathroom
Chandelier (Hanging) | Compact Fluorescent |  | Twist | 1 | 22 | Bedroom
Ceiling Fixture | Incandescent |  | Standard A Lamp | 2 | 60 | Bedroom
Ceiling Fixture | Incandescent |  | Standard A Lamp | 2 | 60 | Bedroom
Table | Incandescent |  | Decorative | 1 | 40 | Bedroom
Ceiling Fixture | Incandescent |  | Standard A Lamp | 1 | 60 | Closet
Chandelier (Hanging) | Incandescent |  | Standard A Lamp | 5 | 60 | Dining Room
Chandelier (Hanging) | Compact Fluorescent |  | Twist | 2 | 22 | Dining Room
Ceiling Fixture | Linear Fluorescent | 48 | T-12 | 2 | 32 | Garage
Ceiling Fixture | Incandescent |  | Standard A Lamp | 1 | 60 | Hall
Ceiling Fixture | Linear Fluorescent | 48 | T-12 | 4 | 32 | Kitchen
Ceiling Fan | Compact Fluorescent |  | Twist | 5 | 22 | Living Room
Ceiling Fixture | Linear Fluorescent | 36 | T-12 | 2 | 20 | Bedroom
Ceiling Fixture | Linear Fluorescent | 48 | T-12 | 2 | 32 | Bathroom
Ceiling Fixture | Compact Fluorescent |  | Twist | 3 | 22 | Bedroom
Wall Mount | Incandescent |  | Globe | 3 | 60 | Bedroom
Ceiling Fan | Compact Fluorescent |  | Twist | 3 | 15 | Bedroom
Table | Compact Fluorescent |  | Twist | 2 | 15 | Bedroom
Ceiling Fan | Compact Fluorescent |  | Twist | 3 | 15 | Bedroom
Table | Incandescent |  | Standard A Lamp | 1 | 40 | Bedroom
Ceiling Fixture | Incandescent |  | Standard A Lamp | 1 | 75 | Closet
Ceiling Fixture | Incandescent |  | Standard A Lamp | 2 | 100 | Dining Room
Ceiling Fixture | Incandescent |  | Standard A Lamp | 1 | 60 | Garage
Ceiling Fixture | Compact Fluorescent |  | Twist | 3 | 15 | Hall
Ceiling Fixture | Compact Fluorescent |  | Pin base | 2 | 15 | Kitchen
Ceiling Fan | Compact Fluorescent |  | Twist | 3 | 15 | Living Room
Table | Incandescent |  | Standard A Lamp | 1 | 100 | Living Room
Floor lamp | Incandescent |  | Standard A Lamp | 4 | 100 | Living Room
Ceiling Fixture | Compact Fluorescent |  | Twist | 1 | 15 | Other
Wall Mount | Other |  | LED Interior | 1 | 7 | Bathroom
Wall Mount | Compact Fluorescent |  | Twist | 2 | 15 | Bathroom
Track | Other |  | LED Interior | 3 | 50 | Bedroom
Wall Mount | Other |  | LED Interior | 1 | 15 | Bedroom
Ceiling Fan | Compact Fluorescent |  | Twist | 2 | 15 | Living Room
Chandelier (Hanging) | Compact Fluorescent |  | Twist | 5 | 15 | Living Room
Ceiling Fixture | Compact Fluorescent |  | Twist | 1 | 15 | Living Room
Track | Other |  | LED Interior | 2 | 15 | Master Bedroom
Wall Mount | Compact Fluorescent |  | Twist | 1 | 15 | Master Bedroom
Ceiling Fixture | Incandescent |  | Reflector | 3 | 60 | Bedroom
Ceiling Fixture | Incandescent |  | Standard A Lamp | 2 | 100 | Bedroom
Wall Mount | Incandescent |  | Standard A Lamp | 1 | 25 | Bedroom
Wall Mount | Incandescent |  | Reflector | 2 | 65 | Other
Wall Mount | Incandescent |  | Standard A Lamp | 2 | 60 | Bathroom
Ceiling Fan | Incandescent |  | Standard A Lamp | 1 | 60 | Bathroom
Wall Mount | Incandescent |  | Standard A Lamp | 4 | 60 | Bathroom
Track | Incandescent |  | Reflector | 6 | 65 | Bedroom
Track | Incandescent |  | Reflector | 5 | 150 | Bedroom
Low bay | Linear Fluorescent | 24 | T-12 | 1 | 20 | Bedroom
Ceiling Fixture | Incandescent |  | Standard A Lamp | 2 | 40 | Bedroom
Table | Compact Fluorescent |  | Twist | 1 | 15 | Bedroom
Table | Incandescent |  | Standard A Lamp | 1 | 40 | Bedroom
Ceiling Fixture | Compact Fluorescent |  | Twist | 1 | 7 | Garage
Wall Mount | Incandescent |  | Standard A Lamp | 1 | 40 | Garage
Garage door opener | Incandescent |  | Standard A Lamp | 1 | 60 | Garage
Ceiling Fixture | Incandescent |  | Clear | 5 | 60 | Kitchen
Ceiling Fixture | Incandescent |  | Standard A Lamp | 1 | 125 | Kitchen
Recessed Can | Incandescent |  | Reflector | 1 | 150 | Kitchen
Other | Incandescent |  | Clear | 2 | 40 | Kitchen
Wall Mount | Linear Fluorescent | 22 | T-8 | 1 | 20 | Kitchen
Ceiling Fixture | Incandescent |  | Standard A Lamp | 3 | 60 | Living Room
Recessed Can | Incandescent |  | Reflector | 1 | 90 | Living Room
Torchiere | Incandescent |  | Standard A Lamp | 2 | 75 | Living Room
Torchiere | Incandescent |  | Standard A Lamp | 1 | 75 | Living Room
Table | Compact Fluorescent |  | Twist | 1 | 15 | Living Room
Wall Mount | Linear Fluorescent | 44 | T-12 | 1 | 40 | Living Room
Ceiling Fixture | Incandescent |  | Standard A Lamp | 1 | 125 | Hall
Ceiling Fixture | Linear Fluorescent | 44 | T-12 | 2 | 40 | Hall
Ceiling Fixture | Incandescent |  | Standard A Lamp | 2 | 60 | Closet
Ceiling Fixture | Linear Fluorescent | 44 | T-12 | 2 | 40 | Other
Table | Incandescent |  | Standard A Lamp | 1 | 60 | Other
Recessed Can | Compact Fluorescent |  | Flood | 1 | 15 | Living Room
Ceiling Fixture | Incandescent |  | Standard A Lamp | 3 | 60 | Living Room
Chandelier (Hanging) | Incandescent |  | Standard A Lamp | 3 | 60 | Living Room
Chandelier (Hanging) | Incandescent |  | Clear | 1 | 40 | Living Room
Architectural | Halogen |  | Other | 3 | 30 | Living Room
Ceiling Fixture | Incandescent |  | Standard A Lamp | 2 | 60 | Laundry Room
Recessed Can | Compact Fluorescent |  | Flood | 1 | 15 | Office
Ceiling Fixture | Incandescent |  | Standard A Lamp | 3 | 40 | Hall
Ceiling Fan | Incandescent |  | Decorative | 4 | 60 | Master Bedroom
Table | Incandescent |  | Mini base | 1 | 25 | Master Bedroom
Table | Incandescent |  | Standard A Lamp | 1 | 60 | Master Bedroom
Ceiling Fixture | Incandescent |  | Standard A Lamp | 2 | 40 | Bathroom
Wall Mount | Compact Fluorescent |  | Globe | 6 | 15 | Bathroom
Ceiling Fixture | Incandescent |  | Standard A Lamp | 2 | 40 | Closet
Ceiling Fixture | Incandescent |  | Standard A Lamp | 2 | 40 | Bathroom
Wall Mount | Incandescent |  | Standard A Lamp | 4 | 40 | Bathroom
Chandelier (Hanging) | Incandescent |  | Standard A Lamp | 3 | 40 | Other
Table | Incandescent |  | Standard A Lamp | 1 | 60 | Other
Ceiling Fixture | Incandescent |  | Standard A Lamp | 3 | 60 | Other
Table | Incandescent |  | Standard A Lamp | 1 | 60 | Other
Wall Mount | Incandescent |  | Mini base | 2 | 40 | Bathroom
Wall Mount | Incandescent |  | Standard A Lamp | 5 | 60 | Bathroom
Ceiling Fixture | Incandescent |  | Standard A Lamp | 1 | 60 | Bathroom
Wall Mount | Incandescent |  | Standard A Lamp | 3 | 60 | Bathroom
Ceiling Fixture | Incandescent |  | Standard A Lamp | 1 | 60 | Bathroom
Ceiling Fixture | Incandescent |  | Standard A Lamp | 2 | 60 | Bedroom
Other | Incandescent |  | Heat Lamp | 1 | 25 | Bedroom
Table | Incandescent |  | Standard A Lamp | 1 | 40 | Bedroom
Ceiling Fixture | Incandescent |  | Standard A Lamp | 2 | 60 | Bedroom
Table | Incandescent |  | Standard A Lamp | 1 | 60 | Bedroom
Ceiling Fixture | Incandescent |  | Standard A Lamp | 2 | 60 | Master Bedroom
Table | Compact Fluorescent |  | Twist | 1 | 9 | Master Bedroom
Ceiling Fixture | Incandescent |  | Standard A Lamp | 2 | 60 | Bedroom
Ceiling Fixture | Incandescent |  | Standard A Lamp | 1 | 60 | Bedroom
Ceiling Fixture | Incandescent |  | Standard A Lamp | 2 | 60 | Family Room
Ceiling Fixture | Linear Fluorescent | 48 | T-12 | 2 | 40 | Closet
Chandelier (Hanging) | Incandescent |  | Mini base | 6 | 40 | Dining Room
Table | Incandescent |  | Standard A Lamp | 1 | 40 | Living Room
Table | Incandescent |  | Standard A Lamp | 1 | 100 | Living Room
Ceiling Fixture | Incandescent |  | Standard A Lamp | 1 | 60 | Garage
Garage door opener | Incandescent |  | Standard A Lamp | 1 | 60 | Garage
Recessed Can | Compact Fluorescent |  | Reflector | 1 | 22 | Kitchen
Architectural | Linear Fluorescent | 36 | T-12 | 1 | 32 | Kitchen
Chandelier (Hanging) | Incandescent |  | Standard A Lamp | 3 | 60 | Kitchen
Ceiling Fixture | Linear Fluorescent | 48 | T-12 | 2 | 40 | Laundry Room
Table | Incandescent |  | 3-Way Incandescent | 1 | 100 | Living Room
Table | Incandescent |  | Standard A Lamp | 1 | 90 | Living Room
Ceiling Fixture | Compact Fluorescent |  | Twist | 2 | 15 | Living Room
Ceiling Fixture | Incandescent |  | Standard A Lamp | 2 | 60 | Office
Recessed Can | Incandescent |  | Reflector | 1 | 75 | Hall
Chandelier (Hanging) | Incandescent |  | Mini base | 12 | 40 | Hall
Wall Mount | Incandescent |  | Globe | 3 | 100 | Bathroom
Ceiling Fixture | Compact Fluorescent |  | Twist | 3 | 15 | Bedroom
Ceiling Fixture | Compact Fluorescent |  | Twist | 2 | 15 | Closet
Chandelier (Hanging) | Compact Fluorescent |  | Twist | 2 | 15 | Hall
Ceiling Fixture | Compact Fluorescent |  | Twist | 3 | 15 | Family Room
Floor lamp | Compact Fluorescent |  | Twist | 1 | 15 | Family Room
Recessed Can | Incandescent |  | Reflector | 1 | 60 | Family Room
Table | Incandescent |  | Standard A Lamp | 1 | 60 | Family Room
Garage door opener | Incandescent |  | Standard A Lamp | 1 | 60 | Garage
Ceiling Fixture | Incandescent |  | Standard A Lamp | 1 | 60 | Garage
Ceiling Fixture | Compact Fluorescent |  | Twist | 2 | 15 | Hall
Ceiling Fixture | Compact Fluorescent |  | Twist | 2 | 15 | Hall
Ceiling Fixture | Compact Fluorescent |  | Twist | 2 | 15 | Hall
Recessed Can | Compact Fluorescent |  | Twist | 1 | 15 | Kitchen
Ceiling Fixture | Compact Fluorescent |  | Twist | 3 | 15 | Kitchen
Chandelier (Hanging) | Compact Fluorescent |  | Twist | 5 | 15 | Kitchen
Ceiling Fixture | Linear Fluorescent | 60 | T-8 | 2 | 32 | Laundry Room
Ceiling Fan | Incandescent |  | Standard A Lamp | 4 | 75 | Living Room
Table | Incandescent |  | Standard A Lamp | 1 | 100 | Living Room
Wall Mount | Compact Fluorescent |  | Twist | 4 | 15 | Bathroom
Ceiling Fan | Incandescent |  | Clear | 4 | 60 | Master Bedroom
Table | Incandescent |  | Standard A Lamp | 1 | 60 | Master Bedroom
Ceiling Fixture | Compact Fluorescent |  | Twist | 3 | 15 | Office
Table | Incandescent |  | Decorative | 4 | 40 | Office
Ceiling Fixture | Incandescent |  | Standard A Lamp | 2 | 60 | Other
Wall Mount | Incandescent |  | Standard A Lamp | 2 | 65 | Bathroom
Ceiling Fixture | Incandescent |  | Standard A Lamp | 2 | 71 | Bedroom
Ceiling Fixture | Incandescent |  | Standard A Lamp | 2 | 70 | Bedroom
Chandelier (Hanging) | Incandescent |  | Standard A Lamp | 5 | 71 | Dining Room
Exterior | Incandescent |  | Standard A Lamp | 1 | 71 | Garage
Ceiling Fixture | Incandescent |  | Standard A Lamp | 1 | 60 | Hall
Ceiling Fixture | Incandescent |  | Standard A Lamp | 5 | 70 | Kitchen
Ceiling Fixture | Incandescent |  | Standard A Lamp | 1 | 60 | Laundry Room
Floor lamp | Incandescent |  | Standard A Lamp | 1 | 55 | Living Room
Wall Mount | Incandescent |  | Standard A Lamp | 2 | 71 | Bathroom
Ceiling Fixture | Incandescent |  | Standard A Lamp | 2 | 71 | Master Bedroom
Ceiling Fixture | Incandescent |  | Standard A Lamp | 3 | 71 | Other
Ceiling Fixture | Compact Fluorescent |  | Twist | 2 | 14 | Bedroom
Ceiling Fixture | Compact Fluorescent |  | Twist | 2 | 13 | Bedroom
Ceiling Fixture | Compact Fluorescent |  | Twist | 1 | 14 | Closet
Ceiling Fixture | Compact Fluorescent |  | Twist | 1 | 13 | Closet
Wall Mount | Incandescent |  | Standard A Lamp | 1 | 60 | Closet
Chandelier (Hanging) | Compact Fluorescent |  | Twist | 2 | 14 | Dining Room
Wall Mount | Incandescent |  | Globe | 4 | 40 | Bathroom
Ceiling Fan | Compact Fluorescent |  | Twist | 2 | 14 | Family Room
Ceiling Fixture | Incandescent |  | Standard A Lamp | 1 | 75 | Garage
Ceiling Fixture | Compact Fluorescent |  | Twist | 2 | 13 | Bedroom
Ceiling Fixture | Compact Fluorescent |  | Twist | 1 | 20 | Hall
Recessed Can | Compact Fluorescent |  | Reflector | 1 | 17 | Kitchen
Ceiling Fixture | Compact Fluorescent |  | Twist | 2 | 13 | Laundry Room
Ceiling Fixture | Compact Fluorescent |  | Twist | 2 | 14 | Living Room
Wall Mount | Incandescent |  | Globe | 4 | 40 | Bathroom
Ceiling Fan | Compact Fluorescent |  | Twist | 1 | 14 | Master Bedroom
Table | Compact Fluorescent |  | Twist | 1 | 20 | Master Bedroom
Table | Compact Fluorescent |  | Twist | 1 | 13 | Master Bedroom
Ceiling Fixture | Compact Fluorescent |  | Twist | 1 | 13 | Closet
Chandelier (Hanging) | Compact Fluorescent |  | Twist | 5 | 13 | Office
Ceiling Fixture | Compact Fluorescent |  | Twist | 1 | 14 | Closet
Ceiling Fixture | Compact Fluorescent |  | Twist | 2 | 14 | Hall
Wall Mount | Incandescent |  | Globe | 4 | 40 | Bathroom
Ceiling Fixture | Compact Fluorescent |  | Twist | 1 | 20 | Hall
Wall Mount | Compact Fluorescent |  | Twist | 2 | 15 | Bathroom
Ceiling Fixture | Incandescent |  | Standard A Lamp | 1 | 60 | Bathroom
Ceiling Fixture | Incandescent |  | Standard A Lamp | 2 | 60 | Bathroom
Wall Mount | Compact Fluorescent |  | Twist | 4 | 15 | Bathroom
Wall Mount | Incandescent |  | Globe | 4 | 65 | Bathroom
Ceiling Fixture | Incandescent |  | Standard A Lamp | 2 | 60 | Bathroom
Ceiling Fixture | Incandescent |  | Standard A Lamp | 2 | 40 | Bedroom
Ceiling Fixture | Incandescent |  | Standard A Lamp | 1 | 65 | Closet
Chandelier (Hanging) | Compact Fluorescent |  | Twist | 5 | 15 | Living Room
Track | Compact Fluorescent |  | Twist | 5 | 22 | Living Room
Table | Compact Fluorescent |  | Twist | 1 | 15 | Living Room
Ceiling Fixture | Linear Fluorescent | 48 | T-8 | 4 | 60 | Kitchen
Ceiling Fixture | Compact Fluorescent |  | Twist | 2 | 15 | Kitchen
Ceiling Fan | Compact Fluorescent |  | Twist | 3 | 15 | Master Bedroom
Table | Incandescent |  | Decorative | 1 | 25 | Master Bedroom
Ceiling Fixture | Incandescent |  | Standard A Lamp | 1 | 60 | Closet
Ceiling Fixture | Linear Fluorescent | 48 | T-12 | 2 | 60 | Other
Torchiere | Compact Fluorescent |  | Twist | 2 | 15 | Other
Ceiling Fixture | Incandescent |  | Standard A Lamp | 2 | 60 | Office
Ceiling Fixture | Incandescent |  | Standard A Lamp | 2 | 60 | Bedroom
Ceiling Fixture | Incandescent |  | Standard A Lamp | 2 | 60 | Hall
Wall Mount | Incandescent |  | Globe | 4 | 40 | Bathroom
Ceiling Fixture | Incandescent |  | Standard A Lamp | 2 | 60 | Bedroom
Floor lamp | Incandescent |  | Standard A Lamp | 1 | 150 | Bedroom
Table | Incandescent |  | Standard A Lamp | 1 | 150 | Bedroom
Ceiling Fixture | Incandescent |  | Standard A Lamp | 2 | 60 | Bedroom
Ceiling Fan | Incandescent |  | Mini base | 4 | 40 | Bedroom
Ceiling Fixture | Compact Fluorescent |  | Twist | 1 | 15 | Bedroom
Table | Incandescent |  | Standard A Lamp | 1 | 75 | Bedroom
Floor lamp | Incandescent |  | Standard A Lamp | 1 | 60 | Bedroom
Floor lamp | Incandescent |  | Standard A Lamp | 1 | 150 | Bedroom
Ceiling Fixture | Incandescent |  | Standard A Lamp | 1 | 60 | Garage
Ceiling Fixture | Linear Fluorescent | 48 | T-12 | 2 | 40 | Garage
Garage door opener | Incandescent |  | Standard A Lamp | 2 | 60 | Garage
Ceiling Fixture | Incandescent |  | Standard A Lamp | 2 | 60 | Hall
Chandelier (Hanging) | Incandescent |  | Clear | 1 | 40 | Kitchen
Recessed Can | Incandescent |  | Reflector | 1 | 65 | Kitchen
Ceiling Fixture | Incandescent |  | Standard A Lamp | 1 | 60 | Kitchen
Ceiling Fixture | Incandescent |  | Standard A Lamp | 2 | 60 | Laundry Room
Ceiling Fixture | Incandescent |  | Standard A Lamp | 1 | 60 | Living Room
Ceiling Fan | Compact Fluorescent |  | Twist | 2 | 15 | Living Room
Floor lamp | Incandescent |  | Standard A Lamp | 1 | 150 | Living Room
Wall Mount | Incandescent |  | Clear | 6 | 40 | Bathroom
Ceiling Fixture | Incandescent |  | Standard A Lamp | 2 | 60 | Bedroom
Table | Incandescent |  | Standard A Lamp | 1 | 60 | Bedroom
Floor lamp | Incandescent |  | Standard A Lamp | 1 | 100 | Bedroom
Ceiling Fixture | Incandescent |  | Standard A Lamp | 2 | 60 | Closet
Wall Mount | Incandescent |  | Globe | 5 | 40 | Bathroom
Ceiling Fixture | Incandescent |  | Standard A Lamp | 1 | 60 | Family Room
Ceiling Fixture | Incandescent |  | Standard A Lamp | 1 | 60 | Bedroom
Table | Incandescent |  | Decorative | 3 | 40 | Bedroom
Ceiling Fixture | Compact Fluorescent |  | Twist | 1 | 15 | Other
Ceiling Fixture | Incandescent |  | Standard A Lamp | 1 | 60 | Other
Ceiling Fixture | Compact Fluorescent |  | Twist | 2 | 15 | Bathroom
Wall Mount | Incandescent |  | Standard A Lamp | 1 | 60 | Bathroom
Ceiling Fixture | Incandescent |  | Standard A Lamp | 1 | 60 | Bedroom
Floor lamp | Incandescent |  | Standard A Lamp | 3 | 40 | Bedroom
Ceiling Fixture | Incandescent |  | Standard A Lamp | 1 | 60 | Bedroom
Floor lamp | Incandescent |  | Standard A Lamp | 3 | 60 | Bedroom
Chandelier (Hanging) | Compact Fluorescent |  | Decorative | 5 | 15 | Dining Room
Ceiling Fixture | Incandescent |  | Standard A Lamp | 1 | 60 | Garage
Garage door opener | Incandescent |  | Standard A Lamp | 1 | 60 | Garage
Ceiling Fixture | Incandescent |  | Standard A Lamp | 1 | 60 | Hall
Ceiling Fixture | Incandescent |  | Standard A Lamp | 1 | 60 | Hall
Recessed Can | Incandescent |  | Reflector | 1 | 65 | Kitchen
Chandelier (Hanging) | Incandescent |  | Standard A Lamp | 1 | 100 | Kitchen
Other | Linear Fluorescent | 36 | T-8 | 1 | 32 | Kitchen
Chandelier (Hanging) | Compact Fluorescent |  | Twist | 3 | 15 | Kitchen
Ceiling Fixture | Incandescent |  | Standard A Lamp | 1 | 100 | Laundry Room
Recessed Can | Incandescent |  | Reflector | 1 | 65 | Living Room
Recessed Can | Compact Fluorescent |  | Reflector | 1 | 15 | Living Room
Table | Incandescent |  | Mini base | 1 | 25 | Living Room
Wall Mount | Incandescent |  | Standard A Lamp | 1 | 60 | Bathroom
Ceiling Fixture | Incandescent |  | Standard A Lamp | 1 | 60 | Bathroom
Ceiling Fixture | Incandescent |  | Standard A Lamp | 2 | 60 | Master Bedroom
Ceiling Fixture | Compact Fluorescent |  | Twist | 2 | 15 | Master Bedroom
Table | Compact Fluorescent |  | Twist | 1 | 22 | Master Bedroom
Ceiling Fixture | Incandescent |  | Standard A Lamp | 1 | 100 | Other
Ceiling Fixture | Compact Fluorescent |  | Twist | 1 | 15 | Other
Ceiling Fixture | Incandescent |  | Standard A Lamp | 1 | 60 | Other
Ceiling Fixture | Incandescent |  | Standard A Lamp | 2 | 60 | Hall
Ceiling Fixture | Incandescent |  | Clear | 2 | 40 | Bedroom
Table | Incandescent |  | Clear | 1 | 60 | Bedroom
Wall Mount | Incandescent |  | Globe | 4 | 40 | Bathroom
Ceiling Fixture | Other |  | LED Interior |  | 12 | Bathroom
Wall Mount | Incandescent |  | Clear | 4 | 40 | Bedroom
Ceiling Fixture | Incandescent |  | Clear | 2 | 60 | Closet
Chandelier (Hanging) | Incandescent |  | Clear | 5 | 40 | Dining Room
Ceiling Fixture | Compact Fluorescent |  | Twist | 1 | 15 | Hall
Track | Compact Fluorescent |  | Reflector | 4 | 22 | Kitchen
Wall Mount | Compact Fluorescent |  | Twist | 1 | 15 | Kitchen
Other | Linear Fluorescent | 24 | T-8 | 1 | 16 | Kitchen
Other | Linear Fluorescent | 12 | T-8 | 1 | 16 | Kitchen
Other | Incandescent |  | Clear | 1 | 25 | Kitchen
Ceiling Fixture | Compact Fluorescent |  | Twist | 1 | 15 | Laundry Room
Recessed Can | Incandescent |  | Reflector | 1 | 65 | Living Room
Floor lamp | Compact Fluorescent |  | Twist | 1 | 15 | Living Room
Floor lamp | Compact Fluorescent |  | Twist | 3 | 15 | Living Room
Ceiling Fixture | Incandescent |  | Clear | 2 | 40 | Master Bedroom
Torchiere | Compact Fluorescent |  | Twist | 2 | 15 | Office
Table | Incandescent |  | Clear | 1 | 40 | Office
Ceiling Fixture | Linear Fluorescent | 48 | T-8 | 2 | 32 | Garage
Garage door opener | Incandescent |  | Standard A Lamp | 1 | 60 | Garage
Ceiling Fixture | Incandescent |  | Standard A Lamp | 1 | 100 | Garage
Ceiling Fixture | Incandescent |  | Standard A Lamp | 2 | 40 | Hall
Ceiling Fixture | Incandescent |  | Clear | 2 | 40 | Bedroom
Table | Incandescent |  | Clear | 1 | 40 | Bedroom
Table | Incandescent |  | Standard A Lamp | 1 | 60 | Family Room
Table | Compact Fluorescent |  | Twist | 1 | 15 | Family Room
Ceiling Fixture | Incandescent |  | Standard A Lamp | 1 | 100 | Bathroom
Wall Mount | Incandescent |  | Globe | 6 | 60 | Bathroom
Recessed Can | Incandescent |  | Standard A Lamp | 1 | 100 | Bedroom
Ceiling Fixture | Linear Fluorescent | 48 | Fluorescent Other | 2 | 25 | Bedroom
Ceiling Fixture | Incandescent |  | Standard A Lamp | 1 | 100 | Hall
Ceiling Fixture | Incandescent |  | Standard A Lamp | 1 | 100 | Other
Ceiling Fixture | Incandescent |  | Standard A Lamp | 1 | 100 | Other
Ceiling Fixture | Incandescent |  | Standard A Lamp | 1 | 60 | Garage
Ceiling Fixture | Incandescent |  | Standard A Lamp | 1 | 100 | Garage
Chandelier (Hanging) | Incandescent |  | Decorative | 4 | 40 | Hall
Ceiling Fixture | Incandescent |  | Standard A Lamp | 1 | 100 | Hall
Chandelier (Hanging) | Incandescent |  | Standard A Lamp | 1 | 100 | Kitchen
Wall Mount | Linear Fluorescent | 24 | T-12 | 1 | 20 | Kitchen
Wall Mount | Incandescent |  | Decorative | 2 | 40 | Kitchen
Ceiling Fixture | Incandescent |  | Standard A Lamp | 1 | 100 | Laundry Room
Ceiling Fixture | Incandescent |  | Standard A Lamp | 1 | 100 | Bathroom
Wall Mount | Incandescent |  | Globe | 4 | 60 | Bathroom
Ceiling Fixture | Incandescent |  | Standard A Lamp | 1 | 75 | Closet
Table | Incandescent |  | Standard A Lamp | 1 | 60 | Master Bedroom
Chandelier (Hanging) | Incandescent |  | Clear | 1 | 75 | Living Room
Table | Incandescent |  | Standard A Lamp | 1 | 100 | Living Room
Table | Compact Fluorescent |  | Twist | 1 | 22 | Living Room
Ceiling Fixture | Linear Fluorescent | 48 | T-12 | 2 | 25 | Office
Table | Incandescent |  | Standard A Lamp | 1 | 100 | Office
Ceiling Fixture | Incandescent |  | Standard A Lamp | 1 | 100 | Office
Ceiling Fixture | Incandescent |  | Standard A Lamp | 3 | 65 | Bathroom
Ceiling Fixture | Incandescent |  | Standard A Lamp | 2 | 75 | Bedroom
Table | Incandescent |  | Standard A Lamp | 1 | 75 | Bedroom
Ceiling Fan | Incandescent |  | Standard A Lamp | 4 | 60 | Dining Room
Ceiling Fixture | Incandescent |  | Standard A Lamp | 3 | 60 | Family Room
Floor lamp | Incandescent |  | Standard A Lamp | 2 | 60 | Family Room
Low bay | Linear Fluorescent | 48 | T-12 | 2 | 40 | Garage
Low bay | Linear Fluorescent | 96 | T-12 | 2 | 100 | Garage
Ceiling Fixture | Linear Fluorescent | 48 | T-8 | 2 | 32 | Hall
Ceiling Fixture | Incandescent |  | Standard A Lamp | 2 | 75 | Bedroom
Ceiling Fixture | Linear Fluorescent | 48 | T-8 | 2 | 32 | Kitchen
Low bay | Linear Fluorescent | 48 | T-12 | 2 | 40 | Other
Ceiling Fixture | Incandescent |  | Standard A Lamp | 2 | 65 | Bedroom
Table | Incandescent |  | Standard A Lamp | 1 | 60 | Bedroom
Ceiling Fixture | Compact Fluorescent |  | A shape bulb | 1 | 15 | Bathroom
Ceiling Fixture | Incandescent |  | Standard A Lamp | 1 | 60 | Bathroom
Wall Mount | Compact Fluorescent |  | Twist | 6 | 15 | Bathroom
Wall Mount | Incandescent |  | Standard A Lamp | 1 | 60 | Bathroom
Wall Mount | Incandescent |  | Standard A Lamp | 3 | 75 | Bathroom
Ceiling Fixture | Linear Fluorescent | 48 | T-12 | 2 | 40 | Bedroom
Table | Incandescent |  | Standard A Lamp | 1 | 100 | Bedroom
Ceiling Fixture | Compact Fluorescent |  | Twist | 2 | 15 | Bedroom
Table | Incandescent |  | Standard A Lamp | 1 | 75 | Bedroom
Ceiling Fixture | Incandescent |  | Standard A Lamp | 1 | 60 | Bedroom
Ceiling Fixture | Incandescent |  | Standard A Lamp | 3 | 60 | Bedroom
Table | Incandescent |  | Standard A Lamp | 1 | 75 | Bedroom
Ceiling Fixture | Incandescent |  | Standard A Lamp | 3 | 60 | Bedroom
Table | Incandescent |  | Standard A Lamp | 1 | 75 | Bedroom
Ceiling Fixture | Incandescent |  | Standard A Lamp | 2 | 75 | Bedroom
Ceiling Fixture | Incandescent |  | Standard A Lamp | 1 | 75 | Bedroom
Wall Mount | Incandescent |  | Standard A Lamp | 1 | 60 | Bedroom
Ceiling Fixture | Incandescent |  | Standard A Lamp | 1 | 60 | Closet
Wall Mount | Incandescent |  | Standard A Lamp | 1 | 75 | Closet
Ceiling Fixture | Incandescent |  | Standard A Lamp | 1 | 75 | Closet
Wall Mount | Incandescent |  | Standard A Lamp | 1 | 75 | Closet
Wall Mount | Incandescent |  | Standard A Lamp | 1 | 60 | Closet
Ceiling Fixture | Incandescent |  | Standard A Lamp | 1 | 60 | Closet
Ceiling Fixture | Incandescent |  | Standard A Lamp | 1 | 60 | Closet
Ceiling Fixture | Incandescent |  | Standard A Lamp | 1 | 100 | Closet
Ceiling Fixture | Incandescent |  | Standard A Lamp | 3 | 75 | Dining Room
Ceiling Fixture | Incandescent |  | Standard A Lamp | 1 | 60 | Other
Ceiling Fixture | Linear Fluorescent | 48 | T-12 | 2 | 40 | Family Room
Table | Incandescent |  | Standard A Lamp | 1 | 70 | Family Room
Ceiling Fixture | Incandescent |  | Standard A Lamp | 1 | 75 | Other
Ceiling Fixture | Incandescent |  | Clear | 4 | 40 | Hall
Ceiling Fixture | Incandescent |  | Standard A Lamp | 2 | 65 | Hall
Wall Mount | Incandescent |  | Standard A Lamp | 1 | 100 | Hall
Ceiling Fixture | Incandescent |  | Clear | 4 | 40 | Hall
Ceiling Fixture | Incandescent |  | Standard A Lamp | 1 | 75 | Hall
Ceiling Fixture | Linear Fluorescent | 48 | T-8 | 2 | 32 | Kitchen
Ceiling Fixture | Incandescent |  | Standard A Lamp | 2 | 60 | Laundry Room
Ceiling Fixture | Incandescent |  | Standard A Lamp | 3 | 60 | Living Room
Ceiling Fixture | Incandescent |  | Standard A Lamp | 1 | 75 | Other
Wall Mount | Incandescent |  | Standard A Lamp | 1 | 75 | Closet
Ceiling Fixture | Incandescent |  | Standard A Lamp | 1 | 75 | Closet
Ceiling Fixture | Compact Fluorescent |  | Pin base | 2 | 32 | Other
Ceiling Fixture | Incandescent |  | Standard A Lamp | 1 | 60 | Other
Ceiling Fixture | Incandescent |  | Standard A Lamp | 2 | 75 | Hall
Table | Incandescent |  | Standard A Lamp | 1 | 75 | Hall
Ceiling Fixture | Compact Fluorescent |  | Twist | 1 | 15 | Bedroom
Ceiling Fixture | Compact Fluorescent |  | Twist | 1 | 15 | Bedroom
Wall Mount | Compact Fluorescent |  | Twist | 3 | 15 | Bathroom
Chandelier (Hanging) | Compact Fluorescent |  | Twist | 5 | 15 | Dining Room
Ceiling Fixture | Incandescent |  | Standard A Lamp | 1 | 75 | Garage
Ceiling Fixture | Compact Fluorescent |  | Twist | 1 | 22 | Hall
Wall Mount | Linear Fluorescent | 22 | T-12 | 1 | 20 | Closet
Recessed Can | Compact Fluorescent |  | Reflector | 1 | 22 | Kitchen
Other | Incandescent |  | Standard A Lamp | 1 | 25 | Kitchen
Wall Mount | Linear Fluorescent | 22 | T-12 | 1 | 20 | Laundry Room
Ceiling Fan | Compact Fluorescent |  | A shape bulb | 3 | 15 | Living Room
Ceiling Fan | Compact Fluorescent |  | A shape bulb | 3 | 15 | Bedroom
Wall Mount | Compact Fluorescent |  | Twist | 3 | 15 | Bathroom
Ceiling Fan | Incandescent |  | Standard A Lamp | 1 | 60 | Bathroom
Ceiling Fixture | Compact Fluorescent |  | Twist | 1 | 15 | Bathroom
Ceiling Fixture | Compact Fluorescent |  | Twist | 1 | 15 | Hall
Wall Mount | Compact Fluorescent |  | Twist | 3 | 15 | Bathroom
Ceiling Fixture | Compact Fluorescent |  | Twist | 1 | 15 | Hall
Ceiling Fixture | Incandescent |  | Globe | 1 | 100 | Bathroom
Ceiling Fixture | Incandescent |  | Standard A Lamp | 2 | 60 | Bedroom
Table | Incandescent |  | Standard A Lamp | 1 | 40 | Bedroom
Ceiling Fixture | Incandescent |  | Standard A Lamp | 1 | 60 | Garage
Ceiling Fixture | Compact Fluorescent |  | Twist | 1 | 15 | Hall
Ceiling Fixture | Linear Fluorescent | 60 | T-5 | 2 | 40 | Kitchen
Ceiling Fixture | Incandescent |  | Standard A Lamp | 1 | 60 | Laundry Room
Ceiling Fan | Incandescent |  | Standard A Lamp | 5 | 60 | Living Room
Ceiling Fixture | Incandescent |  | Standard A Lamp | 2 | 60 | Master Bedroom
Table | Incandescent |  | Standard A Lamp | 1 | 60 | Master Bedroom
Ceiling Fixture | Incandescent |  | Standard A Lamp | 3 | 60 | Bathroom
Wall Mount | Incandescent |  | Globe | 3 | 40 | Bathroom
Architectural | Incandescent |  | Standard A Lamp | 1 | 60 | Bedroom
Ceiling Fan | Incandescent |  | Standard A Lamp | 1 | 60 | Bedroom
Wall Mount | Incandescent |  | Standard A Lamp | 1 | 60 | Bedroom
Ceiling Fixture | Incandescent |  | Standard A Lamp | 2 | 60 | Dining Room
Ceiling Fixture | Incandescent |  | Standard A Lamp | 1 | 60 | Garage
Garage door opener | Incandescent |  | Standard A Lamp | 1 | 60 | Garage
Ceiling Fixture | Incandescent |  | Standard A Lamp | 1 | 60 | Hall
Ceiling Fixture | Incandescent |  | Standard A Lamp | 1 | 60 | Hall
Ceiling Fixture | Incandescent |  | Standard A Lamp | 2 | 40 | Kitchen
Ceiling Fixture | Incandescent |  | Standard A Lamp | 2 | 60 | Laundry Room
Floor lamp | Incandescent |  | Standard A Lamp | 1 | 125 | Living Room
Ceiling Fan | Incandescent |  | Heat Lamp | 1 | 150 | Bathroom
Wall Mount | Incandescent |  | Globe | 4 | 40 | Bathroom
Table | Incandescent |  | Standard A Lamp | 1 | 60 | Master Bedroom
Ceiling Fan | Incandescent |  | Standard A Lamp | 1 | 75 | Other
Wall Mount | Incandescent |  | Globe | 3 | 40 | Bathroom
Wall Mount | Incandescent |  | Globe | 6 | 40 | Bathroom
Ceiling Fixture | Compact Fluorescent |  | Twist | 2 | 15 | Bedroom
Ceiling Fan | Compact Fluorescent |  | Twist | 4 | 15 | Bedroom
Ceiling Fixture | Compact Fluorescent |  | Twist | 2 | 15 | Bedroom
Chandelier (Hanging) | Compact Fluorescent |  | Twist | 5 | 15 | Kitchen
Recessed Can | Incandescent |  | Reflector | 1 | 65 | Kitchen
Ceiling Fixture | Compact Fluorescent |  | Twist | 1 | 22 | Garage
Ceiling Fixture | Incandescent |  | Standard A Lamp | 1 | 60 | Hall
Ceiling Fixture | Compact Fluorescent |  | Twist | 2 | 15 | Laundry Room
Wall Mount | Incandescent |  | Globe | 8 | 40 | Bathroom
Ceiling Fixture | Compact Fluorescent |  | Twist | 1 | 15 | Master Bedroom
Ceiling Fan | Incandescent |  | Standard A Lamp | 3 | 60 | Master Bedroom
Table | Compact Fluorescent |  | Twist | 1 | 15 | Master Bedroom
Ceiling Fixture | Compact Fluorescent |  | Twist | 2 | 15 | Living Room
Ceiling Fan | Compact Fluorescent |  | Twist | 3 | 15 | Family Room
Ceiling Fixture | Incandescent |  | Standard A Lamp | 1 | 60 | Hall
Chandelier (Hanging) | Incandescent |  | Standard A Lamp | 3 | 60 | Hall
Ceiling Fixture | Incandescent |  | Standard A Lamp | 2 | 40 | Other
Wall Mount | Incandescent |  | Standard A Lamp | 1 | 40 | Other
Ceiling Fixture | Incandescent |  | Standard A Lamp | 1 | 60 | Bathroom
Wall Mount | Incandescent |  | Globe | 5 | 60 | Bathroom
Wall Mount | Incandescent |  | Globe | 4 | 60 | Bathroom
Ceiling Fixture | Incandescent |  | Standard A Lamp | 1 | 60 | Bathroom
Ceiling Fixture | Incandescent |  | Standard A Lamp | 2 | 60 | Bedroom
Ceiling Fixture | Incandescent |  | Standard A Lamp | 2 | 60 | Bedroom
Table | Incandescent |  | Decorative | 2 | 40 | Bedroom
Ceiling Fixture | Incandescent |  | Standard A Lamp | 2 | 60 | Bedroom
Table | Incandescent |  | Decorative | 1 | 40 | Bedroom
Ceiling Fixture | Incandescent |  | Standard A Lamp | 3 | 60 | Bedroom
Table | Incandescent |  | Standard A Lamp | 1 | 60 | Bedroom
Ceiling Fixture | Incandescent |  | Standard A Lamp | 1 | 60 | Family Room
Ceiling Fixture | Compact Fluorescent |  | Circline (Screw Base) | 1 | 22 | Kitchen
Ceiling Fixture | Incandescent |  | Standard A Lamp | 1 | 40 | Kitchen
Recessed - other | Incandescent |  | Standard A Lamp | 1 | 40 | Kitchen
Ceiling Fixture | Linear Fluorescent | 48 | T-12 | 2 | 40 | Laundry Room
Ceiling Fixture | Incandescent |  | Standard A Lamp | 1 | 60 | Living Room
Ceiling Fan | Compact Fluorescent |  | Twist | 3 | 15 | Living Room
Table | Compact Fluorescent |  | Twist | 1 | 15 | Living Room
Ceiling Fixture | Incandescent |  | Standard A Lamp | 1 | 40 | Other
Wall Mount | Compact Fluorescent |  | Twist | 1 | 13 | Bathroom
Wall Mount | Incandescent |  | Globe | 4 | 40 | Bathroom
Ceiling Fixture | Incandescent |  | Standard A Lamp | 1 | 100 | Bathroom
Ceiling Fixture | Compact Fluorescent |  | Twist | 1 | 13 | Bedroom
Floor lamp | Compact Fluorescent |  | Twist | 2 | 13 | Bedroom
Ceiling Fixture | Compact Fluorescent |  | Twist | 1 | 13 | Bedroom
Ceiling Fixture | Compact Fluorescent |  | Twist | 1 | 13 | Bedroom
Chandelier (Hanging) | Incandescent |  | Decorative | 5 | 40 | Dining Room
Ceiling Fixture | Linear Fluorescent | 96 | T-12 | 2 | 60 | Garage
Ceiling Fixture | Compact Fluorescent |  | Twist | 1 | 13 | Hall
Ceiling Fixture | Compact Fluorescent |  | Twist | 2 | 13 | Kitchen
Wall Mount | Incandescent |  | Standard A Lamp | 1 | 40 | Kitchen
Ceiling Fixture | Incandescent |  | Standard A Lamp | 1 | 100 | Laundry Room
Floor lamp | Compact Fluorescent |  | Twist | 1 | 23 | Living Room
Floor lamp | Incandescent |  | Standard A Lamp | 1 | 100 | Living Room
Ceiling Fixture | Incandescent |  | Standard A Lamp | 1 | 60 | Bathroom
Wall Mount | Compact Fluorescent |  | Twist | 3 | 15 | Bathroom
Ceiling Fixture | Incandescent |  | Reflector | 2 | 65 | Bathroom
Wall Mount | Incandescent |  | Standard A Lamp | 3 | 100 | Bathroom
Ceiling Fixture | Incandescent |  | Standard A Lamp | 1 | 60 | Bathroom
Ceiling Fixture | Incandescent |  | Standard A Lamp | 1 | 60 | Master Bedroom
Table | Incandescent |  | Standard A Lamp | 1 | 40 | Bedroom
Ceiling Fixture | Compact Fluorescent |  | Twist | 2 | 15 | Bedroom
Floor lamp | Compact Fluorescent |  | Twist | 4 | 15 | Bedroom
Table | Incandescent |  | Standard A Lamp | 1 | 60 | Bedroom
Ceiling Fixture | Incandescent |  | Standard A Lamp | 1 | 60 | Bedroom
Floor lamp | Compact Fluorescent |  | Twist | 2 | 22 | Bedroom
Table | Incandescent |  | Standard A Lamp | 1 | 60 | Bedroom
Ceiling Fixture | Compact Fluorescent |  | Twist | 1 | 22 | Bedroom
Ceiling Fixture | Compact Fluorescent |  | Twist | 2 | 15 | Closet
Chandelier (Hanging) | Incandescent |  | Decorative | 5 | 40 | Dining Room
Ceiling Fixture | Compact Fluorescent |  | Twist | 1 | 15 | Hall
Recessed Can | Incandescent |  | Reflector | 1 | 65 | Family Room
Floor lamp | Compact Fluorescent |  | Twist | 3 | 22 | Family Room
Ceiling Fixture | Incandescent |  | Standard A Lamp | 1 | 100 | Garage
Garage door opener | Compact Fluorescent |  | Pin base | 1 | 15 | Garage
Ceiling Fixture | Compact Fluorescent |  | Twist | 1 | 15 | Hall
Ceiling Fixture | Incandescent |  | Standard A Lamp | 2 | 60 | Hall
Ceiling Fixture | Incandescent |  | Standard A Lamp | 2 | 75 | Hall
Track | Halogen |  | MR | 4 | 50 | Kitchen
Ceiling Fixture | Compact Fluorescent |  | Twist | 1 | 15 | Kitchen
Architectural | Linear Fluorescent | 36 | T-8 | 2 | 24 | Kitchen
Ceiling Fixture | Compact Fluorescent |  | Twist | 1 | 15 | Laundry Room
Wall Mount | Compact Fluorescent |  | Twist | 1 | 15 | Laundry Room
Chandelier (Hanging) | Incandescent |  | Decorative | 5 | 40 | Living Room
Floor lamp | Compact Fluorescent |  | Twist | 1 | 15 | Living Room
Wall Mount | Incandescent |  | Standard A Lamp | 1 | 60 | Living Room
Table | Compact Fluorescent |  | Twist | 1 | 22 | Living Room
Chandelier (Hanging) | Compact Fluorescent |  | Twist | 1 | 22 | Living Room
Ceiling Fixture | Incandescent |  | Standard A Lamp | 2 | 60 | Other
Wall Mount | Compact Fluorescent |  | Twist | 3 | 15 | Bathroom
Ceiling Fixture | Incandescent |  | Standard A Lamp | 1 | 60 | Bedroom
Ceiling Fan | Incandescent |  | Standard A Lamp | 1 | 75 | Kitchen
Ceiling Fixture | Incandescent |  | Standard A Lamp | 1 | 65 | Hall
Wall Mount | Incandescent |  | Standard A Lamp | 3 | 40 | Bathroom
Ceiling Fixture | Incandescent |  | Standard A Lamp | 2 | 60 | Bedroom
Ceiling Fixture | Incandescent |  | Standard A Lamp | 2 | 60 | Bedroom
Ceiling Fixture | Incandescent |  | Standard A Lamp | 2 | 60 | Hall
Recessed Can | Compact Fluorescent |  | Twist | 1 | 22 | Kitchen
Recessed Can | Incandescent |  | Reflector | 1 | 60 | Kitchen
Chandelier (Hanging) | Incandescent |  | Standard A Lamp | 5 | 40 | Kitchen
Ceiling Fixture | Compact Fluorescent |  | Twist | 1 | 15 | Laundry Room
Table | Incandescent |  | 3-Way Incandescent | 1 | 100 | Living Room
Ceiling Fan | Compact Fluorescent |  | Twist | 4 | 15 | Bedroom
Floor lamp | Compact Fluorescent |  | Twist | 1 | 15 | Dining Room
Chandelier (Hanging) | Compact Fluorescent |  | Twist | 4 | 15 | Dining Room
Table | Compact Fluorescent |  | Twist | 1 | 15 | Dining Room
Ceiling Fan | Compact Fluorescent |  | Twist | 4 | 15 | Family Room
Chandelier (Hanging) | Compact Fluorescent |  | Twist | 1 | 22 | Family Room
Wall Mount | Compact Fluorescent |  | Twist | 1 | 15 | Family Room
Ceiling Fixture | Compact Fluorescent |  | Twist | 2 | 15 | Hall
Chandelier (Hanging) | Compact Fluorescent |  | Twist | 4 | 15 | Kitchen
Ceiling Fixture | Halogen |  | MR | 3 | 30 | Kitchen
Architectural | Halogen |  | Other | 3 | 20 | Kitchen
Ceiling Fan | Compact Fluorescent |  | Twist | 4 | 15 | Laundry Room
Chandelier (Hanging) | Compact Fluorescent |  | Twist | 4 | 15 | Living Room
Table | Compact Fluorescent |  | Twist | 1 | 22 | Living Room
Chandelier (Hanging) | Compact Fluorescent |  | Twist | 5 | 15 | Master Bedroom
Table | Compact Fluorescent |  | Twist | 1 | 15 | Master Bedroom
Torchiere | Halogen |  | Quartz Tube | 1 | 500 | Master Bedroom
Ceiling Fan | Compact Fluorescent |  | Twist | 4 | 15 | Other
Table | Compact Fluorescent |  | Twist | 1 | 15 | Bedroom
Ceiling Fixture | Compact Fluorescent |  | Twist | 3 | 15 | Bedroom
Wall Mount | Compact Fluorescent |  | Twist | 8 | 15 | Bathroom
Ceiling Fan | Compact Fluorescent |  | Twist | 4 | 15 | Other
Ceiling Fixture | Incandescent |  | Standard A Lamp | 1 | 60 | Other
Table | Incandescent |  | Standard A Lamp | 1 | 60 | Other
Wall Mount | Incandescent |  | Standard A Lamp | 3 | 60 | Bathroom
Ceiling Fixture | Incandescent |  | Standard A Lamp | 2 | 60 | Bathroom
Table | Incandescent |  | Standard A Lamp | 1 | 60 | Bedroom
Ceiling Fixture | Incandescent |  | Standard A Lamp | 2 | 60 | Bedroom
Table | Incandescent |  | Standard A Lamp | 1 | 60 | Bedroom
Ceiling Fixture | Incandescent |  | Standard A Lamp | 2 | 60 | Bedroom
Table | Incandescent |  | Standard A Lamp | 1 | 60 | Bedroom
Ceiling Fixture | Incandescent |  | Standard A Lamp | 2 | 60 | Bedroom
Chandelier (Hanging) | Incandescent |  | Decorative | 3 | 60 | Dining Room
Table | Incandescent |  | Standard A Lamp | 1 | 60 | Family Room
Chandelier (Hanging) | Incandescent |  | Decorative | 1 | 60 | Family Room
Ceiling Fixture | Incandescent |  | Standard A Lamp | 1 | 60 | Garage
Ceiling Fixture | Incandescent |  | Standard A Lamp | 2 | 60 | Hall
Ceiling Fixture | Compact Fluorescent |  | Twist | 1 | 15 | Bathroom
Wall Mount | Compact Fluorescent |  | Globe | 6 | 11 | Bathroom
Ceiling Fixture | Incandescent |  | Standard A Lamp | 1 | 60 | Bathroom
Table | Compact Fluorescent |  | Twist | 1 | 15 | Bedroom
Table | Incandescent |  | Standard A Lamp | 1 | 40 | Bedroom
Ceiling Fixture | Compact Fluorescent |  | Twist | 2 | 15 | Bedroom
Table | Incandescent |  | Standard A Lamp | 1 | 60 | Bedroom
Ceiling Fan | Compact Fluorescent |  | Twist | 3 | 15 | Family Room
Table | Compact Fluorescent |  | Twist | 1 | 22 | Family Room
Ceiling Fixture | Compact Fluorescent |  | Twist | 2 | 15 | Kitchen
Ceiling Fixture | Incandescent |  | Standard A Lamp | 1 | 60 | Living Room
Table | Compact Fluorescent |  | Twist | 2 | 15 | Living Room
Torchiere | Compact Fluorescent |  | Twist | 1 | 15 | Living Room
Ceiling Fan | Compact Fluorescent |  | Twist | 1 | 15 | Office
Table | Compact Fluorescent |  | Twist | 1 | 22 | Office
Table | Halogen |  | Quartz Tube | 1 | 30 | Office
Ceiling Fixture | Compact Fluorescent |  | Twist | 2 | 15 | Office
Wall Mount | Incandescent |  | Decorative | 4 | 40 | Bathroom
Ceiling Fixture | Compact Fluorescent |  | Twist | 1 | 15 | Bathroom
Wall Mount | Incandescent |  | Globe | 4 | 40 | Bedroom
Ceiling Fixture | Compact Fluorescent |  | Twist | 1 | 15 | Bedroom
Ceiling Fixture | Compact Fluorescent |  | Twist | 1 | 15 | Bedroom
Ceiling Fixture | Incandescent |  | Standard A Lamp | 2 | 60 | Bedroom
Ceiling Fan | Incandescent |  | Standard A Lamp | 2 | 60 | Master Bedroom
Ceiling Fixture | Incandescent |  | Standard A Lamp | 1 | 60 | Closet
Chandelier (Hanging) | Incandescent |  | Decorative | 4 | 40 | Dining Room
Ceiling Fixture | Compact Fluorescent |  | Twist | 1 | 15 | Hall
Ceiling Fixture | Compact Fluorescent |  | Twist | 1 | 15 | Garage
Wall Mount | Halogen |  | MR | 3 | 50 | Garage
Ceiling Fixture | Compact Fluorescent |  | Twist | 1 | 15 | Kitchen
Architectural | Halogen |  | MR | 1 | 20 | Kitchen
Ceiling Fan | Incandescent |  | Standard A Lamp | 1 | 60 | Living Room
Wall Mount | Incandescent |  | Standard A Lamp | 3 | 60 | Bathroom
Recessed Can | Compact Fluorescent |  | Reflector | 1 | 15 | Bathroom
Recessed Can | Incandescent |  | Reflector | 1 | 65 | Dining Room
Recessed Can | Incandescent |  | Reflector | 1 | 65 | Hall
Recessed Can | Compact Fluorescent |  | Reflector | 1 | 15 | Garage
Garage door opener | Incandescent |  | Standard A Lamp | 2 | 60 | Garage
Recessed Can | Incandescent |  | Reflector | 1 | 65 | Kitchen
Recessed Can | Compact Fluorescent |  | Reflector | 1 | 15 | Kitchen
Table | Incandescent |  | Standard A Lamp | 1 | 150 | Kitchen
Ceiling Fixture | Incandescent |  | Standard A Lamp | 2 | 40 | Kitchen
Table | Incandescent |  | Standard A Lamp | 1 | 40 | Kitchen
Ceiling Fan | Incandescent |  | Standard A Lamp | 4 | 60 | Master Bedroom
Table | Compact Fluorescent |  | Twist | 1 | 22 | Master Bedroom
Recessed Can | Incandescent |  | Reflector | 1 | 65 | Master Bedroom
Recessed Can | Compact Fluorescent |  | Reflector | 1 | 15 | Master Bedroom
Wall Mount | Incandescent |  | Standard A Lamp | 2 | 40 | Master Bedroom
Recessed Can | Compact Fluorescent |  | Reflector | 1 | 15 | Master Bedroom
Recessed Can | Incandescent |  | Reflector | 1 | 65 | Master Bedroom
Recessed Can | Compact Fluorescent |  | Reflector | 1 | 15 | Master Bedroom
Table | Incandescent |  | Decorative | 2 | 40 | Master Bedroom
Table | Incandescent |  | Mini base | 1 | 20 | Master Bedroom
Table | Incandescent |  | Standard A Lamp | 1 | 60 | Master Bedroom
Floor lamp | Halogen |  | Quartz Tube | 1 | 100 | Master Bedroom
Table | Incandescent |  | Decorative | 1 | 40 | Master Bedroom
Chandelier (Hanging) | Incandescent |  | Standard A Lamp | 12 | 60 | Master Bedroom
Recessed Can | Incandescent |  | Reflector | 1 | 65 | Kitchen
Recessed Can | Compact Fluorescent |  | Reflector | 1 | 15 | Bathroom
Table | Incandescent |  | Standard A Lamp | 1 | 40 | Bathroom
Table | Compact Fluorescent |  | Twist | 1 | 15 | Bathroom
Ceiling Fixture | Incandescent |  | Standard A Lamp | 1 | 60 | Bathroom
Recessed Can | Incandescent |  | Reflector | 1 | 65 | Closet
Recessed Can | Compact Fluorescent |  | Reflector | 1 | 15 | Garage
Garage door opener | Incandescent |  | Standard A Lamp | 1 | 60 | Garage
Track | Incandescent |  | Reflector | 2 | 25 | Garage
Track | Incandescent |  | Reflector | 4 | 25 | Garage
Ceiling Fixture | Incandescent |  | Standard A Lamp | 1 | 60 | Garage
Table | Incandescent |  | Standard A Lamp | 1 | 40 | Other
Table | Incandescent |  | Standard A Lamp | 1 | 150 | Other
Recessed Can | Incandescent |  | Reflector | 1 | 65 | Other
Recessed Can | Compact Fluorescent |  | Reflector | 1 | 15 | Bathroom
Wall Mount | Incandescent |  | Standard A Lamp | 1 | 40 | Bathroom
Recessed Can | Compact Fluorescent |  | Reflector | 1 | 15 | Hall
Chandelier (Hanging) | Incandescent |  | Decorative | 12 | 40 | Hall
Ceiling Fan | Incandescent |  | Standard A Lamp | 4 | 60 | Hall
Chandelier (Hanging) | Incandescent |  | Standard A Lamp | 5 | 60 | Hall
Track | Compact Fluorescent |  | Flood | 4 | 22 | Kitchen
Ceiling Fixture | Compact Fluorescent |  | Flood | 1 | 15 | Kitchen
Ceiling Fixture | Incandescent |  | Reflector | 1 | 65 | Kitchen
Recessed Can | Incandescent |  | Reflector | 1 | 75 | Hall
Ceiling Fixture | Incandescent |  | Reflector | 2 | 65 | Bedroom
Ceiling Fixture | Compact Fluorescent |  | Flood | 1 | 15 | Bedroom
Floor lamp | Incandescent |  | Standard A Lamp | 1 | 100 | Bedroom
Floor lamp | Incandescent |  | Standard A Lamp | 3 | 60 | Bedroom
Ceiling Fixture | Incandescent |  | Standard A Lamp | 3 | 60 | Bedroom
Table | Compact Fluorescent |  | Twist | 1 | 22 | Bedroom
Table | Incandescent |  | Standard A Lamp | 1 | 25 | Bedroom
Wall Mount | Incandescent |  | Globe | 5 | 25 | Bathroom
Ceiling Fixture | Incandescent |  | Standard A Lamp | 1 | 60 | Other
Table | Incandescent |  | Standard A Lamp | 1 | 75 | Other
Ceiling Fixture | Incandescent |  | Standard A Lamp | 1 | 60 | Other
Chandelier (Hanging) | Compact Fluorescent |  | Twist | 5 | 15 | Dining Room
Floor lamp | Incandescent |  | Standard A Lamp | 1 | 100 | Living Room
Table | Compact Fluorescent |  | Twist | 1 | 22 | Living Room
Chandelier (Hanging) | Incandescent |  | Standard A Lamp | 5 | 60 | Hall
Ceiling Fixture | Incandescent |  | Standard A Lamp | 1 | 60 | Hall
Ceiling Fixture | Incandescent |  | Standard A Lamp | 1 | 60 | Hall
Ceiling Fixture | Compact Fluorescent |  | Twist | 1 | 15 | Laundry Room
Ceiling Fan | Compact Fluorescent |  | Decorative | 3 | 22 | Master Bedroom
Table | Incandescent |  | Standard A Lamp | 1 | 40 | Master Bedroom
Table | Compact Fluorescent |  | Globe | 1 | 7 | Master Bedroom
Ceiling Fixture | Compact Fluorescent |  | Twist | 1 | 22 | Closet
Wall Mount | Incandescent |  | Globe | 6 | 40 | Bathroom
Floor lamp | Compact Fluorescent |  | Twist | 1 | 22 | Other
Ceiling Fixture | Linear Fluorescent | 48 | T-8 | 3 | 32 | Other
Ceiling Fixture | Incandescent |  | Standard A Lamp | 1 | 60 | Bathroom
Wall Mount | Incandescent |  | Standard A Lamp | 4 | 60 | Bathroom
Recessed Can | Incandescent |  | Reflector | 1 | 65 | Bathroom
Wall Mount | Incandescent |  | Standard A Lamp | 2 | 60 | Bathroom
Ceiling Fixture | Incandescent |  | Standard A Lamp | 2 | 60 | Bedroom
Table | Incandescent |  | Standard A Lamp | 1 | 100 | Bedroom
Ceiling Fixture | Incandescent |  | Standard A Lamp | 2 | 60 | Bedroom
Ceiling Fixture | Incandescent |  | Standard A Lamp | 3 | 60 | Bedroom
Table | Linear Fluorescent | 12 | T-4 | 1 | 27 | Bedroom
Ceiling Fixture | Incandescent |  | Standard A Lamp | 2 | 60 | Hall
Recessed Can | Incandescent |  | Globe | 1 | 50 | Kitchen
Recessed Can | Incandescent |  | Reflector | 1 | 65 | Kitchen
Recessed - other | Incandescent |  | Standard A Lamp | 1 | 40 | Kitchen
Ceiling Fixture | Linear Fluorescent | 48 | T-8 | 2 | 32 | Laundry Room
Floor lamp | Compact Fluorescent |  | Twist | 1 | 22 | Living Room
Ceiling Fixture | Compact Fluorescent |  | Twist | 1 | 22 | Living Room
Ceiling Fixture | Incandescent |  | Standard A Lamp | 1 | 60 | Other
Ceiling Fixture | Incandescent |  | Standard A Lamp | 1 | 60 | Laundry Room
Ceiling Fixture | Incandescent |  | Standard A Lamp | 1 | 60 | Other
Ceiling Fixture | Incandescent |  | Standard A Lamp | 1 | 100 | Other
Ceiling Fixture | Incandescent |  | Standard A Lamp | 2 | 60 | Living Room
Floor lamp | Incandescent |  | Mini base | 5 | 40 | Living Room
Table | Incandescent |  | 3-Way Incandescent | 1 | 75 | Living Room
Ceiling Fixture | Incandescent |  | Standard A Lamp | 2 | 60 | Bedroom
Table | Halogen |  | Other | 1 | 20 | Bedroom
Ceiling Fan | Incandescent |  | Standard A Lamp | 3 | 60 | Family Room
Floor lamp | Incandescent |  | 3-Way Incandescent | 1 | 100 | Family Room
Wall Mount | Incandescent |  | Standard A Lamp | 1 | 60 | Hall
Ceiling Fixture | Incandescent |  | Standard A Lamp | 1 | 40 | Bathroom
Wall Mount | Incandescent |  | Decorative | 2 | 40 | Bathroom
Ceiling Fixture | Incandescent |  | Standard A Lamp | 2 | 60 | Bedroom
Ceiling Fan | Incandescent |  | Standard A Lamp | 3 | 60 | Dining Room
Ceiling Fixture | Incandescent |  | Standard A Lamp | 1 | 60 | Kitchen
Wall Mount | Incandescent |  | Standard A Lamp | 3 | 60 | Bathroom
Ceiling Fan | Incandescent |  | Standard A Lamp | 3 | 60 | Bedroom
Table | Incandescent |  | Standard A Lamp | 2 | 60 | Bedroom
Ceiling Fixture | Linear Fluorescent | 48 | T-8 | 4 | 32 | Kitchen
Ceiling Fixture | Incandescent |  | Standard A Lamp | 1 | 60 | Kitchen
Ceiling Fan | Incandescent |  | Standard A Lamp | 4 | 60 | Kitchen
Ceiling Fan | Incandescent |  | Decorative | 4 | 40 | Living Room
Table | Incandescent |  | Standard A Lamp | 1 | 60 | Living Room
Ceiling Fixture | Linear Fluorescent | 48 | T-8 | 2 | 32 | Other
Ceiling Fixture | Compact Fluorescent |  | Twist | 1 | 15 | Hall
Ceiling Fixture | Incandescent |  | Standard A Lamp | 2 | 60 | Master Bedroom
Recessed Can | Compact Fluorescent |  | Reflector | 1 | 15 | Master Bedroom
Table | Incandescent |  | Standard A Lamp | 1 | 60 | Master Bedroom
Table | Compact Fluorescent |  | Twist | 1 | 15 | Master Bedroom
Ceiling Fixture | Incandescent |  | Standard A Lamp | 3 | 60 | Hall
Recessed Can | Compact Fluorescent |  | Reflector | 1 | 15 | Family Room
Other | Linear Fluorescent | 24 | T-12 | 1 | 20 | Family Room
Recessed Can | Compact Fluorescent |  | Reflector | 1 | 15 | Hall
Recessed Can | Compact Fluorescent |  | Reflector | 1 | 15 | Bedroom
Table | Incandescent |  | Standard A Lamp | 1 | 60 | Bedroom
Wall Mount | Linear Fluorescent | 24 | T-4 | 1 | 32 | Closet
Wall Mount | Linear Fluorescent | 48 | T-4 | 1 | 32 | Closet
Ceiling Fixture | Incandescent |  | Standard A Lamp | 1 | 60 | Other
Ceiling Fixture | Linear Fluorescent | 48 | T-12 | 2 | 40 | Other
Recessed Can | Compact Fluorescent |  | Reflector | 1 | 15 | Hall
Ceiling Fixture | Compact Fluorescent |  | Twist | 2 | 15 | Bathroom
Wall Mount | Compact Fluorescent |  | Twist | 4 | 15 | Bathroom
Ceiling Fixture | Compact Fluorescent |  | Twist | 1 | 15 | Laundry Room
Recessed Can | Compact Fluorescent |  | Reflector | 1 | 15 | Other
Recessed Can | Compact Fluorescent |  | Reflector | 1 | 15 | Bedroom
Wall Mount | Linear Fluorescent | 48 | T-4 | 1 | 32 | Closet
Ceiling Fan | Incandescent |  | Standard A Lamp | 2 | 60 | Dining Room
Recessed Can | Compact Fluorescent |  | Reflector | 1 | 15 | Kitchen
Other | Incandescent |  | Standard A Lamp | 1 | 60 | Kitchen
Recessed Can | Incandescent |  | Reflector | 1 | 65 | Family Room
Table | Incandescent |  | Standard A Lamp | 2 | 60 | Family Room
Table | Compact Fluorescent |  | Twist | 2 | 15 | Family Room
Ceiling Fixture | Compact Fluorescent |  | Twist | 2 | 15 | Bedroom
Table | Incandescent |  | Standard A Lamp | 1 | 40 | Bedroom
Table | Incandescent |  | Standard A Lamp | 1 | 40 | Bedroom
Ceiling Fixture | Incandescent |  | Standard A Lamp | 2 | 60 | Bathroom
Wall Mount | Incandescent |  | Standard A Lamp | 4 | 52 | Bathroom
Recessed Can | Compact Fluorescent |  | Reflector | 1 | 15 | Bathroom
Wall Mount | Incandescent |  | Standard A Lamp | 4 | 100 | Bathroom
Recessed Can | Compact Fluorescent |  | Reflector | 1 | 15 | Bathroom
Ceiling Fixture | Incandescent |  | Standard A Lamp | 2 | 60 | Bathroom
Recessed Can | Compact Fluorescent |  | Reflector | 1 | 15 | Master Bedroom
Ceiling Fixture | Incandescent |  | Standard A Lamp | 1 | 75 | Other
Ceiling Fixture | Incandescent |  | Decorative | 4 | 40 | Bathroom
Ceiling Fixture | Linear Fluorescent | 48 | T-8 | 2 | 32 | Bathroom
Chandelier (Hanging) | Incandescent |  | Decorative | 6 | 25 | Bathroom
Ceiling Fixture | Incandescent |  | Decorative | 4 | 40 | Bathroom
Ceiling Fixture | Linear Fluorescent | 24 | T-5 | 2 | 20 | Bedroom
Table | Incandescent |  | Decorative | 2 | 40 | Bedroom
Ceiling Fixture | Linear Fluorescent | 48 | T-12 | 2 | 40 | Garage
Garage door opener | Incandescent |  | Standard A Lamp | 1 | 75 | Garage
Ceiling Fixture | Compact Fluorescent |  | Twist | 2 | 22 | Office
Table | Compact Fluorescent |  | Twist | 1 | 15 | Office
Chandelier (Hanging) | Incandescent |  | Decorative | 8 | 40 | Dining Room
Ceiling Fixture | Incandescent |  | Standard A Lamp | 1 | 60 | Garage
Garage door opener | Incandescent |  | Standard A Lamp | 1 | 75 | Garage
Table | Incandescent |  | Standard A Lamp | 1 | 60 | Hall
Wall Mount | Incandescent |  | Decorative | 1 | 40 | Hall
Ceiling Fixture | Compact Fluorescent |  | Globe | 3 | 15 | Kitchen
Ceiling Fixture | Linear Fluorescent | 24 | T-8 | 1 | 20 | Kitchen
Ceiling Fixture | Compact Fluorescent |  | Globe | 3 | 15 | Laundry Room
Chandelier (Hanging) | Incandescent |  | Decorative | 8 | 40 | Living Room
Floor lamp | Incandescent |  | Standard A Lamp | 1 | 100 | Living Room
Chandelier (Hanging) | Incandescent |  | Decorative | 3 | 25 | Bathroom
Ceiling Fixture | Linear Fluorescent | 36 | T-8 | 2 | 32 | Bathroom
Chandelier (Hanging) | Incandescent |  | Decorative | 6 | 40 | Master Bedroom
Table | Incandescent |  | Decorative | 3 | 40 | Master Bedroom
Chandelier (Hanging) | Incandescent |  | Decorative | 5 | 40 | Office
Table | Incandescent |  | Standard A Lamp | 1 | 60 | Office
Ceiling Fixture | Linear Fluorescent | 48 | T-12 | 2 | 32 | Other
Garage door opener | Incandescent |  | Standard A Lamp | 1 | 75 | Other
Table | Incandescent |  | Standard A Lamp | 1 | 65 | Living Room
Wall Mount | Incandescent |  | Standard A Lamp | 1 | 40 | Bathroom
Table | Incandescent |  | Decorative | 1 | 40 | Bedroom
Ceiling Fixture | Incandescent |  | Standard A Lamp | 1 | 40 | Dining Room
Floor lamp | Compact Fluorescent |  | Twist | 1 | 15 | Dining Room
Table | Incandescent |  | Standard A Lamp | 1 | 25 | Bedroom
Ceiling Fixture | Incandescent |  | Standard A Lamp | 1 | 40 | Kitchen
Ceiling Fixture | Incandescent |  | Standard A Lamp | 2 | 40 | Bathroom
Ceiling Fixture | Compact Fluorescent |  | Twist | 2 | 22 | Bedroom
Ceiling Fixture | Compact Fluorescent |  | Twist | 2 | 22 | Bedroom
Ceiling Fixture | Compact Fluorescent |  | Twist | 3 | 15 | Family Room
Floor lamp | Incandescent |  | 3-Way Incandescent | 1 | 75 | Family Room
Table | Incandescent |  | 3-Way Incandescent | 1 | 75 | Family Room
Floor lamp | Compact Fluorescent |  | Straight Tube | 1 | 36 | Family Room
Ceiling Fixture | Compact Fluorescent |  | Twist | 1 | 22 | Garage
Garage door opener | Compact Fluorescent |  | Twist | 1 | 22 | Garage
Recessed Can | Compact Fluorescent |  | Straight Tube | 1 | 15 | Hall
Ceiling Fixture | Incandescent |  | Standard A Lamp | 1 | 60 | Hall
Ceiling Fixture | Incandescent |  | Standard A Lamp | 3 | 60 | Kitchen
Ceiling Fixture | Linear Fluorescent | 48 | T-12 | 1 | 40 | Kitchen
Ceiling Fixture | Incandescent |  | Standard A Lamp | 5 | 60 | Kitchen
Ceiling Fixture | Incandescent |  | Standard A Lamp | 2 | 60 | Laundry Room
Ceiling Fan | Compact Fluorescent |  | Twist | 3 | 22 | Living Room
Ceiling Fixture | Incandescent |  | Standard A Lamp | 1 | 60 | Living Room
Floor lamp | Incandescent |  | Standard A Lamp | 3 | 60 | Living Room
Ceiling Fixture | Incandescent |  | Standard A Lamp | 1 | 60 | Bathroom
Ceiling Fixture | Incandescent |  | Standard A Lamp | 2 | 60 | Master Bedroom
Wall Mount | Compact Fluorescent |  | Twist | 1 | 22 | Master Bedroom
Ceiling Fixture | Compact Fluorescent |  | Twist | 1 | 22 | Closet
Ceiling Fixture | Compact Fluorescent |  | Straight Tube | 2 | 15 | Office
Ceiling Fixture | Compact Fluorescent |  | Twist | 2 | 22 | Bedroom
Ceiling Fixture | Compact Fluorescent |  | Twist | 1 | 22 | Other
Table | Compact Fluorescent |  | Twist | 1 | 15 | Bedroom
Ceiling Fixture | Compact Fluorescent |  | Twist | 1 | 22 | Bedroom
Chandelier (Hanging) | Incandescent |  | Standard A Lamp | 1 | 60 | Bedroom
Ceiling Fixture | Compact Fluorescent |  | Twist | 1 | 15 | Living Room
Ceiling Fixture | Compact Fluorescent |  | A shape bulb | 1 | 15 | Living Room
Table | Compact Fluorescent |  | Twist | 1 | 28 | Living Room
Ceiling Fan | Compact Fluorescent |  | Twist | 1 | 15 | Bedroom
Ceiling Fixture | Compact Fluorescent |  | Twist | 1 | 15 | Hall
Chandelier (Hanging) | Compact Fluorescent |  | Twist | 1 | 15 | Family Room
Ceiling Fixture | Compact Fluorescent |  | A shape bulb | 2 | 15 | Family Room
Ceiling Fixture | Incandescent |  | Globe | 2 | 60 | Other
Wall Mount | Compact Fluorescent |  | Twist | 4 | 15 | Bathroom
Wall Mount | Incandescent |  | Globe | 2 | 60 | Bathroom
Ceiling Fixture | Linear Fluorescent | 48 | T-12 | 2 | 40 | Bedroom
Ceiling Fixture | Compact Fluorescent |  | Twist | 1 | 15 | Hall
Ceiling Fixture | Incandescent |  | Standard A Lamp | 1 | 60 | Bedroom
Wall Mount | Incandescent |  | Standard A Lamp | 2 | 60 | Bathroom
Ceiling Fixture | Incandescent |  | Standard A Lamp | 1 | 60 | Bathroom
Ceiling Fan | Compact Fluorescent |  | Twist | 3 | 15 | Kitchen
Chandelier (Hanging) | Compact Fluorescent |  | Twist | 5 | 22 | Kitchen
Ceiling Fixture | Linear Fluorescent | 48 | T-8 | 2 | 32 | Kitchen
Architectural | Compact Fluorescent |  | A shape bulb | 1 | 15 | Kitchen
Floor lamp | Compact Fluorescent |  | Twist | 2 | 15 | Living Room
Floor lamp | Compact Fluorescent |  | A shape bulb | 3 | 15 | Family Room
Ceiling Fixture | Linear Fluorescent | 48 | T-12 | 2 | 40 | Other
Ceiling Fixture | Compact Fluorescent |  | Twist | 1 | 15 | Bedroom
Ceiling Fixture | Compact Fluorescent |  | Twist | 3 | 28 | Other
Wall Mount | Incandescent |  | Globe | 5 | 60 | Bathroom
Ceiling Fixture | Incandescent |  | Standard A Lamp | 1 | 40 | Bathroom
Wall Mount | Incandescent |  | Globe | 5 | 60 | Bathroom
Ceiling Fixture | Incandescent |  | Standard A Lamp | 1 | 60 | Bathroom
Wall Mount | Incandescent |  | Globe | 5 | 60 | Bathroom
Ceiling Fixture | Incandescent |  | Standard A Lamp | 1 | 40 | Bathroom
Ceiling Fixture | Incandescent |  | Standard A Lamp | 3 | 60 | Bedroom
Table | Incandescent |  | Standard A Lamp | 1 | 40 | Bedroom
Ceiling Fixture | Incandescent |  | Standard A Lamp | 2 | 40 | Bedroom
Ceiling Fixture | Incandescent |  | Standard A Lamp | 3 | 60 | Bedroom
Ceiling Fixture | Incandescent |  | Standard A Lamp | 1 | 40 | Closet
Chandelier (Hanging) | Incandescent |  | Mini base | 2 | 40 | Dining Room
Ceiling Fixture | Incandescent |  | Standard A Lamp | 2 | 65 | Hall
Recessed Can | Incandescent |  | Reflector | 1 | 65 | Kitchen
Recessed Can | Incandescent |  | Reflector | 1 | 65 | Living Room
Ceiling Fan | Incandescent |  | Standard A Lamp | 4 | 60 | Living Room
Torchiere | Incandescent |  | 3-Way Incandescent | 1 | 75 | Living Room
Table | Incandescent |  | Standard A Lamp | 1 | 60 | Living Room
Chandelier (Hanging) | Incandescent |  | Decorative | 3 | 40 | Master Bedroom
Table | Incandescent |  | Standard A Lamp | 1 | 40 | Master Bedroom
Wall Mount | Other |  | Metal Halide | 1 | 250 | Other
Ceiling Fixture | Linear Fluorescent | 48 | T-12 | 2 | 40 | Other
Ceiling Fixture | Incandescent |  | Standard A Lamp | 1 | 60 | Other
Ceiling Fixture | Incandescent |  | Standard A Lamp | 1 | 100 | Other
Wall Mount | Incandescent |  | Standard A Lamp | 1 | 60 | Bedroom
Table | Incandescent |  | Standard A Lamp | 1 | 25 | Bedroom
Chandelier (Hanging) | Incandescent |  | Standard A Lamp | 2 | 60 | Bathroom
Ceiling Fixture | Incandescent |  | Standard A Lamp | 1 | 60 | Closet
Ceiling Fixture | Incandescent |  | Standard A Lamp | 1 | 60 | Hall
Table | Incandescent |  | Standard A Lamp | 1 | 100 | Family Room
Floor lamp | Incandescent |  | Globe | 1 | 60 | Family Room
Ceiling Fixture | Linear Fluorescent | 48 | T-12 | 2 | 40 | Other
Ceiling Fixture | Incandescent |  | Standard A Lamp | 1 | 60 | Hall
Ceiling Fixture | Linear Fluorescent | 48 | T-8 | 2 | 32 | Kitchen
Recessed Can | Incandescent |  | Reflector | 1 | 65 | Kitchen
Ceiling Fixture | Linear Fluorescent | 48 | T-8 | 1 | 32 | Laundry Room
Table | Compact Fluorescent |  | Twist | 1 | 22 | Living Room
Chandelier (Hanging) | Incandescent |  | Standard A Lamp | 1 | 60 | Living Room
Table | Incandescent |  | Standard A Lamp | 1 | 60 | Master Bedroom
Wall Mount | Incandescent |  | Standard A Lamp | 1 | 60 | Master Bedroom
Ceiling Fixture | Incandescent |  | Standard A Lamp | 1 | 60 | Bathroom
Chandelier (Hanging) | Incandescent |  | Standard A Lamp | 2 | 60 | Bathroom
Ceiling Fixture | Incandescent |  | Standard A Lamp | 1 | 60 | Family Room
Table | Incandescent |  | Standard A Lamp | 1 | 75 | Family Room
Floor lamp | Compact Fluorescent |  | Straight Tube | 1 | 28 | Family Room
Floor lamp | Incandescent |  | Standard A Lamp | 1 | 75 | Family Room
Wall Mount | Incandescent |  | Standard A Lamp | 2 | 60 | Office
Wall Mount | Incandescent |  | Standard A Lamp | 1 | 60 | Office
Recessed Can | Compact Fluorescent |  | Reflector | 1 | 22 | Family Room
Wall Mount | Compact Fluorescent |  | Pin base | 1 | 22 | Hall
Chandelier (Hanging) | Compact Fluorescent |  | Twist | 1 | 28 | Dining Room
Wall Mount | Compact Fluorescent |  | Twist | 1 | 22 | Bathroom
Ceiling Fixture | Compact Fluorescent |  | Globe | 3 | 22 | Other
Recessed Can | Compact Fluorescent |  | Reflector | 1 | 22 | Kitchen
Ceiling Fixture | Linear Fluorescent | 48 | T-12 | 2 | 32 | Laundry Room
Chandelier (Hanging) | Incandescent |  | Decorative | 5 | 40 | Living Room
Table | Incandescent |  | Standard A Lamp | 1 | 60 | Living Room
Table | Halogen |  | MR | 1 | 30 | Living Room
Ceiling Fixture | Compact Fluorescent |  | Circline (Screw Base) | 1 | 28 | Master Bedroom
Wall Mount | Compact Fluorescent |  | Twist | 1 | 22 | Master Bedroom
Table | Other |  | LED Interior | 4 | 40 | Master Bedroom
Recessed Can | Halogen |  | PAR | 1 | 30 | Bathroom
Wall Mount | Incandescent |  | Standard A Lamp | 1 | 60 | Closet
Ceiling Fixture | Compact Fluorescent |  | Twist | 2 | 22 | Office
Track | Incandescent |  | Reflector | 3 | 75 | Bedroom
Table | Compact Fluorescent |  | Pin base | 1 | 15 | Bedroom
Recessed Can | Compact Fluorescent |  | Reflector | 1 | 22 | Bedroom
Chandelier (Hanging) | Incandescent |  | Standard A Lamp | 1 | 100 | Hall
Ceiling Fixture | Incandescent |  | Standard A Lamp | 1 | 100 | Other
Ceiling Fixture | Linear Fluorescent | 48 | T-5 | 2 | 40 | Other
Ceiling Fixture | Compact Fluorescent |  | Twist | 2 | 15 | Bathroom
Wall Mount | Compact Fluorescent |  | Twist | 3 | 15 | Bathroom
Track | Compact Fluorescent |  | Twist | 4 | 15 | Bathroom
Ceiling Fixture | Incandescent |  | Standard A Lamp | 2 | 60 | Bedroom
Ceiling Fan | Compact Fluorescent |  | Twist | 3 | 15 | Other
Ceiling Fixture | Compact Fluorescent |  | Twist | 2 | 15 | Other
Recessed Can | Compact Fluorescent |  | Twist | 1 | 15 | Other
Wall Mount | Compact Fluorescent |  | Twist | 3 | 28 | Garage
Ceiling Fixture | Compact Fluorescent |  | Twist | 1 | 15 | Hall
Ceiling Fixture | Compact Fluorescent |  | Twist | 2 | 15 | Hall
Ceiling Fixture | Compact Fluorescent |  | Twist | 3 | 15 | Kitchen
Track | Incandescent |  | Standard A Lamp | 2 | 65 | Kitchen
Ceiling Fan | Compact Fluorescent |  | Twist | 2 | 15 | Living Room
Table | Compact Fluorescent |  | Twist | 1 | 15 | Living Room
Table | Incandescent |  | Standard A Lamp | 1 | 60 | Bedroom
Ceiling Fixture | Incandescent |  | Standard A Lamp | 2 | 60 | Family Room
Ceiling Fan | Compact Fluorescent |  | Twist | 2 | 15 | Master Bedroom
Table | Compact Fluorescent |  | Twist | 1 | 15 | Master Bedroom
Ceiling Fixture | Incandescent |  | Standard A Lamp | 2 | 15 | Bathroom
Wall Mount | Incandescent |  | Standard A Lamp | 3 | 65 | Bathroom
Ceiling Fixture | Incandescent |  | Standard A Lamp | 2 | 60 | Bedroom
Table | Incandescent |  | Standard A Lamp | 1 | 60 | Bedroom
Ceiling Fixture | Incandescent |  | Standard A Lamp | 2 | 60 | Bedroom
Table | Incandescent |  | Standard A Lamp | 1 | 60 | Bedroom
Ceiling Fixture | Compact Fluorescent |  | Twist | 2 | 15 | Other
Garage door opener | Incandescent |  | Standard A Lamp | 1 | 60 | Garage
Ceiling Fixture | Incandescent |  | Standard A Lamp | 1 | 60 | Garage
Ceiling Fixture | Compact Fluorescent |  | Twist | 2 | 15 | Kitchen
Recessed Can | Compact Fluorescent |  | Twist | 2 | 15 | Kitchen
Chandelier (Hanging) | Incandescent |  | Globe | 3 | 60 | Kitchen
Ceiling Fixture | Compact Fluorescent |  | Twist | 2 | 15 | Living Room
Table | Incandescent |  | Standard A Lamp | 2 | 100 | Living Room
Wall Mount | Compact Fluorescent |  | Twist | 5 | 7 | Bedroom
Ceiling Fixture | Incandescent |  | Standard A Lamp | 1 | 60 | Bedroom
Ceiling Fixture | Incandescent |  | Standard A Lamp | 2 | 60 | Master Bedroom
Table | Incandescent |  | Decorative | 1 | 60 | Master Bedroom
Ceiling Fixture | Incandescent |  | Standard A Lamp | 2 | 60 | Bedroom
Chandelier (Hanging) | Incandescent |  | Standard A Lamp | 5 | 100 | Dining Room
Torchiere | Incandescent |  | Standard A Lamp | 1 | 100 | Family Room
Floor lamp | Incandescent |  | 3-Way Incandescent | 1 | 150 | Family Room
Ceiling Fixture | Linear Fluorescent | 48 | T-12 | 2 | 32 | Garage
Exterior | Halogen |  | PAR | 2 | 100 | Garage
Ceiling Fixture | Incandescent |  | Standard A Lamp | 2 | 60 | Hall
Ceiling Fixture | Incandescent |  | Standard A Lamp | 1 | 60 | Kitchen
Ceiling Fixture | Halogen |  | MR | 3 | 20 | Kitchen
Ceiling Fixture | Incandescent |  | Standard A Lamp | 1 | 60 | Laundry Room
Table | Compact Fluorescent |  | Twist | 1 | 15 | Living Room
Table | Incandescent |  | Standard A Lamp | 2 | 60 | Living Room
Table | Incandescent |  | 3-Way Incandescent | 1 | 150 | Living Room
Wall Mount | Compact Fluorescent |  | Twist | 3 | 15 | Bathroom
Ceiling Fixture | Incandescent |  | Standard A Lamp | 2 | 60 | Master Bedroom
Wall Mount | Incandescent |  | Standard A Lamp | 4 | 60 | Bathroom
Ceiling Fixture | Incandescent |  | Standard A Lamp | 2 | 60 | Bedroom
Ceiling Fixture | Incandescent |  | Standard A Lamp | 2 | 60 | Bedroom
Ceiling Fan | Incandescent |  | Standard A Lamp | 1 | 60 | Bedroom
Table | Incandescent |  | Standard A Lamp | 1 | 60 | Bedroom
Ceiling Fixture | Incandescent |  | Standard A Lamp | 1 | 60 | Other
Chandelier (Hanging) | Incandescent |  | Clear | 3 | 40 | Dining Room
Chandelier (Hanging) | Incandescent |  | Clear | 1 | 40 | Dining Room
Ceiling Fixture | Incandescent |  | Standard A Lamp | 2 | 60 | Hall
Ceiling Fixture | Linear Fluorescent | 48 | T-12 | 2 | 32 | Kitchen
Ceiling Fixture | Incandescent |  | Standard A Lamp | 1 | 60 | Kitchen
Ceiling Fixture | Linear Fluorescent | 48 | T-12 | 4 | 32 | Laundry Room
Ceiling Fan | Incandescent |  | Standard A Lamp | 4 | 40 | Living Room
Floor lamp | Incandescent |  | Standard A Lamp | 3 | 40 | Living Room
Wall Mount | Incandescent |  | Globe | 1 | 40 | Living Room
Wall Mount | Incandescent |  | Standard A Lamp | 3 | 60 | Bathroom
Wall Mount | Incandescent |  | Standard A Lamp | 1 | 60 | Bathroom
Ceiling Fixture | Incandescent |  | Standard A Lamp | 2 | 60 | Master Bedroom
Ceiling Fan | Incandescent |  | Standard A Lamp | 4 | 40 | Master Bedroom
Table | Incandescent |  | Clear | 1 | 20 | Master Bedroom
Table | Incandescent |  | Decorative | 3 | 15 | Master Bedroom
Ceiling Fixture | Linear Fluorescent | 48 | T-12 | 2 | 32 | Office
Ceiling Fixture | Incandescent |  | Standard A Lamp | 1 | 60 | Other
Ceiling Fixture | Compact Fluorescent |  | Twist | 1 | 15 | Other
Ceiling Fixture | Incandescent |  | Standard A Lamp | 1 | 60 | Other
Wall Mount | Compact Fluorescent |  | Twist | 2 | 15 | Other
Wall Mount | Linear Fluorescent | 16 | T-4 | 1 | 20 | Bathroom
Ceiling Fixture | Incandescent |  | Standard A Lamp | 1 | 60 | Bathroom
Ceiling Fixture | Incandescent |  | Standard A Lamp | 2 | 60 | Bedroom
Table | Compact Fluorescent |  | Twist | 1 | 15 | Bedroom
Ceiling Fixture | Incandescent |  | Standard A Lamp | 2 | 60 | Bedroom
Chandelier (Hanging) | Incandescent |  | Standard A Lamp | 1 | 60 | Bedroom
Table | Incandescent |  | Decorative | 1 | 40 | Bedroom
Chandelier (Hanging) | Incandescent |  | Decorative | 3 | 40 | Dining Room
Wall Mount | Incandescent |  | Standard A Lamp | 1 | 60 | Family Room
Floor lamp | Incandescent |  | Standard A Lamp | 1 | 100 | Family Room
Floor lamp | Compact Fluorescent |  | Twist | 1 | 15 | Family Room
Ceiling Fixture | Compact Fluorescent |  | A shape bulb | 1 | 22 | Garage
Ceiling Fixture | Compact Fluorescent |  | Pin base | 1 | 22 | Hall
Ceiling Fixture | Incandescent |  | Standard A Lamp | 2 | 60 | Kitchen
Ceiling Fixture | Incandescent |  | Standard A Lamp | 1 | 40 | Kitchen
Ceiling Fixture | Compact Fluorescent |  | Twist | 1 | 15 | Kitchen
Ceiling Fixture | Incandescent |  | Standard A Lamp | 1 | 100 | Bathroom
Chandelier (Hanging) | Incandescent |  | Standard A Lamp | 1 | 60 | Bathroom
Recessed Can | Incandescent |  | Reflector | 2 | 65 | Bathroom
Recessed Can | Incandescent |  | Reflector | 1 | 65 | Bedroom
Recessed Can | Incandescent |  | Reflector | 1 | 65 | Bedroom
Recessed Can | Incandescent |  | Reflector | 2 | 65 | Dining Room
Garage door opener | Incandescent |  | Standard A Lamp | 2 | 100 | Garage
Ceiling Fixture | Incandescent |  | Standard A Lamp | 1 | 100 | Garage
Recessed - other | Incandescent |  | Reflector | 1 | 65 | Hall
Recessed Can | Incandescent |  | Reflector | 1 | 65 | Hall
Ceiling Fixture | Incandescent |  | Globe | 1 | 60 | Kitchen
Recessed Can | Compact Fluorescent |  | Reflector | 1 | 14 | Kitchen
Chandelier (Hanging) | Incandescent |  | Standard A Lamp | 3 | 100 | Kitchen
Recessed Can | Incandescent |  | Reflector | 1 | 65 | Laundry Room
Ceiling Fan | Incandescent |  | Standard A Lamp | 2 | 60 | Living Room
Recessed Can | Incandescent |  | Reflector | 1 | 65 | Bathroom
Ceiling Fixture | Incandescent |  | Standard A Lamp | 3 | 60 | Bathroom
Recessed Can | Incandescent |  | Reflector | 1 | 60 | Master Bedroom
Wall Mount | Incandescent |  | Decorative | 2 | 40 | Master Bedroom
Ceiling Fixture | Linear Fluorescent | 48 | T-8 | 2 | 32 | Closet
Recessed Can | Incandescent |  | Reflector | 2 | 65 | Other
Wall Mount | Incandescent |  | Standard A Lamp | 2 | 75 | Other
Table | Incandescent |  | Standard A Lamp | 1 | 60 | Other
Table | Compact Fluorescent |  | Twist | 1 | 15 | Other
Ceiling Fixture | Linear Fluorescent | 48 | T-8 | 2 | 40 | Other
Ceiling Fixture | Incandescent |  | Standard A Lamp | 1 | 25 | Other
Ceiling Fixture | Incandescent |  | Standard A Lamp | 1 | 40 | Bathroom
Wall Mount | Incandescent |  | Standard A Lamp | 1 | 60 | Bathroom
Ceiling Fixture | Compact Fluorescent |  | Twist | 1 | 22 | Bedroom
Ceiling Fixture | Compact Fluorescent |  | Twist | 2 | 15 | Bedroom
Ceiling Fixture | Incandescent |  | Standard A Lamp | 1 | 60 | Other
Ceiling Fixture | Compact Fluorescent |  | Twist | 1 | 22 | Hall
Ceiling Fixture | Incandescent |  | Standard A Lamp | 1 | 75 | Closet
Ceiling Fixture | Compact Fluorescent |  | Twist | 2 | 22 | Other
Ceiling Fixture | Compact Fluorescent |  | Twist | 1 | 22 | Other
Ceiling Fixture | Incandescent |  | Standard A Lamp | 1 | 40 | Hall
Ceiling Fixture | Linear Fluorescent | 24 | T-12 | 2 | 20 | Kitchen
Wall Mount | Incandescent |  | Standard A Lamp | 1 | 40 | Kitchen
Ceiling Fan | Incandescent |  | Clear | 5 | 25 | Living Room
Table | Incandescent |  | Standard A Lamp | 1 | 40 | Living Room
Ceiling Fixture | Incandescent |  | Standard A Lamp | 1 | 60 | Other
Ceiling Fixture | Incandescent |  | Standard A Lamp | 1 | 60 | Bedroom
Table | Incandescent |  | Standard A Lamp | 3 | 60 | Bedroom
Floor lamp | Incandescent |  | Standard A Lamp | 1 | 100 | Bedroom
Wall Mount | Incandescent |  | Standard A Lamp | 1 | 60 | Bathroom
Recessed - other | Incandescent |  | Heat Lamp | 1 | 250 | Bathroom
Wall Mount | Incandescent |  | Standard A Lamp | 2 | 100 | Bathroom
Wall Mount | Compact Fluorescent |  | Twist | 4 | 15 | Bathroom
Recessed - other | Incandescent |  | Heat Lamp | 1 | 250 | Bathroom
Ceiling Fixture | Incandescent |  | Standard A Lamp | 2 | 60 | Bedroom
Ceiling Fixture | Incandescent |  | Standard A Lamp | 2 | 60 | Bedroom
Floor lamp | Incandescent |  | Standard A Lamp | 1 | 60 | Bedroom
Table | Incandescent |  | Mini base | 1 | 40 | Bedroom
Ceiling Fan | Incandescent |  | Standard A Lamp | 4 | 60 | Master Bedroom
Table | Compact Fluorescent |  | Twist | 1 | 15 | Master Bedroom
Ceiling Fixture | Incandescent |  | Standard A Lamp | 1 | 60 | Closet
Chandelier (Hanging) | Incandescent |  | Decorative | 6 | 40 | Hall
Ceiling Fixture | Linear Fluorescent | 96 | T-12 | 2 | 80 | Garage
Garage door opener | Incandescent |  | Standard A Lamp | 1 | 60 | Garage
Recessed Can | Incandescent |  | Reflector | 1 | 65 | Hall
Recessed Can | Compact Fluorescent |  | Reflector | 1 | 15 | Hall
Recessed Can | Incandescent |  | Reflector | 1 | 75 | Hall
Architectural | Linear Fluorescent | 24 | T-8 | 1 | 18 | Hall
Chandelier (Hanging) | Incandescent |  | Standard A Lamp | 5 | 60 | Hall
Ceiling Fixture | Incandescent |  | Standard A Lamp | 1 | 60 | Hall
Ceiling Fixture | Incandescent |  | Standard A Lamp | 2 | 60 | Laundry Room
Recessed Can | Incandescent |  | Standard A Lamp | 1 | 65 | Living Room
Ceiling Fan | Incandescent |  | Standard A Lamp | 4 | 60 | Living Room
Ceiling Fixture | Incandescent |  | Standard A Lamp | 4 | 60 | Office
Wall Mount | Incandescent |  | Globe | 8 | 75 | Bathroom
Ceiling Fan | Incandescent |  | Reflector | 1 | 75 | Bathroom
Wall Mount | Incandescent |  | Globe | 6 | 65 | Bathroom
Ceiling Fan | Incandescent |  | Standard A Lamp | 1 | 60 | Bedroom
Ceiling Fan | Compact Fluorescent |  | Twist | 2 | 15 | Bedroom
Ceiling Fixture | Compact Fluorescent |  | Twist | 2 | 15 | Bedroom
Recessed Can | Compact Fluorescent |  | Twist | 1 | 15 | Family Room
Ceiling Fixture | Compact Fluorescent |  | Twist | 1 | 15 | Family Room
Wall Mount | Compact Fluorescent |  | Twist | 1 | 15 | Family Room
Garage door opener | Incandescent |  | Standard A Lamp | 2 | 60 | Garage
Ceiling Fixture | Linear Fluorescent | 54 | T-8 | 2 | 32 | Garage
Ceiling Fan | Incandescent |  | Standard A Lamp | 1 | 60 | Hall
Recessed Can | Incandescent |  | Reflector | 1 | 75 | Hall
Recessed Can | Compact Fluorescent |  | Twist | 1 | 15 | Kitchen
Recessed Can | Incandescent |  | Reflector | 1 | 75 | Kitchen
Ceiling Fixture | Compact Fluorescent |  | Twist | 2 | 15 | Kitchen
Recessed Can | Incandescent |  | Reflector | 1 | 75 | Laundry Room
Chandelier (Hanging) | Incandescent |  | Decorative | 3 | 25 | Living Room
Wall Mount | Incandescent |  | Globe | 8 | 65 | Bathroom
Ceiling Fan | Compact Fluorescent |  | Twist | 2 | 15 | Master Bedroom
Ceiling Fixture | Compact Fluorescent |  | Twist | 2 | 15 | Closet
Wall Mount | Compact Fluorescent |  | Twist | 1 | 15 | Other
Ceiling Fixture | Compact Fluorescent |  | Twist | 2 | 15 | Office
Recessed Can | Compact Fluorescent |  | Twist | 1 | 15 | Office
Ceiling Fixture | Compact Fluorescent |  | Twist | 2 | 22 | Living Room
Recessed Can | Compact Fluorescent |  | Flood | 1 | 15 | Family Room
Ceiling Fixture | Compact Fluorescent |  | Twist | 1 | 15 | Family Room
Ceiling Fixture | Compact Fluorescent |  | Twist | 2 | 22 | Family Room
Recessed Can | Compact Fluorescent |  | Flood | 1 | 15 | Family Room
Recessed Can | Compact Fluorescent |  | Flood | 1 | 15 | Hall
Ceiling Fixture | Compact Fluorescent |  | Twist | 2 | 15 | Other
Ceiling Fixture | Compact Fluorescent |  | Twist | 2 | 15 | Bedroom
Ceiling Fixture | Compact Fluorescent |  | Twist | 1 | 15 | Bathroom
Recessed Can | Compact Fluorescent |  | Twist | 1 | 7 | Closet
Ceiling Fixture | Compact Fluorescent |  | Twist | 1 | 22 | Other
Ceiling Fixture | Compact Fluorescent |  | Twist | 1 | 15 | Other
Wall Mount | Compact Fluorescent |  | Twist | 1 | 15 | Hall
Recessed Can | Compact Fluorescent |  | Flood | 1 | 22 | Hall
Recessed Can | Halogen |  | MR | 1 | 50 | Hall
Ceiling Fixture | Compact Fluorescent |  | Twist | 2 | 22 | Laundry Room
Wall Mount | Compact Fluorescent |  | Globe | 4 | 7 | Bathroom
Ceiling Fixture | Compact Fluorescent |  | Twist | 1 | 15 | Bathroom
Chandelier (Hanging) | Incandescent |  | Standard A Lamp | 5 | 100 | Dining Room
Ceiling Fixture | Compact Fluorescent |  | Pin base | 2 | 22 | Kitchen
Recessed Can | Compact Fluorescent |  | Flood | 1 | 22 | Kitchen
Chandelier (Hanging) | Compact Fluorescent |  | Twist | 1 | 15 | Kitchen
Recessed Can | Compact Fluorescent |  | Flood | 1 | 15 | Bedroom
Recessed Can | Compact Fluorescent |  | Flood | 1 | 15 | Master Bedroom
Recessed Can | Compact Fluorescent |  | Flood | 1 | 15 | Bathroom
Ceiling Fixture | Incandescent |  | Reflector | 1 | 60 | Bathroom
Wall Mount | Incandescent |  | Globe | 8 | 60 | Bathroom
Recessed Can | Incandescent |  | Reflector | 1 | 65 | Bathroom
Wall Mount | Incandescent |  | Globe | 1 | 60 | Bathroom
Ceiling Fixture | Incandescent |  | Reflector | 2 | 100 | Bathroom
Wall Mount | Incandescent |  | Globe | 3 | 60 | Bathroom
Ceiling Fixture | Incandescent |  | Standard A Lamp | 2 | 60 | Bedroom
Table | Incandescent |  | Standard A Lamp | 2 | 60 | Bedroom
Ceiling Fixture | Compact Fluorescent |  | Twist | 2 | 15 | Bedroom
Table | Incandescent |  | Standard A Lamp | 1 | 60 | Bedroom
Recessed Can | Incandescent |  | Reflector | 1 | 65 | Bedroom
Ceiling Fixture | Linear Fluorescent | 48 | T-12 | 1 | 40 | Closet
Chandelier (Hanging) | Incandescent |  | Decorative | 5 | 40 | Family Room
Floor lamp | Incandescent |  | Standard A Lamp | 1 | 100 | Family Room
Table | Incandescent |  | Standard A Lamp | 1 | 60 | Family Room
Garage door opener | Incandescent |  | Standard A Lamp | 1 | 60 | Garage
Ceiling Fixture | Incandescent |  | Standard A Lamp | 1 | 60 | Garage
Recessed Can | Incandescent |  | Reflector | 1 | 65 | Hall
Chandelier (Hanging) | Incandescent |  | Decorative | 6 | 40 | Hall
Ceiling Fixture | Compact Fluorescent |  | Twist | 1 | 22 | Hall
Recessed Can | Incandescent |  | Reflector | 1 | 65 | Kitchen
Recessed - other | Incandescent |  | Standard A Lamp | 1 | 40 | Kitchen
Recessed Can | Incandescent |  | Standard A Lamp | 1 | 65 | Laundry Room
Ceiling Fan | Incandescent |  | Standard A Lamp | 4 | 40 | Living Room
Ceiling Fan | Incandescent |  | Decorative | 3 | 40 | Master Bedroom
Table | Incandescent |  | Standard A Lamp | 1 | 60 | Master Bedroom
Ceiling Fixture | Incandescent |  | Decorative | 3 | 40 | Bedroom
Table | Compact Fluorescent |  | Twist | 1 | 26 | Bedroom
Ceiling Fixture | Incandescent |  | Standard A Lamp | 1 | 60 | Office
Table | Compact Fluorescent |  | Twist | 1 | 13 | Office
Wall Mount | Incandescent |  | Globe | 4 | 40 | Bathroom
Chandelier (Hanging) | Incandescent |  | Decorative | 4 | 40 | Bedroom
Table | Incandescent |  | Decorative | 1 | 25 | Bedroom
Table | Compact Fluorescent |  | Twist | 1 | 26 | Bedroom
Table | Incandescent |  | Clear | 1 | 40 | Bedroom
Floor lamp | Compact Fluorescent |  | Twist | 1 | 26 | Bedroom
Chandelier (Hanging) | Incandescent |  | Mini base | 6 | 40 | Dining Room
Table | Compact Fluorescent |  | Twist | 1 | 20 | Dining Room
Garage door opener | Incandescent |  | Standard A Lamp | 2 | 60 | Garage
Other | Compact Fluorescent |  | Twist | 1 | 20 | Garage
Ceiling Fixture | Incandescent |  | Mini base | 4 | 40 | Hall
Recessed Can | Incandescent |  | Reflector | 1 | 65 | Kitchen
Table | Compact Fluorescent |  | Twist | 1 | 15 | Living Room
Floor lamp | Compact Fluorescent |  | Twist | 1 | 15 | Living Room
Chandelier (Hanging) | Compact Fluorescent |  | Twist | 3 | 15 | Other
Chandelier (Hanging) | Incandescent |  | Decorative | 1 | 40 | Office
Table | Halogen |  | MR | 1 | 20 | Office
Table | Incandescent |  | Standard A Lamp | 1 | 60 | Office
Wall Mount | Incandescent |  | Standard A Lamp | 3 | 175 | Office
Chandelier (Hanging) | Incandescent |  | Decorative | 6 | 40 | Hall
Ceiling Fixture | Incandescent |  | Mini base | 3 | 40 | Bathroom
Wall Mount | Incandescent |  | Mini base | 8 | 40 | Bathroom
Ceiling Fixture | Incandescent |  | Mini base | 4 | 40 | Hall
Ceiling Fixture | Linear Fluorescent | 24 | T-8 | 1 | 32 | Bathroom
Ceiling Fixture | Incandescent |  | Standard A Lamp | 1 | 60 | Bathroom
Chandelier (Hanging) | Incandescent |  | Standard A Lamp | 1 | 75 | Bedroom
Table | Incandescent |  | Standard A Lamp | 1 | 60 | Bedroom
Ceiling Fixture | Incandescent |  | Standard A Lamp | 3 | 60 | Bedroom
Ceiling Fixture | Incandescent |  | Standard A Lamp | 1 | 60 | Bedroom
Ceiling Fixture | Incandescent |  | Standard A Lamp | 2 | 60 | Bedroom
Ceiling Fixture | Incandescent |  | Standard A Lamp | 1 | 60 | Bedroom
Chandelier (Hanging) | Halogen |  | Quartz Tube | 5 | 60 | Dining Room
Ceiling Fixture | Incandescent |  | Standard A Lamp | 1 | 60 | Garage
Ceiling Fixture | Linear Fluorescent | 48 | T-12 | 2 | 60 | Garage
Ceiling Fixture | Incandescent |  | Standard A Lamp | 1 | 60 | Hall
Ceiling Fixture | Linear Fluorescent | 24 | T-8 | 3 | 32 | Kitchen
Ceiling Fan | Incandescent |  | Standard A Lamp | 4 | 60 | Kitchen
Wall Mount | Incandescent |  | Standard A Lamp | 2 | 75 | Kitchen
Ceiling Fan | Incandescent |  | Standard A Lamp | 4 | 60 | Living Room
Table | Compact Fluorescent |  | Twist | 1 | 22 | Living Room
Table | Incandescent |  | Standard A Lamp | 1 | 100 | Living Room
Table | Incandescent |  | Standard A Lamp | 1 | 60 | Living Room
Floor lamp | Incandescent |  | Standard A Lamp | 1 | 60 | Living Room
Ceiling Fixture | Incandescent |  | Standard A Lamp | 1 | 60 | Living Room
Ceiling Fixture | Incandescent |  | Standard A Lamp | 2 | 60 | Office
Wall Mount | Linear Fluorescent | 48 | T-12 | 1 | 40 | Bathroom
Ceiling Fixture | Incandescent |  | Standard A Lamp | 1 | 60 | Closet
Recessed Can | Incandescent |  | Reflector | 1 | 65 | Bedroom
Ceiling Fixture | Incandescent |  | Standard A Lamp | 1 | 60 | Bedroom
Table | Incandescent |  | Decorative | 1 | 40 | Bedroom
Recessed Can | Incandescent |  | Reflector | 1 | 65 | Hall
Ceiling Fixture | Incandescent |  | Standard A Lamp | 1 | 60 | Hall
Chandelier (Hanging) | Incandescent |  | Mini base | 3 | 75 | Dining Room
Recessed Can | Incandescent |  | Reflector | 1 | 65 | Dining Room
Other | Incandescent |  | Mini base | 1 | 25 | Dining Room
Table | Incandescent |  | Mini base | 1 | 75 | Dining Room
Track | Incandescent |  | Mini base | 3 | 20 | Dining Room
Recessed Can | Incandescent |  | Reflector | 1 | 65 | Hall
Wall Mount | Halogen |  | Quartz Tube | 1 | 100 | Hall
Other | Incandescent |  | Mini base | 1 | 5 | Hall
Ceiling Fixture | Incandescent |  | Standard A Lamp | 1 | 100 | Garage
Ceiling Fixture | Compact Fluorescent |  | Twist | 1 | 22 | Garage
Garage door opener | Incandescent |  | Standard A Lamp | 2 | 60 | Garage
Recessed Can | Incandescent |  | Reflector | 1 | 65 | Hall
Recessed Can | Incandescent |  | Reflector | 1 | 65 | Bathroom
Ceiling Fixture | Incandescent |  | Standard A Lamp | 1 | 60 | Bathroom
Chandelier (Hanging) | Incandescent |  | Mini base | 1 | 75 | Kitchen
Track | Incandescent |  | Mini base | 9 | 20 | Kitchen
Recessed Can | Compact Fluorescent |  | Twist | 1 | 22 | Kitchen
Recessed Can | Incandescent |  | Reflector | 1 | 65 | Kitchen
Recessed Can | Compact Fluorescent |  | Globe | 1 | 15 | Kitchen
Other | Incandescent |  | Mini base | 75 | 5 | Kitchen
Recessed Can | Incandescent |  | Reflector | 1 | 65 | Laundry Room
Ceiling Fixture | Incandescent |  | Standard A Lamp | 1 | 60 | Laundry Room
Track | Incandescent |  | Mini base | 2 | 25 | Laundry Room
Recessed Can | Incandescent |  | Reflector | 1 | 65 | Other
Floor lamp | Incandescent |  | Mini base | 5 | 40 | Other
Table | Incandescent |  | Decorative | 1 | 40 | Other
Recessed Can | Incandescent |  | Reflector | 1 | 75 | Bathroom
Recessed Can | Incandescent |  | Reflector | 1 | 65 | Bathroom
Ceiling Fixture | Incandescent |  | Standard A Lamp | 1 | 60 | Bathroom
Recessed Can | Incandescent |  | Reflector | 1 | 65 | Master Bedroom
Wall Mount | Incandescent |  | Mini base | 1 | 25 | Master Bedroom
Table | Incandescent |  | Mini base | 1 | 40 | Master Bedroom
Ceiling Fixture | Compact Fluorescent |  | Twist | 1 | 22 | Other
Recessed Can | Incandescent |  | Reflector | 1 | 65 | Office
Track | Incandescent |  | Mini base | 3 | 25 | Office
Ceiling Fixture | Linear Fluorescent | 48 | T-12 | 4 | 40 | Other
Table | Compact Fluorescent |  | Pin base | 1 | 23 | Other
Ceiling Fixture | Incandescent |  | Standard A Lamp | 2 | 60 | Other
Ceiling Fixture | Incandescent |  | Reflector | 1 | 65 | Bathroom
Wall Mount | Incandescent |  | Standard A Lamp | 3 | 100 | Bathroom
Recessed Can | Incandescent |  | Reflector | 1 | 125 | Bathroom
Wall Mount | Incandescent |  | Standard A Lamp | 3 | 100 | Bathroom
Recessed Can | Incandescent |  | Reflector | 1 | 125 | Bathroom
Ceiling Fixture | Incandescent |  | Standard A Lamp | 2 | 60 | Bedroom
Ceiling Fixture | Incandescent |  | Standard A Lamp | 2 | 60 | Bedroom
Table | Halogen |  | MR | 1 | 30 | Bedroom
Torchiere | Compact Fluorescent |  | Globe | 1 | 22 | Bedroom
Ceiling Fixture | Incandescent |  | Standard A Lamp | 3 | 60 | Master Bedroom
Other | Other |  | LED Interior | 1 | 3 | Master Bedroom
Wall Mount | Halogen |  | Quartz Tube | 2 | 20 | Master Bedroom
Ceiling Fixture | Incandescent |  | Standard A Lamp | 1 | 60 | Closet
Ceiling Fixture | Compact Fluorescent |  | A shape bulb | 1 | 22 | Garage
Ceiling Fixture | Incandescent |  | Standard A Lamp | 1 | 60 | Hall
Wall Mount | Linear Fluorescent | 12 | T-4 | 1 | 16 | Closet
Ceiling Fixture | Incandescent |  | Standard A Lamp | 1 | 60 | Hall
Ceiling Fixture | Incandescent |  | Standard A Lamp | 2 | 60 | Living Room
Chandelier (Hanging) | Incandescent |  | Standard A Lamp | 3 | 60 | Living Room
Recessed Can | Incandescent |  | Reflector | 1 | 65 | Living Room
Ceiling Fixture | Incandescent |  | Standard A Lamp | 1 | 60 | Laundry Room
Ceiling Fixture | Incandescent |  | Standard A Lamp | 1 | 60 | Other
Wall Mount | Incandescent |  | Standard A Lamp | 1 | 60 | Bathroom
Recessed Can | Incandescent |  | Reflector | 1 | 65 | Bathroom
Wall Mount | Incandescent |  | Standard A Lamp | 1 | 60 | Bathroom
Recessed Can | Incandescent |  | Reflector | 1 | 65 | Bathroom
Ceiling Fixture | Incandescent |  | Standard A Lamp | 2 | 60 | Bedroom
Table | Incandescent |  | Standard A Lamp | 1 | 40 | Bedroom
Table | Incandescent |  | Standard A Lamp | 1 | 40 | Bedroom
Ceiling Fixture | Incandescent |  | Standard A Lamp | 1 | 60 | Bedroom
Chandelier (Hanging) | Incandescent |  | Standard A Lamp | 4 | 60 | Dining Room
Ceiling Fixture | Halogen |  | PAR | 1 | 75 | Dining Room
Recessed Can | Incandescent |  | Reflector | 1 | 65 | Dining Room
Wall Mount | Incandescent |  | Standard A Lamp | 1 | 65 | Hall
Ceiling Fixture | Incandescent |  | Reflector | 1 | 40 | Hall
Wall Mount | Incandescent |  | Standard A Lamp | 1 | 60 | Hall
Recessed Can | Incandescent |  | Reflector | 1 | 65 | Kitchen
Recessed Can | Incandescent |  | Reflector | 1 | 65 | Laundry Room
Ceiling Fan | Halogen |  | Quartz Tube | 1 | 50 | Living Room
Recessed Can | Incandescent |  | Reflector | 1 | 65 | Living Room
Table | Incandescent |  | Standard A Lamp | 1 | 60 | Living Room
Floor lamp | Incandescent |  | Standard A Lamp | 1 | 40 | Living Room
Ceiling Fixture | Compact Fluorescent |  | Circline (Screw Base) | 1 | 22 | Bedroom
Table | Incandescent |  | Standard A Lamp | 1 | 40 | Master Bedroom
Ceiling Fixture | Incandescent |  | Standard A Lamp | 2 | 60 | Master Bedroom
Ceiling Fixture | Incandescent |  | Standard A Lamp | 1 | 65 | Garage
Table | Incandescent |  | Standard A Lamp | 1 | 60 | Living Room
Ceiling Fixture | Linear Fluorescent | 48 | T-8 | 4 | 32 | Kitchen
Ceiling Fan | Incandescent |  | Clear | 3 | 60 | Kitchen
Ceiling Fan | Incandescent |  | Standard A Lamp | 1 | 60 | Master Bedroom
Table | Incandescent |  | Standard A Lamp | 1 | 60 | Master Bedroom
Wall Mount | Incandescent |  | Globe | 4 | 60 | Bathroom
Ceiling Fixture | Incandescent |  | Standard A Lamp | 1 | 60 | Bathroom
Ceiling Fixture | Incandescent |  | Standard A Lamp | 1 | 60 | Laundry Room
Ceiling Fixture | Incandescent |  | Standard A Lamp | 1 | 60 | Closet
Ceiling Fan | Compact Fluorescent |  | Twist | 1 | 15 | Bedroom
Floor lamp | Incandescent |  | Standard A Lamp | 3 | 60 | Bedroom
Table | Compact Fluorescent |  | Twist | 1 | 15 | Bedroom
Wall Mount | Incandescent |  | Globe | 4 | 40 | Bathroom
Wall Mount | Incandescent |  | Clear | 3 | 25 | Bathroom
Wall Mount | Compact Fluorescent |  | Twist | 1 | 15 | Bathroom
Ceiling Fan | Compact Fluorescent |  | Twist | 1 | 15 | Bathroom
Wall Mount | Compact Fluorescent |  | Twist | 2 | 15 | Bathroom
Ceiling Fan | Compact Fluorescent |  | Twist | 4 | 15 | Bedroom
Ceiling Fixture | Compact Fluorescent |  | Twist | 1 | 15 | Bedroom
Table | Incandescent |  | Standard A Lamp | 1 | 40 | Bedroom
Ceiling Fixture | Compact Fluorescent |  | Twist | 2 | 15 | Bedroom
Table | Compact Fluorescent |  | Twist | 1 | 15 | Bedroom
Ceiling Fixture | Compact Fluorescent |  | Twist | 1 | 15 | Bedroom
Table | Compact Fluorescent |  | Twist | 1 | 15 | Bedroom
Track | Compact Fluorescent |  | Twist | 4 | 15 | Family Room
Track | Compact Fluorescent |  | Twist | 2 | 15 | Family Room
Ceiling Fixture | Incandescent |  | Standard A Lamp | 1 | 60 | Garage
Ceiling Fixture | Incandescent |  | Reflector | 1 | 100 | Garage
Garage door opener | Incandescent |  | Clear | 2 | 60 | Garage
Ceiling Fixture | Linear Fluorescent | 48 | T-8 | 2 | 40 | Garage
Ceiling Fan | Incandescent |  | Standard A Lamp | 4 | 60 | Kitchen
Chandelier (Hanging) | Compact Fluorescent |  | Twist | 5 | 15 | Kitchen
Ceiling Fixture | Compact Fluorescent |  | Twist | 2 | 15 | Kitchen
Wall Mount | Compact Fluorescent |  | Twist | 1 | 15 | Kitchen
Recessed Can | Incandescent |  | Standard A Lamp | 1 | 60 | Kitchen
Ceiling Fixture | Compact Fluorescent |  | Twist | 1 | 15 | Laundry Room
Wall Mount | Incandescent |  | Globe | 4 | 25 | Laundry Room
Ceiling Fixture | Compact Fluorescent |  | Twist | 1 | 15 | Bathroom
Ceiling Fan | Compact Fluorescent |  | Twist | 1 | 15 | Bathroom
Wall Mount | Incandescent |  | Decorative | 1 | 60 | Bathroom
Table | Incandescent |  | Standard A Lamp | 1 | 60 | Bathroom
Ceiling Fan | Compact Fluorescent |  | Twist | 4 | 15 | Master Bedroom
Ceiling Fixture | Compact Fluorescent |  | Twist | 2 | 15 | Master Bedroom
Table | Compact Fluorescent |  | Twist | 1 | 15 | Master Bedroom
Ceiling Fixture | Compact Fluorescent |  | Twist | 2 | 15 | Office
Ceiling Fixture | Compact Fluorescent |  | Twist | 2 | 15 | Family Room
Table | Compact Fluorescent |  | Twist | 1 | 15 | Family Room
Ceiling Fixture | Compact Fluorescent |  | Twist | 2 | 15 | Bedroom
Ceiling Fixture | Compact Fluorescent |  | Twist | 2 | 15 | Hall
Wall Mount | Compact Fluorescent |  | Twist | 1 | 15 | Hall
Wall Mount | Incandescent |  | Standard A Lamp | 3 | 60 | Bathroom
Ceiling Fixture | Incandescent |  | Standard A Lamp | 1 | 60 | Bedroom
Table | Incandescent |  | Decorative | 1 | 40 | Bedroom
Ceiling Fixture | Incandescent |  | Standard A Lamp | 1 | 60 | Other
Recessed Can | Compact Fluorescent |  | Reflector | 1 | 15 | Other
Table | Incandescent |  | Standard A Lamp | 1 | 40 | Other
Ceiling Fixture | Incandescent |  | Standard A Lamp | 2 | 60 | Bedroom
Floor lamp | Incandescent |  | Standard A Lamp | 1 | 100 | Bedroom
Table | Incandescent |  | Standard A Lamp | 1 | 60 | Bedroom
Table | Incandescent |  | Mini base | 1 | 40 | Bedroom
Recessed Can | Incandescent |  | Reflector | 1 | 65 | Hall
Ceiling Fixture | Incandescent |  | Standard A Lamp | 1 | 60 | Hall
Ceiling Fixture | Linear Fluorescent | 48 | T-12 | 2 | 40 | Garage
Table | Incandescent |  | Standard A Lamp | 1 | 60 | Garage
Garage door opener | Incandescent |  | Standard A Lamp | 1 | 60 | Garage
Ceiling Fixture | Incandescent |  | Standard A Lamp | 1 | 40 | Garage
Floor lamp | Compact Fluorescent |  | Pin base | 1 | 22 | Kitchen
Other | Linear Fluorescent | 36 | T-12 | 1 | 30 | Kitchen
Recessed Can | Incandescent |  | Reflector | 1 | 65 | Kitchen
Ceiling Fixture | Compact Fluorescent |  | Reflector | 1 | 13 | Kitchen
Table | Incandescent |  | Standard A Lamp | 1 | 40 | Kitchen
Floor lamp | Incandescent |  | Standard A Lamp | 1 | 40 | Kitchen
Floor lamp | Incandescent |  | Standard A Lamp | 1 | 150 | Kitchen
Table | Incandescent |  | Decorative | 1 | 40 | Kitchen
Other | Linear Fluorescent | 24 | T-8 | 1 | 15 | Kitchen
Ceiling Fixture | Linear Fluorescent | 48 | T-12 | 4 | 40 | Laundry Room
Recessed Can | Incandescent |  | Reflector | 1 | 65 | Bathroom
Ceiling Fixture | Incandescent |  | Standard A Lamp | 2 | 60 | Bathroom
Table | Incandescent |  | Standard A Lamp | 1 | 40 | Bathroom
Wall Mount | Incandescent |  | Globe | 8 | 40 | Bathroom
Ceiling Fan | Incandescent |  | Standard A Lamp | 1 | 60 | Master Bedroom
Wall Mount | Incandescent |  | Standard A Lamp | 1 | 100 | Master Bedroom
Table | Incandescent |  | Standard A Lamp | 1 | 40 | Master Bedroom
Wall Mount | Incandescent |  | Standard A Lamp | 1 | 40 | Master Bedroom
Ceiling Fan | Incandescent |  | Standard A Lamp | 1 | 60 | Bedroom
Table | Compact Fluorescent |  | Pin base | 1 | 22 | Bedroom
Table | Incandescent |  | Standard A Lamp | 1 | 100 | Bedroom
Table | Incandescent |  | Standard A Lamp | 1 | 60 | Bedroom
Table | Compact Fluorescent |  | Pin base | 1 | 22 | Bedroom
Recessed Can | Incandescent |  | Reflector | 1 | 65 | Hall
Ceiling Fixture | Incandescent |  | Standard A Lamp | 1 | 60 | Hall
Wall Mount | Incandescent |  | Standard A Lamp | 4 | 60 | Bathroom
Ceiling Fixture | Incandescent |  | Standard A Lamp | 1 | 75 | Laundry Room
Wall Mount | Incandescent |  | Standard A Lamp | 4 | 60 | Laundry Room
Ceiling Fixture | Incandescent |  | Standard A Lamp | 1 | 75 | Bedroom
Ceiling Fixture | Incandescent |  | Standard A Lamp | 2 | 75 | Bedroom
Wall Mount | Incandescent |  | Standard A Lamp | 1 | 75 | Bedroom
Ceiling Fixture | Incandescent |  | Clear | 1 | 75 | Kitchen
Ceiling Fixture | Incandescent |  | Decorative | 2 | 60 | Dining Room
Ceiling Fixture | Incandescent |  | Standard A Lamp | 1 | 75 | Hall
Ceiling Fixture | Linear Fluorescent | 48 | T-12 | 2 | 25 | Kitchen
Ceiling Fixture | Incandescent |  | Standard A Lamp | 1 | 75 | Kitchen
Ceiling Fan | Incandescent |  | Decorative | 3 | 60 | Living Room
Ceiling Fixture | Linear Fluorescent | 24 | T-12 | 2 | 20 | Living Room
Ceiling Fixture | Incandescent |  | Standard A Lamp | 4 | 60 | Family Room
Wall Mount | Incandescent |  | Globe | 5 | 40 | Bathroom
Ceiling Fixture | Incandescent |  | Standard A Lamp | 1 | 60 | Bathroom
Wall Mount | Incandescent |  | Standard A Lamp | 2 | 60 | Bathroom
Wall Mount | Incandescent |  | Standard A Lamp | 2 | 60 | Bathroom
Ceiling Fixture | Incandescent |  | Standard A Lamp | 2 | 60 | Bedroom
Ceiling Fixture | Incandescent |  | Standard A Lamp | 2 | 60 | Bedroom
Ceiling Fixture | Incandescent |  | Standard A Lamp | 2 | 60 | Bedroom
Chandelier (Hanging) | Incandescent |  | Standard A Lamp | 4 | 60 | Bedroom
Ceiling Fixture | Incandescent |  | Standard A Lamp | 1 | 60 | Hall
Ceiling Fixture | Incandescent |  | Standard A Lamp | 1 | 60 | Hall
Chandelier (Hanging) | Incandescent |  | Standard A Lamp | 5 | 60 | Kitchen
Ceiling Fixture | Incandescent |  | Standard A Lamp | 1 | 60 | Kitchen
Other | Incandescent |  | Standard A Lamp | 2 | 100 | Kitchen
Ceiling Fixture | Incandescent |  | Standard A Lamp | 1 | 60 | Laundry Room
Table | Incandescent |  | Standard A Lamp | 1 | 100 | Living Room
Table | Compact Fluorescent |  | Twist | 1 | 22 | Living Room
Ceiling Fixture | Incandescent |  | Standard A Lamp | 1 | 60 | Other
Ceiling Fixture | Incandescent |  | Standard A Lamp | 1 | 60 | Hall
Ceiling Fixture | Incandescent |  | Standard A Lamp | 1 | 60 | Other
Ceiling Fixture | Incandescent |  | Standard A Lamp | 2 | 60 | Bathroom
Wall Mount | Incandescent |  | Globe | 3 | 40 | Bathroom
Ceiling Fixture | Incandescent |  | Standard A Lamp | 2 | 60 | Bedroom
Ceiling Fixture | Incandescent |  | Standard A Lamp | 1 | 60 | Other
Ceiling Fixture | Incandescent |  | Standard A Lamp | 1 | 75 | Other
Table | Incandescent |  | Standard A Lamp | 1 | 60 | Other
Ceiling Fixture | Incandescent |  | Standard A Lamp | 1 | 60 | Family Room
Ceiling Fixture | Incandescent |  | Standard A Lamp | 1 | 60 | Garage
Garage door opener | Incandescent |  | Standard A Lamp | 2 | 60 | Garage
Ceiling Fixture | Incandescent |  | Standard A Lamp | 2 | 60 | Kitchen
Table | Compact Fluorescent |  | Twist | 1 | 15 | Living Room
Table | Incandescent |  | 3-Way Incandescent | 1 | 125 | Living Room
Ceiling Fixture | Incandescent |  | Standard A Lamp | 2 | 60 | Bedroom
Ceiling Fixture | Incandescent |  | Standard A Lamp | 1 | 100 | Hall
Wall Mount | Incandescent |  | Standard A Lamp | 1 | 75 | Bathroom
Wall Mount | Incandescent |  | Standard A Lamp | 2 | 60 | Bathroom
Wall Mount | Compact Fluorescent |  | Twist | 2 | 15 | Bathroom
Ceiling Fixture | Incandescent |  | Heat Lamp | 1 | 250 | Bathroom
Ceiling Fixture | Compact Fluorescent |  | Twist | 2 | 15 | Bedroom
Ceiling Fixture | Compact Fluorescent |  | Twist | 1 | 15 | Bedroom
Table | Incandescent |  | Standard A Lamp | 1 | 60 | Bedroom
Ceiling Fixture | Compact Fluorescent |  | Twist | 2 | 15 | Office
Ceiling Fixture | Compact Fluorescent |  | Twist | 1 | 15 | Master Bedroom
Ceiling Fixture | Compact Fluorescent |  | Twist | 1 | 15 | Master Bedroom
Ceiling Fixture | Incandescent |  | Standard A Lamp | 1 | 75 | Dining Room
Table | Linear Fluorescent | 24 | T-5 | 2 | 16 | Family Room
Torchiere | Halogen |  | Quartz Tube | 1 | 100 | Family Room
Ceiling Fixture | Compact Fluorescent |  | Twist | 1 | 22 | Garage
Ceiling Fixture | Linear Fluorescent | 48 | T-8 | 2 | 32 | Garage
Garage door opener | Incandescent |  | Standard A Lamp | 1 | 60 | Garage
Ceiling Fixture | Compact Fluorescent |  | Twist | 1 | 15 | Hall
Ceiling Fixture | Compact Fluorescent |  | Twist | 1 | 15 | Hall
Ceiling Fixture | Compact Fluorescent |  | Twist | 1 | 15 | Laundry Room
Torchiere | Incandescent |  | 3-Way Incandescent | 1 | 75 | Living Room
Ceiling Fixture | Incandescent |  | Standard A Lamp | 1 | 75 | Other
Chandelier (Hanging) | Incandescent |  | Standard A Lamp | 2 | 65 | Bathroom
Wall Mount | Incandescent |  | Decorative | 3 | 65 | Bathroom
Wall Mount | Incandescent |  | Standard A Lamp | 2 | 60 | Bedroom
Wall Mount | Compact Fluorescent |  | Twist | 2 | 22 | Bedroom
Low bay | Linear Fluorescent | 48 | T-12 | 2 | 40 | Bedroom
Floor lamp | Halogen |  | Quartz Tube | 1 | 50 | Family Room
Table | Incandescent |  | Standard A Lamp | 1 | 65 | Family Room
Wall Mount | Incandescent |  | Standard A Lamp | 2 | 60 | Hall
Ceiling Fixture | Linear Fluorescent | 96 | T-12 | 2 | 100 | Kitchen
High bay | Incandescent |  | Standard A Lamp | 2 | 65 | Kitchen
Wall Mount | Incandescent |  | Globe | 3 | 60 | Kitchen
Wall Mount | Incandescent |  | Standard A Lamp | 2 | 60 | Master Bedroom
Chandelier (Hanging) | Incandescent |  | Standard A Lamp | 1 | 60 | Office
Chandelier (Hanging) | Compact Fluorescent |  | Twist | 1 | 15 | Bathroom
Ceiling Fan | Incandescent |  | Heat Lamp | 1 | 150 | Bathroom
Ceiling Fan | Incandescent |  | Mini base | 4 | 25 | Bedroom
Table | Compact Fluorescent |  | Twist | 1 | 15 | Bedroom
Ceiling Fan | Compact Fluorescent |  | Twist | 3 | 15 | Bedroom
Table | Incandescent |  | Other | 1 | 60 | Bedroom
Table | Compact Fluorescent |  | Twist | 1 | 15 | Bedroom
Ceiling Fan | Compact Fluorescent |  | Twist | 3 | 15 | Bedroom
Table | Compact Fluorescent |  | A shape bulb | 1 | 15 | Bedroom
Wall Mount | Compact Fluorescent |  | Twist | 4 | 15 | Bathroom
Ceiling Fixture | Incandescent |  | Standard A Lamp | 2 | 60 | Bathroom
Ceiling Fixture | Incandescent |  | Standard A Lamp | 2 | 60 | Dining Room
Ceiling Fixture | Compact Fluorescent |  | Twist | 3 | 15 | Family Room
Recessed Can | Incandescent |  | Reflector | 1 | 65 | Family Room
Floor lamp | Incandescent |  | Standard A Lamp | 1 | 100 | Family Room
Table | Incandescent |  | Standard A Lamp | 1 | 100 | Family Room
Table | Compact Fluorescent |  | Twist | 1 | 22 | Family Room
Table | Incandescent |  | Mini base | 3 | 25 | Family Room
Ceiling Fixture | Incandescent |  | Standard A Lamp | 2 | 60 | Hall
Ceiling Fixture | Halogen |  | MR | 3 | 75 | Kitchen
Ceiling Fixture | Compact Fluorescent |  | Twist | 3 | 22 | Kitchen
Ceiling Fixture | Compact Fluorescent |  | Twist | 1 | 15 | Laundry Room
Table | Incandescent |  | Standard A Lamp | 1 | 100 | Living Room
Table | Compact Fluorescent |  | Twist | 1 | 15 | Living Room
Wall Mount | Compact Fluorescent |  | Twist | 1 | 15 | Living Room
Ceiling Fixture | Incandescent |  | Standard A Lamp | 1 | 60 | Office
Table | Incandescent |  | Other | 1 | 40 | Office
Table | Incandescent |  | Mini base | 2 | 40 | Office
Ceiling Fixture | Compact Fluorescent |  | Circline (Screw Base) | 1 | 28 | Other
Ceiling Fixture | Compact Fluorescent |  | Twist | 1 | 22 | Other
Table | Incandescent |  | Standard A Lamp | 1 | 60 | Other
Recessed - other | Incandescent |  | Reflector | 1 | 65 | Other
Recessed Can | Incandescent |  | Reflector | 1 | 65 | Other
Recessed Can | Compact Fluorescent |  | Reflector | 1 | 14 | Other
Ceiling Fixture | Compact Fluorescent |  | Twist | 1 | 14 | Hall
Recessed Can | Compact Fluorescent |  | Reflector | 1 | 14 | Hall
Ceiling Fixture | Linear Fluorescent | 48 | T-12 | 2 | 40 | Garage
Ceiling Fixture | Incandescent |  | Standard A Lamp | 2 | 75 | Kitchen
Ceiling Fixture | Linear Fluorescent | 48 | T-12 | 2 | 40 | Kitchen
Floor lamp | Incandescent |  | Standard A Lamp | 1 | 75 | Living Room
Wall Mount | Compact Fluorescent |  | Twist | 1 | 23 | Bathroom
Ceiling Fixture | Compact Fluorescent |  | Twist | 1 | 13 | Closet
Ceiling Fixture | Compact Fluorescent |  | Twist | 1 | 13 | Master Bedroom
Ceiling Fixture | Incandescent |  | Standard A Lamp | 1 | 60 | Master Bedroom
Wall Mount | Compact Fluorescent |  | Twist | 1 | 23 | Master Bedroom
Wall Mount | Compact Fluorescent |  | Twist | 3 | 15 | Bathroom
Ceiling Fixture | Halogen |  | MR | 1 | 20 | Bedroom
Wall Mount | Incandescent |  | Globe | 4 | 40 | Bathroom
Ceiling Fixture | Incandescent |  | Standard A Lamp | 3 | 60 | Bedroom
Ceiling Fixture | Incandescent |  | Standard A Lamp | 2 | 60 | Bedroom
Recessed Can | Incandescent |  | Reflector | 1 | 60 | Hall
Ceiling Fixture | Incandescent |  | Standard A Lamp | 2 | 60 | Hall
Ceiling Fixture | Incandescent |  | Standard A Lamp | 1 | 100 | Closet
Ceiling Fixture | Incandescent |  | Standard A Lamp | 1 | 60 | Office
Table | Incandescent |  | Standard A Lamp | 1 | 25 | Office
Ceiling Fixture | Incandescent |  | Standard A Lamp | 1 | 60 | Family Room
Ceiling Fixture | Incandescent |  | Standard A Lamp | 1 | 60 | Other
Recessed Can | Incandescent |  | Reflector | 1 | 75 | Hall
Chandelier (Hanging) | Incandescent |  | Standard A Lamp | 1 | 60 | Hall
Ceiling Fixture | Incandescent |  | Standard A Lamp | 1 | 60 | Kitchen
Ceiling Fixture | Incandescent |  | Decorative | 4 | 25 | Kitchen
Recessed Can | Incandescent |  | Reflector | 1 | 75 | Laundry Room
Chandelier (Hanging) | Incandescent |  | Standard A Lamp | 1 | 60 | Living Room
Track | Incandescent |  | Reflector | 2 | 65 | Living Room
Track | Incandescent |  | Reflector | 3 | 65 | Living Room
Ceiling Fan | Incandescent |  | Standard A Lamp | 1 | 60 | Living Room
Floor lamp | Incandescent |  | Standard A Lamp | 1 | 60 | Living Room
Ceiling Fixture | Incandescent |  | Standard A Lamp | 1 | 60 | Bathroom
Wall Mount | Compact Fluorescent |  | Straight Tube | 4 | 22 | Bathroom
Ceiling Fixture | Incandescent |  | Standard A Lamp | 1 | 60 | Master Bedroom
Wall Mount | Incandescent |  | Standard A Lamp | 1 | 60 | Master Bedroom
Table | Incandescent |  | Standard A Lamp | 1 | 60 | Master Bedroom
Ceiling Fixture | Linear Fluorescent | 48 | T-8 | 2 | 32 | Laundry Room
Ceiling Fixture | Linear Fluorescent | 48 | T-8 | 2 | 32 | Kitchen
Ceiling Fixture | Compact Fluorescent |  | Twist | 3 | 15 | Dining Room
Floor lamp | Linear Fluorescent | 24 | T-8 | 2 | 16 | Living Room
Ceiling Fixture | Compact Fluorescent |  | Twist | 1 | 15 | Hall
Ceiling Fixture | Compact Fluorescent |  | Twist | 2 | 15 | Bedroom
Wall Mount | Incandescent |  | Globe | 4 | 40 | Bathroom
Ceiling Fixture | Compact Fluorescent |  | Twist | 2 | 22 | Bedroom
Table | Compact Fluorescent |  | Twist | 1 | 15 | Bedroom
Ceiling Fixture | Incandescent |  | Standard A Lamp | 2 | 60 | Other
Ceiling Fixture | Incandescent |  | Standard A Lamp | 1 | 40 | Bathroom
Wall Mount | Incandescent |  | Clear | 6 | 20 | Bathroom
Ceiling Fixture | Incandescent |  | Standard A Lamp | 2 | 40 | Bedroom
Ceiling Fixture | Incandescent |  | Standard A Lamp | 1 | 60 | Bedroom
Ceiling Fixture | Incandescent |  | Standard A Lamp | 1 | 60 | Bedroom
Ceiling Fixture | Incandescent |  | Standard A Lamp | 2 | 60 | Bedroom
Floor lamp | Incandescent |  | Standard A Lamp | 1 | 150 | Bedroom
Chandelier (Hanging) | Incandescent |  | Standard A Lamp | 5 | 60 | Dining Room
Table | Linear Fluorescent | 48 | T-12 | 2 | 25 | Other
Ceiling Fixture | Incandescent |  | Standard A Lamp | 1 | 75 | Hall
Ceiling Fixture | Incandescent |  | Standard A Lamp | 1 | 60 | Other
Wall Mount | Incandescent |  | Standard A Lamp | 1 | 60 | Hall
Ceiling Fixture | Linear Fluorescent | 48 | T-12 | 2 | 40 | Kitchen
Chandelier (Hanging) | Incandescent |  | Standard A Lamp | 3 | 60 | Living Room
Floor lamp | Compact Fluorescent |  | Twist | 3 | 22 | Living Room
Table | Incandescent |  | Standard A Lamp | 1 | 60 | Living Room
Ceiling Fixture | Incandescent |  | Standard A Lamp | 3 | 40 | Office
Floor lamp | Incandescent |  | Standard A Lamp | 3 | 75 | Office
Ceiling Fixture | Incandescent |  | Standard A Lamp | 1 | 100 | Other
Wall Mount | Incandescent |  | Standard A Lamp | 2 | 60 | Bathroom
Ceiling Fixture | Compact Fluorescent |  | Twist | 2 | 15 | Bedroom
Table | Incandescent |  | Standard A Lamp | 1 | 60 | Bedroom
Ceiling Fixture | Compact Fluorescent |  | Twist | 1 | 15 | Laundry Room
Ceiling Fixture | Incandescent |  | Standard A Lamp | 1 | 60 | Bedroom
Table | Incandescent |  | Standard A Lamp | 1 | 60 | Bedroom
Ceiling Fixture | Incandescent |  | Standard A Lamp | 1 | 60 | Bedroom
Ceiling Fixture | Incandescent |  | Standard A Lamp | 1 | 60 | Hall
Ceiling Fixture | Incandescent |  | Standard A Lamp | 1 | 60 | Living Room
Ceiling Fan | Compact Fluorescent |  | Twist | 4 | 15 | Family Room
Ceiling Fixture | Compact Fluorescent |  | Twist | 3 | 22 | Family Room
Table | Incandescent |  | Standard A Lamp | 1 | 60 | Family Room
Garage door opener | Incandescent |  | Standard A Lamp | 1 | 40 | Garage
Ceiling Fixture | Linear Fluorescent | 96 | T-12 | 2 | 100 | Garage
Ceiling Fixture | Linear Fluorescent | 48 | T-12 | 2 | 40 | Garage
Ceiling Fixture | Compact Fluorescent |  | Twist | 1 | 15 | Hall
Ceiling Fan | Incandescent |  | Clear | 4 | 40 | Living Room
Other | Halogen |  |  | 1 | 150 | Living Room
Ceiling Fixture | Incandescent |  | Standard A Lamp | 1 | 60 | Other
Ceiling Fixture | Incandescent |  | Standard A Lamp | 2 | 60 | Kitchen
Ceiling Fixture | Compact Fluorescent |  | Twist | 2 | 22 | Kitchen
Ceiling Fixture | Incandescent |  | Standard A Lamp | 1 | 60 | Kitchen
Ceiling Fixture | Incandescent |  | Standard A Lamp | 1 | 60 | Other
Wall Mount | Incandescent |  | Standard A Lamp | 1 | 40 | Other
Wall Mount | Incandescent |  | Globe | 5 | 40 | Bathroom
Ceiling Fan | Compact Fluorescent |  | Twist | 1 | 22 | Bedroom
Ceiling Fan | Incandescent |  | Standard A Lamp | 1 | 65 | Bedroom
Table | Incandescent |  | Standard A Lamp | 1 | 60 | Bedroom
Wall Mount | Incandescent |  | Standard A Lamp | 1 | 60 | Bedroom
Ceiling Fixture | Incandescent |  | Standard A Lamp | 2 | 60 | Bedroom
Table | Incandescent |  | Standard A Lamp | 1 | 60 | Bedroom
Wall Mount | Incandescent |  | Globe | 3 | 40 | Bathroom
Ceiling Fixture | Incandescent |  | Standard A Lamp | 2 | 60 | Bedroom
Table | Incandescent |  | Standard A Lamp | 1 | 60 | Bedroom
Ceiling Fixture | Incandescent |  | Standard A Lamp | 2 | 60 | Bedroom
Table | Incandescent |  | Standard A Lamp | 1 | 60 | Bedroom
Ceiling Fixture | Incandescent |  | Standard A Lamp | 2 | 60 | Kitchen
Ceiling Fixture | Linear Fluorescent | 48 | T-12 | 2 | 40 | Laundry Room
Ceiling Fixture | Linear Fluorescent | 48 | T-12 | 2 | 60 | Family Room
Floor lamp | Incandescent |  | Standard A Lamp | 4 | 60 | Family Room
Ceiling Fan | Incandescent |  | Decorative | 4 | 25 | Family Room
Wall Mount | Incandescent |  | Mini base | 2 | 40 | Family Room
Ceiling Fixture | Incandescent |  | Standard A Lamp | 1 | 60 | Hall
Ceiling Fixture | Incandescent |  | Standard A Lamp | 3 | 60 | Kitchen
Chandelier (Hanging) | Compact Fluorescent |  | Twist | 5 | 15 | Kitchen
Chandelier (Hanging) | Incandescent |  | Decorative | 2 | 25 | Living Room
Table | Incandescent |  | 3-Way Incandescent | 1 | 150 | Living Room
Ceiling Fixture | Incandescent |  | Standard A Lamp | 1 | 40 | Hall
Table | Incandescent |  | Standard A Lamp | 1 | 65 | Living Room
Recessed Can | Incandescent |  | Reflector | 1 | 75 | Living Room
Ceiling Fixture | Linear Fluorescent | 48 | T-12 | 2 | 40 | Family Room
Architectural | Incandescent |  | Standard A Lamp | 1 | 40 | Family Room
Ceiling Fixture | Compact Fluorescent |  | Pin base | 1 | 22 | Hall
Ceiling Fixture | Incandescent |  | Standard A Lamp | 1 | 60 | Hall
Ceiling Fixture | Linear Fluorescent | 48 | T-12 | 2 | 40 | Laundry Room
Ceiling Fixture | Incandescent |  | Standard A Lamp | 1 | 75 | Other
Ceiling Fixture | Linear Fluorescent | 48 | T-12 | 2 | 40 | Bathroom
Ceiling Fixture | Linear Fluorescent | 48 | T-12 | 2 | 40 | Bedroom
Ceiling Fixture | Linear Fluorescent | 48 | T-12 | 2 | 40 | Bedroom
Ceiling Fixture | Linear Fluorescent | 96 | T-12 | 2 | 100 | Kitchen
Architectural | Incandescent |  | Mini base | 1 | 25 | Kitchen
Chandelier (Hanging) | Incandescent |  | Standard A Lamp | 2 | 60 | Kitchen
Ceiling Fixture | Incandescent |  | Standard A Lamp | 3 | 60 | Hall
Table | Incandescent |  | Standard A Lamp | 1 | 60 | Family Room
Ceiling Fixture | Incandescent |  | Standard A Lamp | 1 | 60 | Bedroom
Table | Incandescent |  | Standard A Lamp | 1 | 60 | Bedroom
Ceiling Fixture | Linear Fluorescent | 48 | T-12 | 2 | 40 | Bathroom
Chandelier (Hanging) | Incandescent |  | Standard A Lamp | 1 | 60 | Bathroom
Ceiling Fixture | Incandescent |  | Standard A Lamp | 2 | 60 | Master Bedroom
Table | Incandescent |  | Standard A Lamp | 1 | 60 | Master Bedroom
Ceiling Fixture | Incandescent |  | Standard A Lamp | 2 | 60 | Bedroom
Ceiling Fixture | Incandescent |  | Standard A Lamp | 1 | 60 | Hall
Ceiling Fixture | Incandescent |  | Standard A Lamp | 2 | 65 | Other
Floor lamp | Incandescent |  | Standard A Lamp | 1 | 100 | Other
Recessed - other | Incandescent |  | Globe | 1 | 40 | Other
Ceiling Fixture | Compact Fluorescent |  | Twist | 1 | 15 | Bathroom
Wall Mount | Incandescent |  | Globe | 5 | 60 | Bathroom
Ceiling Fixture | Incandescent |  | Standard A Lamp | 2 | 60 | Bedroom
Table | Incandescent |  | Other | 2 | 65 | Bedroom
Ceiling Fixture | Incandescent |  | Standard A Lamp | 2 | 60 | Bedroom
Chandelier (Hanging) | Incandescent |  | Clear | 5 | 25 | Bedroom
Track | Compact Fluorescent |  | Pin base | 4 | 22 | Hall
Ceiling Fixture | Linear Fluorescent | 48 | T-8 | 2 | 40 | Kitchen
Chandelier (Hanging) | Incandescent |  | Clear | 5 | 25 | Kitchen
Chandelier (Hanging) | Incandescent |  | Standard A Lamp | 2 | 40 | Living Room
Torchiere | Incandescent |  | 3-Way Incandescent | 1 | 150 | Living Room
Table | Incandescent |  | Standard A Lamp | 1 | 60 | Living Room
Ceiling Fan | Incandescent |  | Standard A Lamp | 3 | 65 | Master Bedroom
Floor lamp | Incandescent |  | 3-Way Incandescent | 1 | 100 | Master Bedroom
Ceiling Fan | Incandescent |  | Standard A Lamp | 3 | 60 | Office
Table | Incandescent |  | Standard A Lamp | 1 | 60 | Office
Track | Compact Fluorescent |  | Reflector | 6 | 22 | Bathroom
Ceiling Fixture | Incandescent |  | Standard A Lamp | 2 | 60 | Bathroom
Wall Mount | Incandescent |  | Globe | 3 | 40 | Bathroom
Ceiling Fixture | Incandescent |  | Standard A Lamp | 2 | 40 | Bathroom
Ceiling Fixture | Incandescent |  | Standard A Lamp | 2 | 40 | Bedroom
Ceiling Fixture | Incandescent |  | Standard A Lamp | 2 | 40 | Bedroom
Ceiling Fixture | Incandescent |  | Standard A Lamp | 2 | 40 | Bedroom
Floor lamp | Incandescent |  | Decorative | 3 | 40 | Bedroom
Ceiling Fixture | Compact Fluorescent |  | Circline (Screw Base) | 1 | 30 | Bedroom
Ceiling Fixture | Incandescent |  | Standard A Lamp | 1 | 100 | Closet
Ceiling Fixture | Compact Fluorescent |  | Twist | 1 | 15 | Laundry Room
Table | Incandescent |  | Standard A Lamp | 1 | 60 | Living Room
Floor lamp | Incandescent |  | Standard A Lamp | 1 | 75 | Living Room
Ceiling Fixture | Incandescent |  | Standard A Lamp | 3 | 60 | Living Room
Ceiling Fixture | Compact Fluorescent |  | Twist | 1 | 15 | Family Room
Ceiling Fixture | Linear Fluorescent | 48 | T-12 | 3 | 40 | Family Room
Ceiling Fixture | Incandescent |  | Reflector | 1 | 65 | Kitchen
Ceiling Fixture | Linear Fluorescent | 48 | T-12 | 1 | 40 | Kitchen
Ceiling Fixture | Incandescent |  | Standard A Lamp | 1 | 75 | Other
Ceiling Fixture | Incandescent |  | Standard A Lamp | 1 | 100 | Other
Table | Incandescent |  | Standard A Lamp | 1 | 100 | Other
Ceiling Fixture | Linear Fluorescent | 48 | T-8 | 2 | 32 | Bathroom
Wall Mount | Incandescent |  | Globe | 3 | 40 | Bathroom
Ceiling Fixture | Compact Fluorescent |  | Twist | 1 | 15 | Bedroom
Table | Incandescent |  | Standard A Lamp | 1 | 60 | Bedroom
Ceiling Fixture | Incandescent |  | Standard A Lamp | 1 | 200 | Garage
Ceiling Fixture | Compact Fluorescent |  | Twist | 2 | 15 | Kitchen
Ceiling Fixture | Incandescent |  | Standard A Lamp | 1 | 60 | Kitchen
Chandelier (Hanging) | Incandescent |  | Decorative | 5 | 40 | Living Room
Table | Incandescent |  | Standard A Lamp | 1 | 60 | Living Room
Ceiling Fan | Incandescent |  | Standard A Lamp | 3 | 60 | Living Room
Floor lamp | Incandescent |  | Standard A Lamp | 1 | 60 | Living Room
Ceiling Fixture | Incandescent |  | Standard A Lamp | 1 | 200 | Other
Ceiling Fixture | Linear Fluorescent | 48 | T-12 | 2 | 40 | Other
Wall Mount | Incandescent |  | Globe | 4 | 40 | Bathroom
Wall Mount | Incandescent |  | Globe | 4 | 40 | Bathroom
Wall Mount | Incandescent |  | Globe | 6 | 40 | Bathroom
Ceiling Fixture | Incandescent |  | Standard A Lamp | 2 | 60 | Bedroom
Ceiling Fixture | Incandescent |  | Standard A Lamp | 1 | 60 | Master Bedroom
Ceiling Fan | Incandescent |  | Standard A Lamp | 4 | 60 | Master Bedroom
Table | Incandescent |  | Standard A Lamp | 1 | 150 | Master Bedroom
Ceiling Fixture | Incandescent |  | Standard A Lamp | 1 | 60 | Bedroom
Ceiling Fixture | Incandescent |  | Standard A Lamp | 1 | 60 | Closet
Chandelier (Hanging) | Incandescent |  | Globe | 5 | 40 | Dining Room
Ceiling Fixture | Incandescent |  | Standard A Lamp | 1 | 150 | Garage
Ceiling Fixture | Incandescent |  | Globe | 1 | 60 | Hall
Ceiling Fixture | Incandescent |  | Standard A Lamp | 1 | 60 | Hall
Recessed Can | Incandescent |  | Reflector | 1 | 65 | Kitchen
Ceiling Fixture | Incandescent |  | Standard A Lamp | 1 | 60 | Laundry Room
Ceiling Fan | Incandescent |  | Globe | 4 | 40 | Living Room
Wall Mount | Incandescent |  | Globe | 4 | 40 | Bathroom
Wall Mount | Incandescent |  | Globe | 4 | 40 | Bathroom
Ceiling Fan | Incandescent |  | Standard A Lamp | 1 | 60 | Bedroom
Table | Incandescent |  | Clear | 1 | 40 | Bedroom
Ceiling Fixture | Incandescent |  | Standard A Lamp | 2 | 60 | Bedroom
Table | Incandescent |  | Standard A Lamp | 1 | 60 | Bedroom
Table | Compact Fluorescent |  | Decorative | 1 | 7 | Bedroom
Ceiling Fixture | Incandescent |  | Standard A Lamp | 2 | 60 | Bedroom
Wall Mount | Linear Fluorescent | 18 | T-8 | 1 | 20 | Closet
Ceiling Fixture | Linear Fluorescent | 48 | T-12 | 2 | 40 | Garage
Ceiling Fixture | Incandescent |  | Standard A Lamp | 1 | 60 | Garage
Ceiling Fixture | Incandescent |  | Standard A Lamp | 1 | 60 | Hall
Ceiling Fixture | Linear Fluorescent | 48 | T-12 | 2 | 40 | Kitchen
Chandelier (Hanging) | Compact Fluorescent |  | Twist | 1 | 15 | Kitchen
Architectural | Incandescent |  | Standard A Lamp | 1 | 60 | Kitchen
Ceiling Fan | Compact Fluorescent |  | Twist | 4 | 15 | Living Room
Ceiling Fixture | Compact Fluorescent |  | A shape bulb | 1 | 15 | Living Room
Wall Mount | Incandescent |  | Standard A Lamp | 3 | 40 | Bathroom
Ceiling Fixture | Incandescent |  | Standard A Lamp | 3 | 60 | Bedroom
Table | Compact Fluorescent |  | Pin base | 1 | 22 | Bedroom
Table | Incandescent |  | Standard A Lamp | 1 | 60 | Bedroom
Wall Mount | Incandescent |  | Globe | 5 | 40 | Bathroom
Ceiling Fan | Incandescent |  | Reflector | 3 | 40 | Bedroom
Table | Incandescent |  | Decorative | 1 | 40 | Bedroom
Recessed Can | Incandescent |  | Reflector | 1 | 75 | Bedroom
Table | Compact Fluorescent |  | Twist | 1 | 15 | Bedroom
Chandelier (Hanging) | Incandescent |  | Decorative | 8 | 40 | Family Room
Table | Compact Fluorescent |  | Twist | 1 | 15 | Family Room
Floor lamp | Incandescent |  | Standard A Lamp | 1 | 150 | Family Room
Ceiling Fixture | Compact Fluorescent |  | Twist | 1 | 22 | Garage
Garage door opener | Incandescent |  | Standard A Lamp | 1 | 60 | Garage
Chandelier (Hanging) | Incandescent |  | Decorative | 8 | 40 | Hall
Table | Compact Fluorescent |  | Twist | 1 | 15 | Hall
Ceiling Fixture | Compact Fluorescent |  | Twist | 1 | 15 | Hall
Ceiling Fixture | Linear Fluorescent | 48 | T-12 | 4 | 32 | Kitchen
Recessed Can | Incandescent |  | Reflector | 1 | 75 | Kitchen
Ceiling Fixture | Incandescent |  | Standard A Lamp | 1 | 60 | Kitchen
Table | Incandescent |  | Standard A Lamp | 1 | 150 | Kitchen
Floor lamp | Incandescent |  | Standard A Lamp | 1 | 150 | Kitchen
Ceiling Fixture | Incandescent |  | Standard A Lamp | 1 | 60 | Bathroom
Wall Mount | Incandescent |  | Clear | 8 | 40 | Bathroom
Recessed Can | Incandescent |  | Reflector | 1 | 75 | Bathroom
Recessed Can | Incandescent |  | Reflector | 1 | 75 | Bathroom
Ceiling Fixture | Incandescent |  | Standard A Lamp | 1 | 60 | Bathroom
Ceiling Fan | Incandescent |  | Standard A Lamp | 4 | 40 | Bedroom
Table | Compact Fluorescent |  | Twist | 1 | 22 | Bedroom
Ceiling Fixture | Compact Fluorescent |  | Twist | 1 | 15 | Other
Ceiling Fixture | Incandescent |  | Globe | 3 | 40 | Other
Ceiling Fixture | Compact Fluorescent |  | Twist | 2 | 15 | Hall
Ceiling Fixture | Compact Fluorescent |  | Twist | 2 | 15 | Other
Recessed Can | Incandescent |  | Reflector | 1 | 60 | Other
Floor lamp | Incandescent |  | Decorative | 5 | 40 | Other
Ceiling Fixture | Compact Fluorescent |  | Twist | 1 | 15 | Other
Floor lamp | Compact Fluorescent |  | Twist | 1 | 22 | Other
Floor lamp | Halogen |  | Quartz Tube | 1 | 100 | Other
Table | Compact Fluorescent |  | Twist | 1 | 22 | Other
Track | Incandescent |  | Globe | 3 | 40 | Bathroom
Ceiling Fixture | Incandescent |  | Standard A Lamp | 1 | 40 | Bathroom
Ceiling Fixture | Compact Fluorescent |  | Twist | 1 | 15 | Other
Wall Mount | Linear Fluorescent | 24 | T-12 | 1 | 16 | Other
Ceiling Fixture | Incandescent |  | Decorative | 3 | 40 | Bedroom
Recessed Can | Incandescent |  | Reflector | 1 | 75 | Bedroom
Table | Incandescent |  | Standard A Lamp | 1 | 60 | Bedroom
Table | Incandescent |  | 3-Way Incandescent | 1 | 100 | Living Room
Floor lamp | Incandescent |  | Standard A Lamp | 1 | 75 | Living Room
Floor lamp | Compact Fluorescent |  | Twist | 1 | 15 | Living Room
Ceiling Fan | Incandescent |  | Standard A Lamp | 3 | 40 | Kitchen
Ceiling Fixture | Linear Fluorescent | 48 | T-12 | 2 | 40 | Kitchen
Ceiling Fixture | Linear Fluorescent | 24 | T-12 | 1 | 20 | Kitchen
Ceiling Fixture | Incandescent |  | Standard A Lamp | 1 | 40 | Hall
Ceiling Fixture | Incandescent |  | Standard A Lamp | 3 | 40 | Hall
Ceiling Fixture | Incandescent |  | Standard A Lamp | 2 | 60 | Bedroom
Table | Incandescent |  | Mini base | 1 | 25 | Bedroom
Floor lamp | Incandescent |  | Standard A Lamp | 2 | 60 | Bedroom
Ceiling Fixture | Incandescent |  | Standard A Lamp | 2 | 60 | Bedroom
Wall Mount | Incandescent |  | Globe | 6 | 40 | Bathroom
Ceiling Fixture | Incandescent |  | Standard A Lamp | 1 | 40 | Bathroom
Ceiling Fixture | Incandescent |  | Standard A Lamp | 2 | 40 | Laundry Room
Ceiling Fixture | Incandescent |  | Standard A Lamp | 2 | 40 | Bedroom
Table | Incandescent |  | Mini base | 2 | 25 | Bedroom
Ceiling Fixture | Incandescent |  | Standard A Lamp | 1 | 60 | Bedroom
Ceiling Fixture | Incandescent |  | Standard A Lamp | 2 | 60 | Family Room
Floor lamp | Compact Fluorescent |  | A shape bulb | 1 | 15 | Family Room
Ceiling Fixture | Incandescent |  | Standard A Lamp | 1 | 60 | Other
Table | Incandescent |  | Standard A Lamp | 1 | 60 | Other
Wall Mount | Incandescent |  | Standard A Lamp | 3 | 100 | Bathroom
Ceiling Fixture | Incandescent |  | Standard A Lamp | 2 | 60 | Bathroom
Ceiling Fixture | Incandescent |  | Standard A Lamp | 2 | 60 | Bedroom
Table | Compact Fluorescent |  | A shape bulb | 1 | 15 | Bedroom
Wall Mount | Incandescent |  | Standard A Lamp | 3 | 60 | Bedroom
Ceiling Fixture | Incandescent |  | Standard A Lamp | 2 | 60 | Bedroom
Table | Incandescent |  | Mini base | 1 | 20 | Bedroom
Ceiling Fixture | Incandescent |  | Standard A Lamp | 2 | 60 | Bedroom
Ceiling Fixture | Incandescent |  | Standard A Lamp | 1 | 60 | Other
Chandelier (Hanging) | Incandescent |  | Standard A Lamp | 9 | 60 | Hall
Ceiling Fixture | Incandescent |  | Standard A Lamp | 2 | 60 | Hall
Recessed Can | Incandescent |  | Reflector | 1 | 40 | Hall
Ceiling Fixture | Incandescent |  | Standard A Lamp | 2 | 60 | Garage
Garage door opener | Incandescent |  | Standard A Lamp | 1 | 60 | Garage
Recessed Can | Incandescent |  | Reflector | 1 | 65 | Hall
Ceiling Fixture | Incandescent |  | Standard A Lamp | 2 | 60 | Hall
Ceiling Fixture | Incandescent |  | Standard A Lamp | 2 | 60 | Hall
Recessed Can | Incandescent |  | Reflector | 1 | 65 | Kitchen
Chandelier (Hanging) | Incandescent |  | Standard A Lamp | 6 | 60 | Kitchen
Chandelier (Hanging) | Incandescent |  | Standard A Lamp | 1 | 100 | Kitchen
Ceiling Fixture | Incandescent |  | Standard A Lamp | 1 | 60 | Kitchen
Ceiling Fixture | Incandescent |  | Standard A Lamp | 2 | 60 | Laundry Room
Ceiling Fan | Incandescent |  | Decorative | 4 | 60 | Living Room
Floor lamp | Compact Fluorescent |  | A shape bulb | 4 | 15 | Living Room
Table | Incandescent |  | Standard A Lamp | 1 | 100 | Living Room
Table | Incandescent |  | Decorative | 1 | 40 | Living Room
Recessed Can | Incandescent |  | Reflector | 1 | 65 | Living Room
Chandelier (Hanging) | Incandescent |  | Standard A Lamp | 3 | 60 | Bathroom
High bay | Incandescent |  | Standard A Lamp | 2 | 60 | Bathroom
Recessed Can | Incandescent |  | Reflector | 1 | 65 | Bathroom
Ceiling Fixture | Incandescent |  | Standard A Lamp | 2 | 60 | Bathroom
Other | Incandescent |  | Mini base | 1 | 5 | Bathroom
Ceiling Fan | Incandescent |  | Decorative | 4 | 60 | Master Bedroom
Wall Mount | Incandescent |  | Standard A Lamp | 1 | 100 | Master Bedroom
Table | Incandescent |  | Decorative | 1 | 60 | Master Bedroom
Ceiling Fixture | Incandescent |  | Standard A Lamp | 2 | 60 | Bathroom
Wall Mount | Incandescent |  | Standard A Lamp | 2 | 60 | Bathroom
Chandelier (Hanging) | Compact Fluorescent |  | Twist | 4 | 15 | Dining Room
Chandelier (Hanging) | Incandescent |  | Standard A Lamp | 1 | 60 | Dining Room
Ceiling Fixture | Incandescent |  | Standard A Lamp | 1 | 60 | Hall
Ceiling Fixture | Compact Fluorescent |  | Twist | 1 | 15 | Garage
Ceiling Fixture | Compact Fluorescent |  | Twist | 1 | 22 | Garage
Garage door opener | Compact Fluorescent |  | Twist | 2 | 15 | Garage
Table | Incandescent |  | Standard A Lamp | 1 | 90 | Garage
Ceiling Fixture | Incandescent |  | Standard A Lamp | 2 | 60 | Office
Table | Compact Fluorescent |  | Twist | 1 | 15 | Office
Ceiling Fixture | Compact Fluorescent |  | Twist | 1 | 15 | Hall
Wall Mount | Incandescent |  | Other | 3 | 45 | Bathroom
Wall Mount | Incandescent |  | Mini base | 1 | 10 | Kitchen
Other | Incandescent |  | Other | 3 | 20 | Kitchen
Ceiling Fixture | Linear Fluorescent | 36 | T-8 | 2 | 32 | Kitchen
Ceiling Fixture | Linear Fluorescent | 48 | T-8 | 4 | 32 | Kitchen
Torchiere | Incandescent |  | Standard A Lamp | 1 | 100 | Living Room
Floor lamp | Incandescent |  | Standard A Lamp | 1 | 15 | Living Room
Wall Mount | Incandescent |  | Mini base | 1 | 4 | Living Room
Other | Linear Fluorescent | 36 | T-8 | 1 | 22 | Living Room
Ceiling Fixture | Linear Fluorescent | 48 | T-12 | 2 | 40 | Bathroom
Ceiling Fixture | Compact Fluorescent |  | Twist | 2 | 15 | Bathroom
Ceiling Fan | Incandescent |  | Clear | 4 | 60 | Master Bedroom
Table | Incandescent |  | Standard A Lamp | 2 | 60 | Master Bedroom
Table | Incandescent |  | Other | 1 | 60 | Master Bedroom
Ceiling Fixture | Compact Fluorescent |  | Twist | 1 | 22 | Bedroom
Table | Incandescent |  | Decorative | 2 | 25 | Bedroom
Table | Compact Fluorescent |  | Twist | 1 | 22 | Bedroom
Other | Incandescent |  | Mini base | 1 | 10 | Bedroom
Ceiling Fixture | Compact Fluorescent |  | Twist | 2 | 15 | Bedroom
Table | Compact Fluorescent |  | A shape bulb | 1 | 9 | Bedroom
Ceiling Fixture | Incandescent |  | Standard A Lamp | 1 | 60 | Bathroom
Wall Mount | Incandescent |  | Standard A Lamp | 4 | 60 | Bathroom
Ceiling Fixture | Incandescent |  | Standard A Lamp | 2 | 60 | Bedroom
Table | Incandescent |  | Standard A Lamp | 1 | 60 | Bedroom
Ceiling Fixture | Incandescent |  | Standard A Lamp | 2 | 25 | Bedroom
Ceiling Fixture | Incandescent |  | Standard A Lamp | 2 | 60 | Bedroom
Torchiere | Incandescent |  | Standard A Lamp | 2 | 60 | Bedroom
Ceiling Fixture | Incandescent |  | Standard A Lamp | 2 | 60 | Bedroom
Ceiling Fixture | Incandescent |  | Standard A Lamp | 1 | 65 | Hall
Track | Halogen |  | MR | 6 | 50 | Kitchen
Ceiling Fixture | Incandescent |  | Standard A Lamp | 2 | 60 | Laundry Room
Ceiling Fixture | Incandescent |  | Standard A Lamp | 2 | 65 | Living Room
Table | Compact Fluorescent |  | Twist | 1 | 15 | Living Room
Ceiling Fixture | Compact Fluorescent |  | Twist | 1 | 22 | Closet
Table | Compact Fluorescent |  | Twist | 1 | 15 | Other
Ceiling Fixture | Incandescent |  | Standard A Lamp | 1 | 60 | Other
Ceiling Fixture | Incandescent |  | Standard A Lamp | 2 | 40 | Bathroom
Ceiling Fixture | Compact Fluorescent |  | Twist | 1 | 15 | Bedroom
Table | Compact Fluorescent |  | Twist | 1 | 18 | Bedroom
Ceiling Fixture | Compact Fluorescent |  | Twist | 2 | 15 | Closet
Ceiling Fixture | Compact Fluorescent |  | Twist | 1 | 22 | Kitchen
Architectural | Compact Fluorescent |  | Twist | 1 | 15 | Kitchen
Ceiling Fixture | Compact Fluorescent |  | Circline (Screw Base) | 1 | 28 | Laundry Room
Ceiling Fixture | Compact Fluorescent |  | Twist | 1 | 15 | Living Room
Floor lamp | Compact Fluorescent |  | Twist | 1 | 22 | Living Room
Table | Compact Fluorescent |  | Twist | 1 | 15 | Living Room
Ceiling Fixture | Compact Fluorescent |  | Twist | 1 | 15 | Office
Ceiling Fixture | Linear Fluorescent | 18 | T-12 | 1 | 20 | Office
Table | Incandescent |  | Clear | 2 | 25 | Office
Ceiling Fixture | Compact Fluorescent |  | Twist | 1 | 15 | Other
Ceiling Fixture | Incandescent |  | Standard A Lamp | 1 | 60 | Hall
Ceiling Fixture | Linear Fluorescent | 48 | T-12 | 2 | 40 | Kitchen
Ceiling Fixture | Linear Fluorescent | 48 | T-12 | 2 | 40 | Laundry Room
Ceiling Fixture | Compact Fluorescent |  | Twist | 4 | 15 | Living Room
Ceiling Fixture | Incandescent |  | Standard A Lamp | 1 | 60 | Living Room
Table | Incandescent |  | Standard A Lamp | 1 | 100 | Living Room
Floor lamp | Incandescent |  | Standard A Lamp | 1 | 75 | Living Room
Ceiling Fixture | Incandescent |  | Standard A Lamp | 1 | 60 | Bathroom
Wall Mount | Incandescent |  | Globe | 5 | 60 | Bathroom
Ceiling Fixture | Incandescent |  | Standard A Lamp | 2 | 25 | Master Bedroom
Table | Linear Fluorescent | 18 | T-12 | 1 | 16 | Master Bedroom
Ceiling Fixture | Incandescent |  | Standard A Lamp | 2 | 60 | Office
Ceiling Fixture | Incandescent |  | Standard A Lamp | 1 | 100 | Garage
Ceiling Fixture | Incandescent |  | Standard A Lamp | 2 | 60 | Bedroom
Wall Mount | Incandescent |  | Standard A Lamp | 1 | 60 | Bathroom
Ceiling Fixture | Incandescent |  | Standard A Lamp | 2 | 60 | Bedroom
Table | Incandescent |  | Standard A Lamp | 1 | 60 | Bedroom
Ceiling Fixture | Incandescent |  | Standard A Lamp | 1 | 75 | Hall
Ceiling Fixture | Incandescent |  | Standard A Lamp | 1 | 60 | Other
Ceiling Fixture | Linear Fluorescent | 48 | T-12 | 2 | 40 | Other
Wall Mount | Linear Fluorescent | 36 | T-5 | 1 | 20 | Other
Architectural | Linear Fluorescent | 36 | T-5 | 1 | 22 | Bathroom
Recessed Can | Compact Fluorescent |  | Twist | 1 | 15 | Bedroom
Architectural | Compact Fluorescent | 18 | Twist | 2 | 15 | Bedroom
Chandelier (Hanging) | Halogen |  | MR | 1 | 50 | Dining Room
Track | Halogen |  | MR | 1 | 50 | Dining Room
Ceiling Fixture | Linear Fluorescent | 48 | T-12 | 2 | 40 | Other
Recessed Can | Compact Fluorescent |  | Twist | 1 | 22 | Hall
Wall Mount | Linear Fluorescent | 36 | T-5 | 1 | 20 | Hall
Track | Halogen |  | MR | 1 | 50 | Kitchen
Architectural | Compact Fluorescent |  | Circline (Screw Base) | 1 | 28 | Kitchen
Recessed Can | Compact Fluorescent |  | Twist | 1 | 15 | Kitchen
Architectural | Halogen |  | MR | 1 | 20 | Kitchen
Architectural | Linear Fluorescent | 36 | T-5 | 1 | 22 | Laundry Room
Recessed Can | Compact Fluorescent |  | Twist | 1 | 15 | Laundry Room
Track | Halogen |  | MR | 1 | 50 | Living Room
Ceiling Fixture | Linear Fluorescent | 18 | T-5 | 1 | 12 | Office
Ceiling Fixture | Incandescent |  | Standard A Lamp | 1 | 60 | Laundry Room
Ceiling Fixture | Compact Fluorescent |  | Twist | 2 | 15 | Laundry Room
Ceiling Fixture | Halogen |  | MR | 2 | 30 | Bedroom
Table | Halogen |  | PAR | 1 | 20 | Bedroom
Ceiling Fixture | Compact Fluorescent |  | Twist | 1 | 15 | Closet
Ceiling Fixture | Halogen |  | PAR | 3 | 30 | Bedroom
Floor lamp | Incandescent |  | Standard A Lamp | 1 | 60 | Bedroom
Table | Halogen |  | PAR | 1 | 30 | Bedroom
Ceiling Fixture | Halogen |  | PAR | 1 | 20 | Closet
Ceiling Fixture | Compact Fluorescent |  | Twist | 2 | 15 | Bedroom
Ceiling Fixture | Compact Fluorescent |  | Twist | 2 | 22 | Garage
Ceiling Fixture | Compact Fluorescent |  | Twist | 1 | 22 | Garage
Ceiling Fixture | Compact Fluorescent |  | Twist | 1 | 15 | Kitchen
Chandelier (Hanging) | Incandescent |  | Heat Lamp | 6 | 25 | Dining Room
Table | Compact Fluorescent |  | Twist | 2 | 15 | Living Room
Wall Mount | Incandescent |  | Decorative | 1 | 40 | Living Room
Ceiling Fixture | Compact Fluorescent |  | Twist | 2 | 15 | Hall
Ceiling Fixture | Incandescent |  | Standard A Lamp | 1 | 60 | Master Bedroom
Recessed Can | Compact Fluorescent |  | Twist | 1 | 22 | Bathroom
Wall Mount | Compact Fluorescent |  | Twist | 4 | 15 | Bathroom
Recessed Can | Compact Fluorescent |  | Twist | 1 | 22 | Hall
Floor lamp | Incandescent |  | Standard A Lamp | 1 | 200 | Hall
Wall Mount | Compact Fluorescent |  | Twist | 1 | 15 | Other
Ceiling Fixture | Compact Fluorescent |  | Twist | 1 | 22 | Garage
Garage door opener | Incandescent |  | Standard A Lamp | 1 | 60 | Garage
Wall Mount | Incandescent |  | Globe | 2 | 40 | Bathroom
Recessed - other | Incandescent |  | Heat Lamp | 1 | 250 | Bathroom
Ceiling Fixture | Incandescent |  | Standard A Lamp | 1 | 75 | Bedroom
Recessed Can | Incandescent |  | Reflector | 1 | 65 | Office
Wall Mount | Incandescent |  | Clear | 1 | 40 | Bathroom
Ceiling Fixture | Incandescent |  | Clear | 1 | 40 | Bathroom
Chandelier (Hanging) | Compact Fluorescent |  | Decorative | 5 | 15 | Dining Room
Table | Compact Fluorescent |  | Twist | 1 | 15 | Family Room
Table | Incandescent |  | Standard A Lamp | 1 | 75 | Bedroom
Ceiling Fixture | Compact Fluorescent |  | Twist | 2 | 15 | Hall
Recessed Can | Incandescent |  | Reflector | 1 | 65 | Kitchen
Track | Incandescent |  | Reflector | 4 | 65 | Kitchen
Ceiling Fixture | Incandescent |  | Standard A Lamp | 1 | 60 | Laundry Room
Table | Compact Fluorescent |  | Twist | 1 | 15 | Living Room
Chandelier (Hanging) | Incandescent |  | Decorative | 4 | 25 | Dining Room
Wall Mount | Incandescent |  | Decorative | 1 | 25 | Other
Chandelier (Hanging) | Incandescent |  | Decorative | 4 | 40 | Hall
Ceiling Fixture | Compact Fluorescent |  | Twist | 1 | 15 | Other
Floor lamp | Incandescent |  | Standard A Lamp | 1 | 75 | Other
Chandelier (Hanging) | Incandescent |  | Decorative | 3 | 25 | Hall
Ceiling Fixture | Compact Fluorescent |  | Twist | 1 | 15 | Bathroom
Chandelier (Hanging) | Incandescent |  | Mini base | 4 | 25 | Master Bedroom
Table | Incandescent |  | Standard A Lamp | 1 | 75 | Master Bedroom
Wall Mount | Incandescent |  | Mini base | 4 | 25 | Master Bedroom
Chandelier (Hanging) | Incandescent |  | Decorative | 3 | 25 | Hall
Table | Compact Fluorescent |  | Twist | 1 | 15 | Living Room
Floor lamp | Incandescent |  | 3-Way Incandescent | 1 | 100 | Living Room
Ceiling Fixture | Compact Fluorescent |  | Straight Tube | 1 | 15 | Bedroom
Floor lamp | Incandescent |  | 3-Way Incandescent | 1 | 100 | Family Room
Table | Compact Fluorescent |  | Twist | 2 | 15 | Family Room
Table | Incandescent |  | 3-Way Incandescent | 1 | 125 | Family Room
Recessed Can | Incandescent |  | Reflector | 1 | 75 | Family Room
Recessed - other | Incandescent |  | Reflector | 1 | 60 | Family Room
Ceiling Fixture | Linear Fluorescent | 48 | T-12 | 2 | 40 | Family Room
Ceiling Fixture | Linear Fluorescent | 48 | T-12 | 2 | 40 | Other
Wall Mount | Incandescent |  | Clear | 3 | 60 | Bathroom
Recessed Can | Incandescent |  | Reflector | 1 | 65 | Laundry Room
Ceiling Fixture | Linear Fluorescent | 96 | T-12 | 2 | 100 | Laundry Room
Ceiling Fixture | Linear Fluorescent | 48 | T-12 | 2 | 40 | Laundry Room
Ceiling Fixture | Incandescent |  | Standard A Lamp | 1 | 75 | Laundry Room
Ceiling Fixture | Linear Fluorescent | 48 | T-12 | 2 | 40 | Garage
Ceiling Fixture | Incandescent |  | Standard A Lamp | 2 | 75 | Garage
Recessed Can | Incandescent |  | Reflector | 1 | 75 | Hall
Wall Mount | Incandescent |  | Standard A Lamp | 2 | 60 | Hall
Ceiling Fixture | Linear Fluorescent | 96 | T-12 | 2 | 100 | Other
Ceiling Fixture | Linear Fluorescent | 48 | T-12 | 2 | 40 | Other
Ceiling Fixture | Incandescent |  | Standard A Lamp | 1 | 150 | Other
Chandelier (Hanging) | Incandescent |  | Decorative | 3 | 40 | Dining Room
Floor lamp | Incandescent |  | Other | 1 | 25 | Dining Room
Chandelier (Hanging) | Incandescent |  | Decorative | 1 | 40 | Kitchen
Recessed Can | Incandescent |  | Reflector | 1 | 75 | Kitchen
Architectural | Linear Fluorescent | 24 | T-5 | 1 | 8 | Kitchen
Chandelier (Hanging) | Incandescent |  | Decorative | 6 | 40 | Hall
Recessed Can | Incandescent |  | Reflector | 1 | 75 | Hall
Wall Mount | Incandescent |  | Globe | 3 | 40 | Bathroom
Recessed - other | Incandescent |  | Reflector | 1 | 75 | Bathroom
Recessed - other | Incandescent |  | Heat Lamp | 1 | 250 | Bathroom
Ceiling Fixture | Incandescent |  | Decorative | 4 | 40 | Bedroom
Table | Incandescent |  | Standard A Lamp | 1 | 75 | Bedroom
Floor lamp | Incandescent |  | 3-Way Incandescent | 1 | 125 | Bedroom
Ceiling Fan | Incandescent |  | Decorative | 4 | 40 | Bedroom
Floor lamp | Incandescent |  | 3-Way Incandescent | 1 | 125 | Bedroom
Ceiling Fan | Compact Fluorescent |  | Twist | 1 | 15 | Master Bedroom
Table | Incandescent |  | Clear | 1 | 100 | Master Bedroom
Wall Mount | Incandescent |  | Globe | 1 | 75 | Bathroom
Recessed Can | Incandescent |  | Reflector | 1 | 75 | Bathroom
Recessed Can | Incandescent |  | Heat Lamp | 1 | 250 | Bathroom
Wall Mount | Incandescent |  | Standard A Lamp | 1 | 60 | Other
Wall Mount | Compact Fluorescent |  | Globe | 3 | 15 | Bathroom
Ceiling Fixture | Incandescent |  | Standard A Lamp | 1 | 60 | Bathroom
Wall Mount | Incandescent |  | Standard A Lamp | 1 | 60 | Bedroom
Table | Incandescent |  | Standard A Lamp | 1 | 60 | Bedroom
Ceiling Fixture | Incandescent |  | Standard A Lamp | 1 | 60 | Bedroom
Table | Incandescent |  | Standard A Lamp | 1 | 60 | Bedroom
Ceiling Fixture | Incandescent |  | Standard A Lamp | 1 | 60 | Hall
Wall Mount | Incandescent |  | Mini base | 1 | 25 | Hall
Ceiling Fan | Incandescent |  | Clear | 4 | 40 | Hall
Ceiling Fixture | Incandescent |  | Standard A Lamp | 1 | 60 | Office
Garage door opener | Incandescent |  | Standard A Lamp | 2 | 60 | Garage
Ceiling Fixture | Incandescent |  | Standard A Lamp | 1 | 60 | Garage
Ceiling Fixture | Incandescent |  | Standard A Lamp | 1 | 60 | Hall
Table | Compact Fluorescent |  | Twist | 1 | 22 | Kitchen
Ceiling Fixture | Linear Fluorescent | 48 | T-12 | 2 | 40 | Kitchen
Table | Incandescent |  | Standard A Lamp | 1 | 60 | Master Bedroom
Table | Incandescent |  | Decorative | 1 | 40 | Master Bedroom
Architectural | Compact Fluorescent |  | Twist | 5 | 15 | Living Room
Table | Incandescent |  | Standard A Lamp | 1 | 150 | Living Room
Table | Compact Fluorescent |  | Twist | 1 | 15 | Living Room
Floor lamp | Incandescent |  | Standard A Lamp | 1 | 60 | Living Room
Ceiling Fixture | Incandescent |  | Reflector | 3 | 40 | Office
Ceiling Fixture | Incandescent |  | Standard A Lamp | 1 | 60 | Bathroom
Wall Mount | Incandescent |  | Globe | 4 | 40 | Bathroom
Recessed Can | Incandescent |  | Reflector | 1 | 45 | Bathroom
Wall Mount | Incandescent |  | Globe | 1 | 40 | Bathroom
Ceiling Fixture | Incandescent |  | Standard A Lamp | 2 | 60 | Bedroom
Table | Incandescent |  | Standard A Lamp | 1 | 75 | Bedroom
Ceiling Fixture | Incandescent |  | Standard A Lamp | 2 | 65 | Bedroom
Table | Incandescent |  | Standard A Lamp | 1 | 60 | Bedroom
Ceiling Fixture | Incandescent |  | Standard A Lamp | 2 | 60 | Bedroom
Chandelier (Hanging) | Incandescent |  | Standard A Lamp | 5 | 60 | Dining Room
Floor lamp | Incandescent |  | Reflector | 1 | 25 | Dining Room
Ceiling Fixture | Incandescent |  | Standard A Lamp | 2 | 75 | Hall
Ceiling Fixture | Incandescent |  | Standard A Lamp | 2 | 60 | Hall
Ceiling Fixture | Incandescent |  | Standard A Lamp | 2 | 75 | Kitchen
Architectural | Incandescent |  | Standard A Lamp | 1 | 100 | Kitchen
Ceiling Fixture | Incandescent |  | Standard A Lamp | 2 | 90 | Laundry Room
Ceiling Fixture | Incandescent |  | Standard A Lamp | 2 | 65 | Living Room
Table | Incandescent |  | 3-Way Incandescent | 1 | 100 | Living Room
Wall Mount | Incandescent |  | Globe | 4 | 40 | Bathroom
Recessed Can | Incandescent |  | Reflector | 1 | 45 | Bathroom
Ceiling Fixture | Incandescent |  | Standard A Lamp | 2 | 60 | Master Bedroom
Table | Compact Fluorescent |  | Twist | 1 | 13 | Master Bedroom
Floor lamp | Incandescent |  | 3-Way Incandescent | 1 | 70 | Master Bedroom
Ceiling Fixture | Compact Fluorescent |  | Twist | 1 | 13 | Closet
Table | Incandescent |  | Standard A Lamp | 1 | 75 | Family Room
Table | Incandescent |  | Other | 1 | 15 | Family Room
Ceiling Fixture | Linear Fluorescent | 48 | T-8 | 2 | 32 | Other
Recessed Can | Compact Fluorescent |  | Flood | 1 | 15 | Other
Ceiling Fixture | Halogen |  | MR | 3 | 50 | Hall
Track | Compact Fluorescent |  | Twist | 4 | 28 | Master Bedroom
Ceiling Fan | Compact Fluorescent |  | Twist | 2 | 22 | Master Bedroom
Table | Incandescent |  | 3-Way Incandescent | 1 | 75 | Master Bedroom
Ceiling Fixture | Compact Fluorescent |  | Twist | 2 | 15 | Closet
Wall Mount | Compact Fluorescent |  | Twist | 6 | 15 | Bathroom
Ceiling Fixture | Compact Fluorescent |  | Twist | 2 | 15 | Bathroom
Wall Mount | Incandescent |  | Mini base | 1 | 40 | Hall
Ceiling Fixture | Compact Fluorescent |  | Twist | 2 | 15 | Bathroom
Wall Mount | Compact Fluorescent |  | Twist | 3 | 15 | Bathroom
Ceiling Fixture | Halogen |  | MR | 1 | 50 | Living Room
Table | Incandescent |  | 3-Way Incandescent | 1 | 75 | Living Room
Chandelier (Hanging) | Incandescent |  | Mini base | 5 | 60 | Living Room
Ceiling Fan | Compact Fluorescent |  | Twist | 3 | 15 | Living Room
Chandelier (Hanging) | Incandescent |  | Globe | 1 | 60 | Living Room
Recessed Can | Compact Fluorescent |  | Flood | 1 | 15 | Living Room
Floor lamp | Compact Fluorescent |  | Pin base | 1 | 28 | Living Room
Torchiere | Halogen |  | Quartz Tube | 1 | 100 | Living Room
Chandelier (Hanging) | Incandescent |  | Standard A Lamp | 5 | 100 | Kitchen
Chandelier (Hanging) | Compact Fluorescent |  | Twist | 5 | 22 | Kitchen
Architectural | Linear Fluorescent | 24 | T-8 | 1 | 16 | Kitchen
Ceiling Fixture | Linear Fluorescent | 48 | T-8 | 2 | 32 | Other
Ceiling Fixture | Compact Fluorescent |  | Twist | 1 | 15 | Other
Ceiling Fixture | Compact Fluorescent |  | Twist | 1 | 15 | Closet
Ceiling Fixture | Linear Fluorescent | 48 | T-8 | 2 | 32 | Garage
Ceiling Fixture | Compact Fluorescent |  | Twist | 1 | 15 | Garage
Ceiling Fixture | Linear Fluorescent | 48 | T-8 | 2 | 32 | Laundry Room
Wall Mount | Incandescent |  | Reflector | 2 | 40 | Laundry Room
Ceiling Fixture | Compact Fluorescent |  | Twist | 1 | 15 | Hall
Ceiling Fixture | Halogen |  | MR | 3 | 50 | Closet
Ceiling Fixture | Compact Fluorescent |  | Twist | 2 | 15 | Bathroom
Wall Mount | Compact Fluorescent |  | Twist | 1 | 15 | Bathroom
Recessed Can | Compact Fluorescent |  | Twist | 1 | 15 | Family Room
Wall Mount | Incandescent |  | Standard A Lamp | 2 | 40 | Family Room
Ceiling Fan | Compact Fluorescent |  | Twist | 3 | 15 | Family Room
Table | Incandescent |  | Standard A Lamp | 1 | 100 | Family Room
Chandelier (Hanging) | Incandescent |  | Standard A Lamp | 1 | 60 | Bathroom
Ceiling Fixture | Incandescent |  | Standard A Lamp | 1 | 60 | Bedroom
Ceiling Fixture | Incandescent |  | Standard A Lamp | 1 | 60 | Bedroom
Table | Incandescent |  | Standard A Lamp | 1 | 60 | Bedroom
Ceiling Fixture | Incandescent |  | Standard A Lamp | 1 | 60 | Hall
Ceiling Fixture | Incandescent |  | Standard A Lamp | 1 | 60 | Kitchen
Chandelier (Hanging) | Incandescent |  | Standard A Lamp | 5 | 60 | Kitchen
Recessed - other | Incandescent |  | Standard A Lamp | 1 | 40 | Kitchen
Ceiling Fixture | Incandescent |  | Standard A Lamp | 1 | 60 | Living Room
Ceiling Fixture | Incandescent |  | Standard A Lamp | 1 | 60 | Living Room
Ceiling Fixture | Linear Fluorescent | 96 | T-12 | 2 | 75 | Bedroom
Ceiling Fixture | Incandescent |  | Standard A Lamp | 2 | 60 | Master Bedroom
Ceiling Fixture | Compact Fluorescent |  | Twist | 2 | 15 | Master Bedroom
Table | Incandescent |  | Standard A Lamp | 1 | 100 | Master Bedroom
Table | Incandescent |  | Standard A Lamp | 1 | 60 | Master Bedroom
Ceiling Fixture | Linear Fluorescent | 48 | T-8 | 3 | 32 | Family Room
Ceiling Fixture | Incandescent |  | Standard A Lamp | 2 | 60 | Bedroom
Table | Incandescent |  | Mini base | 2 | 40 | Bedroom
Ceiling Fixture | Incandescent |  | Standard A Lamp | 1 | 60 | Other
Ceiling Fixture | Incandescent |  | Standard A Lamp | 2 | 60 | Bathroom
Ceiling Fixture | Linear Fluorescent | 48 | T-12 | 2 | 40 | Other
Ceiling Fixture | Linear Fluorescent | 48 | T-12 | 4 | 40 | Other
Wall Mount | Incandescent |  | Standard A Lamp | 1 | 60 | Hall
Ceiling Fixture | Compact Fluorescent |  | Twist | 2 | 15 | Laundry Room
Ceiling Fixture | Compact Fluorescent |  | Pin base | 2 | 15 | Hall
Ceiling Fixture | Incandescent |  | Standard A Lamp | 2 | 60 | Office
Table | Incandescent |  | Decorative | 1 | 40 | Office
Table | Incandescent |  | Mini base | 1 | 40 | Office
Wall Mount | Incandescent |  | Mini base | 8 | 40 | Bathroom
Ceiling Fixture | Compact Fluorescent |  | Twist | 2 | 15 | Bathroom
Recessed Can | Incandescent |  | Heat Lamp | 1 | 300 | Bathroom
Recessed - other | Incandescent |  | Reflector | 1 | 125 | Bathroom
Ceiling Fixture | Halogen |  | MR | 4 | 50 | Kitchen
Ceiling Fixture | Halogen |  | MR | 3 | 50 | Kitchen
Chandelier (Hanging) | Incandescent |  | Mini base | 6 | 60 | Kitchen
Ceiling Fixture | Linear Fluorescent | 48 | T-5 | 4 | 32 | Kitchen
Chandelier (Hanging) | Incandescent |  | Mini base | 6 | 40 | Living Room
Table | Incandescent |  | Standard A Lamp | 1 | 200 | Living Room
Table | Incandescent |  | Standard A Lamp | 1 | 100 | Living Room
Ceiling Fixture | Incandescent |  | Standard A Lamp | 1 | 60 | Bedroom
Ceiling Fixture | Incandescent |  | Standard A Lamp | 1 | 60 | Closet
Ceiling Fixture | Compact Fluorescent |  | Pin base | 1 | 28 | Living Room
Table | Compact Fluorescent |  | Straight Tube | 1 | 15 | Living Room
Floor lamp | Halogen |  | Quartz Tube | 1 | 100 | Living Room
Ceiling Fixture | Linear Fluorescent | 48 | T-12 | 4 | 40 | Closet
Ceiling Fixture | Compact Fluorescent |  | Twist | 1 | 22 | Closet
Ceiling Fixture | Linear Fluorescent | 48 | T-12 | 4 | 40 | Bedroom
Ceiling Fixture | Incandescent |  | Standard A Lamp | 2 | 40 | Hall
Ceiling Fixture | Incandescent |  | Standard A Lamp | 1 | 75 | Bedroom
Ceiling Fan | Incandescent |  | Standard A Lamp | 1 | 60 | Bedroom
Table | Incandescent |  | Standard A Lamp | 1 | 60 | Bedroom
Ceiling Fan | Incandescent |  | Standard A Lamp | 1 | 60 | Bedroom
Ceiling Fixture | Incandescent |  | Standard A Lamp | 1 | 100 | Other
Ceiling Fan | Incandescent |  | Standard A Lamp | 3 | 40 | Dining Room
Ceiling Fixture | Linear Fluorescent | 48 | T-8 | 4 | 32 | Kitchen
Ceiling Fixture | Incandescent |  | Standard A Lamp | 1 | 60 | Bathroom
Wall Mount | Incandescent |  | Standard A Lamp | 1 | 60 | Bathroom
Ceiling Fixture | Compact Fluorescent |  | Twist | 1 | 22 | Laundry Room
Wall Mount | Compact Fluorescent |  | Twist | 1 | 22 | Closet
Ceiling Fixture | Linear Fluorescent | 48 | T-12 | 4 | 40 | Office
Ceiling Fixture | Incandescent |  | Standard A Lamp | 1 | 100 | Master Bedroom
Wall Mount | Compact Fluorescent |  | Twist | 9 | 22 | Bathroom
Recessed Can | Incandescent |  | Heat Lamp | 1 | 250 | Bathroom
Ceiling Fixture | Compact Fluorescent |  | Twist | 1 | 15 | Garage
Garage door opener | Incandescent |  | Standard A Lamp | 1 | 40 | Garage
Table | Compact Fluorescent |  | Twist | 1 | 15 | Bedroom
Wall Mount | Compact Fluorescent |  | Twist | 4 | 28 | Bathroom
Torchiere | Incandescent |  | Standard A Lamp | 1 | 100 | Master Bedroom
Table | Incandescent |  | Standard A Lamp | 1 | 60 | Master Bedroom
Wall Mount | Incandescent |  | Globe | 5 | 60 | Bathroom
Ceiling Fixture | Compact Fluorescent |  | Twist | 1 | 15 | Closet
Wall Mount | Compact Fluorescent |  | Twist | 1 | 15 | Family Room
Ceiling Fixture | Linear Fluorescent | 48 | T-12 | 2 | 40 | Kitchen
Recessed Can | Incandescent |  | Reflector | 1 | 65 | Kitchen
Chandelier (Hanging) | Incandescent |  | Mini base | 5 | 40 | Dining Room
Torchiere | Compact Fluorescent |  | Twist | 1 | 28 | Living Room
Table | Halogen |  | MR | 1 | 50 | Living Room
Ceiling Fixture | Incandescent |  | Standard A Lamp | 1 | 60 | Hall
Wall Mount | Compact Fluorescent |  | Twist | 3 | 22 | Bathroom
Ceiling Fixture | Incandescent |  | Standard A Lamp | 1 | 60 | Hall
Table | Compact Fluorescent |  | Twist | 2 | 22 | Bedroom
Ceiling Fixture | Compact Fluorescent |  | Twist | 1 | 22 | Office
Ceiling Fixture | Linear Fluorescent | 48 | T-12 | 2 | 25 | Office
Wall Mount | Incandescent |  | Decorative | 3 | 25 | Bathroom
Wall Mount | Compact Fluorescent |  | Twist | 2 | 15 | Bathroom
Ceiling Fixture | Compact Fluorescent |  | Twist | 2 | 15 | Bedroom
Table | Compact Fluorescent |  | Twist | 1 | 15 | Bedroom
Ceiling Fixture | Compact Fluorescent |  | Twist | 2 | 15 | Bedroom
Ceiling Fixture | Compact Fluorescent |  | Twist | 3 | 22 | Dining Room
Ceiling Fixture | Compact Fluorescent |  | Twist | 1 | 15 | Hall
Ceiling Fixture | Compact Fluorescent |  | Twist | 1 | 15 | Hall
Ceiling Fixture | Compact Fluorescent |  | Twist | 3 | 15 | Kitchen
Ceiling Fixture | Compact Fluorescent |  | Twist | 1 | 15 | Kitchen
Wall Mount | Compact Fluorescent |  | Twist | 1 | 15 | Kitchen
Floor lamp | Compact Fluorescent |  | Twist | 2 | 15 | Living Room
Floor lamp | Compact Fluorescent |  | Twist | 1 | 15 | Living Room
Ceiling Fixture | Compact Fluorescent |  | Twist | 2 | 15 | Bedroom
Table | Compact Fluorescent |  | Twist | 1 | 15 | Bedroom
Ceiling Fixture | Compact Fluorescent |  | Twist | 1 | 15 | Office
Wall Mount | Linear Fluorescent | 18 | T-12 | 1 | 16 | Bathroom
Ceiling Fixture | Compact Fluorescent |  | Twist | 1 | 15 | Bathroom
Recessed - other | Incandescent |  | Heat Lamp | 2 | 250 | Bathroom
Table | Compact Fluorescent |  | Twist | 1 | 15 | Bedroom
Ceiling Fixture | Incandescent |  | Standard A Lamp | 1 | 100 | Bedroom
Table | Incandescent |  | Standard A Lamp | 1 | 40 | Bedroom
Ceiling Fixture | Incandescent |  | Standard A Lamp | 1 | 60 | Closet
Ceiling Fixture | Incandescent |  | Standard A Lamp | 1 | 60 | Hall
Ceiling Fixture | Compact Fluorescent |  | Twist | 1 | 22 | Kitchen
Ceiling Fixture | Compact Fluorescent |  | Twist | 1 | 22 | Laundry Room
Ceiling Fan | Compact Fluorescent |  | Twist | 2 | 15 | Living Room
Table | Compact Fluorescent |  | Twist | 1 | 22 | Living Room
Torchiere | Incandescent |  | Standard A Lamp | 1 | 100 | Living Room
Table | Compact Fluorescent |  | Twist | 1 | 15 | Living Room
Floor lamp | Compact Fluorescent |  | Twist | 2 | 15 | Living Room
Torchiere | Incandescent |  | Standard A Lamp | 1 | 100 | Living Room
Ceiling Fixture | Incandescent |  | Standard A Lamp | 1 | 60 | Office
Wall Mount | Incandescent |  | Standard A Lamp | 2 | 100 | Bathroom
Ceiling Fan | Incandescent |  | Standard A Lamp | 3 | 60 | Bedroom
Table | Incandescent |  | 3-Way Incandescent | 1 | 75 | Bedroom
Ceiling Fixture | Incandescent |  | Standard A Lamp | 1 | 40 | Garage
Garage door opener | Compact Fluorescent |  | Twist | 1 | 28 | Garage
Ceiling Fixture | Incandescent |  | Standard A Lamp | 1 | 100 | Hall
Chandelier (Hanging) | Incandescent |  | Mini base | 5 | 25 | Kitchen
Floor lamp | Incandescent |  | 3-Way Incandescent | 1 | 125 | Living Room
Floor lamp | Compact Fluorescent |  | Straight Tube | 1 | 36 | Living Room
Table | Incandescent |  | Standard A Lamp | 1 | 100 | Living Room
Ceiling Fixture | Incandescent |  | Standard A Lamp | 2 | 75 | Office
Table | Incandescent |  | Standard A Lamp | 1 | 100 | Office
Ceiling Fixture | Incandescent |  | Standard A Lamp | 2 | 60 | Bathroom
Wall Mount | Compact Fluorescent |  | Twist | 4 | 15 | Bathroom
Ceiling Fixture | Compact Fluorescent |  | Twist | 1 | 15 | Bedroom
Table | Incandescent |  | Standard A Lamp | 1 | 75 | Bedroom
Ceiling Fan | Compact Fluorescent |  | Twist | 1 | 15 | Bedroom
Table | Compact Fluorescent |  | Twist | 1 | 15 | Bedroom
Ceiling Fixture | Compact Fluorescent |  | Twist | 1 | 15 | Hall
Ceiling Fixture | Compact Fluorescent |  | Twist | 2 | 15 | Kitchen
Other | Compact Fluorescent |  | Twist | 1 | 15 | Kitchen
Table | Compact Fluorescent |  | Twist | 1 | 15 | Living Room
Ceiling Fan | Compact Fluorescent |  | Twist | 1 | 15 | Living Room
Wall Mount | Compact Fluorescent |  | Twist | 4 | 15 | Master Bedroom
Ceiling Fixture | Compact Fluorescent |  | Twist | 2 | 15 | Bathroom
Table | Compact Fluorescent |  | Twist | 1 | 15 | Bathroom
Ceiling Fixture | Compact Fluorescent |  | Twist | 2 | 15 | Closet
Ceiling Fixture | Incandescent |  | Standard A Lamp | 1 | 60 | Other
Ceiling Fixture | Linear Fluorescent | 48 | T-12 | 2 | 40 | Other
Ceiling Fixture | Compact Fluorescent |  | Twist | 2 | 15 | Other
Ceiling Fixture | Compact Fluorescent |  | Twist | 2 | 15 | Bathroom
Wall Mount | Incandescent |  | Decorative | 1 | 40 | Bathroom
Ceiling Fixture | Compact Fluorescent |  | A shape bulb | 4 | 15 | Bathroom
Ceiling Fixture | Incandescent |  | Standard A Lamp | 1 | 60 | Bedroom
Floor lamp | Compact Fluorescent |  | Pin base | 1 | 27 | Bedroom
Chandelier (Hanging) | Incandescent |  | Standard A Lamp | 1 | 100 | Bedroom
Table | Compact Fluorescent |  | Twist | 1 | 15 | Bedroom
Table | Incandescent |  | Decorative | 1 | 40 | Bedroom
Ceiling Fixture | Compact Fluorescent |  | Twist | 2 | 22 | Bedroom
Ceiling Fixture | Compact Fluorescent |  | Pin base | 1 | 22 | Bedroom
Chandelier (Hanging) | Incandescent |  | Decorative | 7 | 60 | Dining Room
Table | Compact Fluorescent |  | Twist | 2 | 15 | Dining Room
Table | Compact Fluorescent |  | Twist | 1 | 15 | Family Room
Chandelier (Hanging) | Incandescent |  | Decorative | 4 | 60 | Family Room
Chandelier (Hanging) | Compact Fluorescent |  | Twist | 4 | 15 | Family Room
Table | Compact Fluorescent |  | Twist | 1 | 22 | Family Room
Floor lamp | Incandescent |  | Standard A Lamp | 1 | 100 | Family Room
Floor lamp | Incandescent |  | Standard A Lamp | 1 | 150 | Family Room
Ceiling Fixture | Incandescent |  | Standard A Lamp | 1 | 100 | Garage
Table | Incandescent |  | Standard A Lamp | 1 | 60 | Garage
Ceiling Fixture | Linear Fluorescent | 48 | T-12 | 2 | 40 | Garage
Ceiling Fixture | Incandescent |  | Standard A Lamp | 1 | 60 | Garage
Chandelier (Hanging) | Compact Fluorescent |  | Twist | 2 | 15 | Hall
Other | Incandescent |  | Reflector | 1 | 75 | Hall
Ceiling Fixture | Linear Fluorescent | 48 | T-12 | 2 | 40 | Kitchen
Other | Linear Fluorescent | 24 | T-8 | 1 | 16 | Kitchen
Table | Incandescent |  | Standard A Lamp | 1 | 60 | Kitchen
Ceiling Fixture | Linear Fluorescent | 48 | T-12 | 2 | 40 | Laundry Room
Ceiling Fixture | Compact Fluorescent |  | Pin base | 1 | 22 | Bedroom
Table | Incandescent |  | Standard A Lamp | 1 | 100 | Bedroom
Table | Incandescent |  | Decorative | 2 | 40 | Bedroom
Floor lamp | Compact Fluorescent |  | Pin base | 1 | 22 | Bedroom
Chandelier (Hanging) | Compact Fluorescent |  | Twist | 2 | 22 | Bedroom
Table | Compact Fluorescent |  | Twist | 2 | 15 | Bedroom
Wall Mount | Compact Fluorescent |  | Twist | 3 | 15 | Hall
Wall Mount | Compact Fluorescent |  | Globe | 1 | 15 | Hall
Wall Mount | Incandescent |  | Decorative | 1 | 40 | Hall
Exterior | Incandescent |  | Reflector | 2 | 75 | Garage
Ceiling Fixture | Incandescent |  | Standard A Lamp | 1 | 60 | Garage
Ceiling Fixture | Linear Fluorescent | 48 | T-12 | 2 | 40 | Garage
Ceiling Fixture | Linear Fluorescent | 96 | T-12 | 2 | 60 | Garage
Ceiling Fixture | Incandescent |  | Standard A Lamp | 2 | 40 | Hall
Ceiling Fixture | Compact Fluorescent |  | Twist | 1 | 15 | Hall
Ceiling Fixture | Incandescent |  | Standard A Lamp | 3 | 60 | Other
Wall Mount | Incandescent |  | Mini base | 4 | 40 | Bathroom
Ceiling Fixture | Incandescent |  | Standard A Lamp | 1 | 60 | Bedroom
Chandelier (Hanging) | Incandescent |  | Standard A Lamp | 3 | 100 | Family Room
Recessed Can | Incandescent |  | Reflector | 1 | 75 | Family Room
Recessed Can | Incandescent |  | Reflector | 1 | 65 | Dining Room
Ceiling Fixture | Incandescent |  | Standard A Lamp | 2 | 60 | Dining Room
Wall Mount | Incandescent |  | Standard A Lamp | 1 | 100 | Hall
Ceiling Fixture | Incandescent |  | Standard A Lamp | 1 | 100 | Garage
High bay | Linear Fluorescent | 96 | T-12 | 2 | 60 | Garage
Garage door opener | Incandescent |  | Standard A Lamp | 1 | 60 | Garage
Recessed Can | Incandescent |  | Reflector | 1 | 65 | Kitchen
Other | Halogen |  | PAR | 2 | 50 | Kitchen
Track | Halogen |  | MR | 3 | 50 | Living Room
Table | Incandescent |  | Standard A Lamp | 1 | 60 | Living Room
Table | Linear Fluorescent | 12 | T-5 | 2 | 15 | Living Room
Wall Mount | Halogen |  | Quartz Tube | 2 | 100 | Bathroom
Recessed Can | Incandescent |  | Reflector | 1 | 120 | Bathroom
Ceiling Fixture | Incandescent |  | Standard A Lamp | 1 | 100 | Master Bedroom
Table | Incandescent |  | Standard A Lamp | 1 | 60 | Master Bedroom
Ceiling Fixture | Incandescent |  | Standard A Lamp | 1 | 75 | Office
Ceiling Fixture | Compact Fluorescent |  | Pin base | 1 | 40 | Kitchen
Track | Halogen |  | MR | 4 | 50 | Kitchen
Ceiling Fixture | Compact Fluorescent |  | Pin base | 1 | 40 | Bedroom
Ceiling Fixture | Compact Fluorescent |  | Pin base | 1 | 40 | Bedroom
Table | Compact Fluorescent |  | Twist | 1 | 15 | Bedroom
Wall Mount | Compact Fluorescent |  | Pin base | 1 | 40 | Bathroom
Ceiling Fixture | Compact Fluorescent |  | Twist | 1 | 15 | Bathroom
Recessed Can | Compact Fluorescent |  | Reflector | 1 | 15 | Bathroom
Ceiling Fixture | Compact Fluorescent |  | Twist | 1 | 15 | Hall
Chandelier (Hanging) | Halogen |  | Other | 8 | 10 | Dining Room
Ceiling Fixture | Halogen |  | MR | 1 | 50 | Living Room
Chandelier (Hanging) | Halogen |  | Other | 8 | 10 | Living Room
Ceiling Fixture | Compact Fluorescent |  | Pin base | 1 | 40 | Bathroom
Table | Compact Fluorescent |  | Twist | 1 | 15 | Bathroom
Wall Mount | Compact Fluorescent |  | Globe | 4 | 15 | Bathroom
Architectural | Compact Fluorescent |  | Pin base | 1 | 36 | Bathroom
Ceiling Fixture | Compact Fluorescent |  | Pin base | 1 | 40 | Bedroom
Ceiling Fixture | Compact Fluorescent |  | Pin base | 1 | 40 | Family Room
Ceiling Fixture | Halogen |  | MR | 1 | 50 | Family Room
Wall Mount | Compact Fluorescent |  | Twist | 1 | 22 | Laundry Room
Ceiling Fixture | Linear Fluorescent | 48 | T-8 | 4 | 32 | Laundry Room
Wall Mount | Compact Fluorescent |  | Pin base | 1 | 40 | Bathroom
Track | Incandescent |  | Reflector | 3 | 65 | Bathroom
Ceiling Fixture | Compact Fluorescent |  | Twist | 1 | 22 | Bathroom
Wall Mount | Compact Fluorescent |  | Twist | 1 | 15 | Bathroom
Ceiling Fixture | Compact Fluorescent |  | Twist | 2 | 22 | Bedroom
Table | Compact Fluorescent |  | Twist | 1 | 15 | Bedroom
Wall Mount | Compact Fluorescent |  | Twist | 1 | 22 | Closet
Ceiling Fixture | Incandescent |  | Globe | 4 | 60 | Dining Room
Table | Compact Fluorescent |  | Twist | 1 | 22 | Dining Room
Ceiling Fixture | Compact Fluorescent |  | Twist | 1 | 15 | Family Room
Ceiling Fixture | Compact Fluorescent |  | Twist | 3 | 22 | Hall
Table | Compact Fluorescent |  | Twist | 1 | 15 | Hall
Chandelier (Hanging) | Compact Fluorescent |  | Twist | 2 | 15 | Hall
Ceiling Fixture | Compact Fluorescent |  | Twist | 3 | 15 | Laundry Room
Table | Compact Fluorescent |  | Twist | 1 | 15 | Laundry Room
Track | Incandescent |  | Reflector | 10 | 65 | Laundry Room
Ceiling Fixture | Compact Fluorescent |  | Twist | 1 | 22 | Laundry Room
Ceiling Fixture | Compact Fluorescent |  | Twist | 1 | 15 | Master Bedroom
Table | Compact Fluorescent |  | Twist | 1 | 22 | Master Bedroom
Ceiling Fixture | Linear Fluorescent | 48 | T-8 | 2 | 32 | Office
Ceiling Fixture | Compact Fluorescent |  | Twist | 1 | 22 | Hall
Ceiling Fixture | Linear Fluorescent | 48 | T-12 | 2 | 40 | Other
Wall Mount | Incandescent |  | Standard A Lamp | 3 | 60 | Bathroom
Wall Mount | Incandescent |  | Standard A Lamp | 1 | 40 | Bathroom
Ceiling Fixture | Incandescent |  | Standard A Lamp | 1 | 60 | Bathroom
Wall Mount | Incandescent |  | Globe | 2 | 60 | Bathroom
Wall Mount | Incandescent |  | Globe | 1 | 60 | Bathroom
Recessed - other | Compact Fluorescent |  | Flood | 1 | 22 | Bathroom
Ceiling Fixture | Incandescent |  | Standard A Lamp | 3 | 60 | Bedroom
Floor lamp | Incandescent |  | Standard A Lamp | 3 | 60 | Bedroom
Floor lamp | Incandescent |  | Standard A Lamp | 1 | 100 | Bedroom
Chandelier (Hanging) | Incandescent |  | Standard A Lamp | 5 | 40 | Bedroom
Recessed - other | Compact Fluorescent |  | 3-Way CFL | 1 | 15 | Bedroom
Ceiling Fixture | Linear Fluorescent | 48 | T-12 | 2 | 40 | Closet
Ceiling Fixture | Incandescent |  | Standard A Lamp | 1 | 40 | Closet
Ceiling Fixture | Compact Fluorescent |  | 3-Way CFL | 1 | 15 | Closet
Ceiling Fan | Incandescent |  | Standard A Lamp | 4 | 40 | Family Room
Floor lamp | Incandescent |  | Standard A Lamp | 1 | 40 | Family Room
Ceiling Fixture | Linear Fluorescent | 48 | T-12 | 2 | 40 | Dining Room
Ceiling Fixture | Incandescent |  | Standard A Lamp | 1 | 40 | Garage
Garage door opener | Incandescent |  | Standard A Lamp | 1 | 40 | Garage
Chandelier (Hanging) | Incandescent |  | Decorative | 5 | 40 | Hall
Wall Mount | Linear Fluorescent | 24 | T-5 | 1 | 40 | Hall
Recessed Can | Compact Fluorescent |  | Flood | 1 | 15 | Hall
Wall Mount | Linear Fluorescent | 48 | T-12 | 2 | 40 | Hall
Ceiling Fixture | Incandescent |  | Standard A Lamp | 2 | 25 | Hall
Chandelier (Hanging) | Incandescent |  | Standard A Lamp | 5 | 40 | Kitchen
Recessed Can | Incandescent |  | Reflector | 1 | 40 | Kitchen
Ceiling Fixture | Incandescent |  | Standard A Lamp | 1 | 40 | Other
Floor lamp | Compact Fluorescent |  | A shape bulb | 1 | 11 | Other
Wall Mount | Incandescent |  | Decorative | 1 | 40 | Other
Chandelier (Hanging) | Incandescent |  | Decorative | 6 | 40 | Living Room
Floor lamp | Compact Fluorescent |  | Circline (Screw Base) | 1 | 15 | Living Room
Torchiere | Incandescent |  | Standard A Lamp | 1 | 100 | Living Room
Ceiling Fan | Incandescent |  | Standard A Lamp | 4 | 40 | Master Bedroom
Floor lamp | Incandescent |  | Standard A Lamp | 1 | 100 | Master Bedroom
Recessed - other | Incandescent |  | Globe | 1 | 25 | Master Bedroom
Wall Mount | Compact Fluorescent |  | Twist | 1 | 15 | Other
Ceiling Fixture | Incandescent |  | Standard A Lamp | 1 | 60 | Other
Ceiling Fixture | Incandescent |  | Standard A Lamp | 2 | 60 | Bathroom
Wall Mount | Incandescent |  | Standard A Lamp | 2 | 60 | Bathroom
Ceiling Fixture | Incandescent |  | Standard A Lamp | 2 | 60 | Bathroom
Table | Compact Fluorescent |  | Twist | 1 | 22 | Bedroom
Ceiling Fixture | Incandescent |  | Standard A Lamp | 2 | 60 | Bedroom
Ceiling Fixture | Incandescent |  | Standard A Lamp | 1 | 60 | Other
Chandelier (Hanging) | Incandescent |  | Decorative | 1 | 40 | Dining Room
Ceiling Fixture | Incandescent |  | Standard A Lamp | 1 | 60 | Garage
Garage door opener | Incandescent |  | Standard A Lamp | 1 | 25 | Garage
Ceiling Fixture | Incandescent |  | Globe | 1 | 65 | Kitchen
Ceiling Fixture | Incandescent |  | Standard A Lamp | 1 | 60 | Kitchen
Chandelier (Hanging) | Incandescent |  | Standard A Lamp | 1 | 60 | Kitchen
Floor lamp | Compact Fluorescent |  | Twist | 1 | 15 | Kitchen
Table | Incandescent |  | Decorative | 1 | 25 | Kitchen
Ceiling Fixture | Linear Fluorescent | 36 | T-8 | 2 | 32 | Laundry Room
Ceiling Fixture | Incandescent |  | Standard A Lamp | 1 | 60 | Living Room
Table | Incandescent |  | Standard A Lamp | 2 | 60 | Living Room
Ceiling Fixture | Incandescent |  | Standard A Lamp | 1 | 60 | Hall
Table | Compact Fluorescent |  | Twist | 1 | 15 | Hall
Wall Mount | Incandescent |  | Standard A Lamp | 1 | 60 | Bathroom
Ceiling Fixture | Incandescent |  | Standard A Lamp | 2 | 60 | Bedroom
Ceiling Fixture | Incandescent |  | Standard A Lamp | 2 | 60 | Master Bedroom
Recessed Can | Incandescent |  | Reflector | 1 | 65 | Master Bedroom
Table | Incandescent |  | Standard A Lamp | 1 | 100 | Master Bedroom
Wall Mount | Incandescent |  | Standard A Lamp | 1 | 60 | Bathroom
Ceiling Fixture | Incandescent |  | Standard A Lamp | 2 | 60 | Other
Ceiling Fixture | Incandescent |  | Standard A Lamp | 2 | 60 | Other
Ceiling Fixture | Linear Fluorescent | 48 | T-8 | 2 | 32 | Other
Wall Mount | Incandescent |  | Standard A Lamp | 2 | 75 | Hall
Ceiling Fixture | Incandescent |  | Standard A Lamp | 1 | 100 | Other
Ceiling Fixture | Incandescent |  | Standard A Lamp | 1 | 75 | Other
Wall Mount | Compact Fluorescent |  | Twist | 1 | 22 | Garage
Ceiling Fixture | Linear Fluorescent | 48 | T-8 | 1 | 32 | Garage
Ceiling Fixture | Halogen |  | PAR | 2 | 100 | Garage
Ceiling Fixture | Compact Fluorescent |  | Twist | 1 | 22 | Hall
Ceiling Fixture | Compact Fluorescent |  | 3-Way CFL | 1 | 28 | Office
Ceiling Fixture | Linear Fluorescent | 48 | T-5 | 2 | 40 | Office
Ceiling Fixture | Incandescent |  | Standard A Lamp | 1 | 100 | Bedroom
Ceiling Fixture | Incandescent |  | Standard A Lamp | 1 | 100 | Other
Ceiling Fixture | Incandescent |  | Standard A Lamp | 1 | 100 | Bathroom
Wall Mount | Incandescent |  | Standard A Lamp | 1 | 100 | Other
Table | Incandescent |  | Standard A Lamp | 2 | 75 | Living Room
Table | Compact Fluorescent |  | Twist | 1 | 32 | Living Room
Table | Incandescent |  | Decorative | 2 | 40 | Living Room
Chandelier (Hanging) | Compact Fluorescent |  | Twist | 3 | 28 | Kitchen
Wall Mount | Incandescent |  | Standard A Lamp | 1 | 40 | Kitchen
Ceiling Fixture | Incandescent |  | Standard A Lamp | 1 | 300 | Kitchen
Other | Compact Fluorescent |  | Twist | 1 | 22 | Kitchen
Table | Compact Fluorescent |  | Twist | 1 | 22 | Kitchen
Wall Mount | Linear Fluorescent | 96 | T-5 | 1 | 16 | Kitchen
Ceiling Fixture | Incandescent |  | Standard A Lamp | 2 | 100 | Hall
Ceiling Fixture | Incandescent |  | Standard A Lamp | 2 | 40 | Office
Table | Compact Fluorescent |  | Twist | 1 | 28 | Office
Wall Mount | Compact Fluorescent |  | Twist | 1 | 15 | Bathroom
Ceiling Fixture | Incandescent |  | Standard A Lamp | 1 | 60 | Bathroom
Wall Mount | Incandescent |  | Standard A Lamp | 2 | 75 | Bathroom
Table | Incandescent |  | Decorative | 2 | 40 | Bedroom
Ceiling Fixture | Incandescent |  | Standard A Lamp | 3 | 60 | Bedroom
Track | Incandescent |  | Standard A Lamp | 4 | 100 | Master Bedroom
Table | Incandescent |  | Standard A Lamp | 2 | 75 | Master Bedroom
Ceiling Fixture | Incandescent |  | Standard A Lamp | 2 | 75 | Laundry Room
Wall Mount | Incandescent |  | Globe | 4 | 60 | Bathroom
Wall Mount | Incandescent |  | Globe | 4 | 60 | Bathroom
Table | Incandescent |  | Standard A Lamp | 1 | 60 | Bedroom
Ceiling Fan | Incandescent |  | Standard A Lamp | 4 | 60 | Bedroom
Ceiling Fixture | Incandescent |  | Standard A Lamp | 1 | 60 | Bedroom
Table | Incandescent |  | Standard A Lamp | 1 | 60 | Bedroom
Ceiling Fixture | Incandescent |  | Standard A Lamp | 1 | 60 | Bedroom
Ceiling Fixture | Incandescent |  | Standard A Lamp | 1 | 60 | Closet
Ceiling Fixture | Incandescent |  | Standard A Lamp | 1 | 60 | Closet
Table | Incandescent |  | Standard A Lamp | 1 | 65 | Family Room
Ceiling Fan | Incandescent |  | Standard A Lamp | 4 | 60 | Family Room
Ceiling Fixture | Incandescent |  | Standard A Lamp | 1 | 100 | Garage
Garage door opener | Incandescent |  | Standard A Lamp | 1 | 60 | Garage
Ceiling Fixture | Incandescent |  | Standard A Lamp | 1 | 60 | Hall
Recessed Can | Incandescent |  | Standard A Lamp | 1 | 60 | Kitchen
Chandelier (Hanging) | Incandescent |  | Decorative | 6 | 40 | Kitchen
Recessed - other | Incandescent |  | Standard A Lamp | 2 | 40 | Kitchen
Recessed Can | Incandescent |  | Reflector | 1 | 65 | Living Room
Table | Incandescent |  | Standard A Lamp | 1 | 75 | Living Room
Ceiling Fixture | Incandescent |  | Standard A Lamp | 1 | 60 | Living Room
Ceiling Fixture | Incandescent |  | Reflector | 1 | 65 | Bathroom
Wall Mount | Incandescent |  | Standard A Lamp | 1 | 60 | Bathroom
Ceiling Fixture | Incandescent |  | Standard A Lamp | 1 | 60 | Bathroom
Wall Mount | Incandescent |  | Standard A Lamp | 2 | 60 | Bathroom
Ceiling Fan | Incandescent |  | Standard A Lamp | 4 | 60 | Bedroom
Table | Incandescent |  | Standard A Lamp | 1 | 60 | Bedroom
Table | Compact Fluorescent |  | Twist | 1 | 15 | Bedroom
Ceiling Fixture | Incandescent |  | Standard A Lamp | 3 | 60 | Closet
Ceiling Fixture | Linear Fluorescent | 48 | T-12 | 2 | 40 | Garage
Garage door opener | Incandescent |  | Standard A Lamp | 1 | 60 | Garage
Ceiling Fixture | Incandescent |  | Standard A Lamp | 1 | 60 | Garage
Ceiling Fixture | Compact Fluorescent |  | Twist | 1 | 15 | Hall
Ceiling Fixture | Linear Fluorescent | 48 | T-12 | 2 | 40 | Kitchen
Recessed - other | Incandescent |  | Standard A Lamp | 1 | 40 | Kitchen
Recessed Can | Compact Fluorescent |  | Reflector | 1 | 15 | Kitchen
Ceiling Fixture | Incandescent |  | Standard A Lamp | 3 | 60 | Kitchen
Ceiling Fixture | Incandescent |  | Standard A Lamp | 2 | 60 | Laundry Room
Floor lamp | Compact Fluorescent |  | Twist | 1 | 15 | Living Room
Ceiling Fixture | Compact Fluorescent |  | Twist | 2 | 15 | Living Room
Ceiling Fixture | Compact Fluorescent |  | Twist | 1 | 15 | Living Room
Ceiling Fixture | Incandescent |  | Standard A Lamp | 1 | 60 | Bathroom
Wall Mount | Incandescent |  | Standard A Lamp | 1 | 60 | Bathroom
Wall Mount | Incandescent |  | Standard A Lamp | 1 | 60 | Bathroom
Ceiling Fixture | Incandescent |  | Standard A Lamp | 1 | 60 | Bedroom
Ceiling Fixture | Compact Fluorescent |  | Twist | 1 | 13 | Bedroom
Table | Incandescent |  | Standard A Lamp | 1 | 60 | Bedroom
Ceiling Fixture | Incandescent |  | Standard A Lamp | 1 | 60 | Bedroom
Table | Compact Fluorescent |  | Twist | 1 | 13 | Bedroom
Wall Mount | Incandescent |  | Standard A Lamp | 1 | 75 | Closet
Wall Mount | Incandescent |  | Standard A Lamp | 1 | 75 | Closet
Ceiling Fixture | Compact Fluorescent |  | Twist | 2 | 13 | Family Room
Floor lamp | Compact Fluorescent |  | Twist | 1 | 20 | Family Room
Table | Compact Fluorescent |  | Twist | 1 | 13 | Family Room
Floor lamp | Incandescent |  | Standard A Lamp | 1 | 75 | Family Room
Ceiling Fixture | Compact Fluorescent |  | Twist | 1 | 13 | Hall
Ceiling Fixture | Compact Fluorescent |  | Twist | 1 | 13 | Hall
Ceiling Fixture | Compact Fluorescent |  | Twist | 2 | 14 | Kitchen
Ceiling Fixture | Incandescent |  | Standard A Lamp | 1 | 60 | Kitchen
Ceiling Fixture | Linear Fluorescent | 24 | T-12 | 1 | 20 | Kitchen
Ceiling Fixture | Incandescent |  | Standard A Lamp | 1 | 60 | Kitchen
Ceiling Fixture | Linear Fluorescent | 48 | T-12 | 2 | 40 | Laundry Room
Ceiling Fixture | Incandescent |  | Standard A Lamp | 1 | 60 | Laundry Room
Ceiling Fixture | Compact Fluorescent |  | Twist | 2 | 13 | Other
Table | Compact Fluorescent |  | Twist | 1 | 13 | Office
Wall Mount | Incandescent |  | Standard A Lamp | 1 | 60 | Office
Ceiling Fixture | Compact Fluorescent |  | Twist | 1 | 13 | Other
Ceiling Fixture | Linear Fluorescent | 48 | T-12 | 4 | 40 | Other
Wall Mount | Incandescent |  | Standard A Lamp | 4 | 75 | Bathroom
Wall Mount | Incandescent |  | Globe | 4 | 60 | Bathroom
Ceiling Fixture | Incandescent |  | Standard A Lamp | 2 | 100 | Bedroom
Table | Incandescent |  | Standard A Lamp | 1 | 65 | Bedroom
Ceiling Fixture | Incandescent |  | Standard A Lamp | 2 | 75 | Bedroom
Table | Incandescent |  | Standard A Lamp | 1 | 60 | Bedroom
Ceiling Fixture | Linear Fluorescent | 48 | T-4 | 2 | 40 | Bedroom
Ceiling Fixture | Linear Fluorescent | 48 | T-4 | 2 | 40 | Family Room
Table | Incandescent |  | Standard A Lamp | 1 | 75 | Family Room
Ceiling Fixture | Incandescent |  | Reflector | 1 | 60 | Garage
Garage door opener | Incandescent |  | Standard A Lamp | 1 | 65 | Garage
Chandelier (Hanging) | Incandescent |  | Globe | 1 | 75 | Hall
Chandelier (Hanging) | Incandescent |  | Decorative | 3 | 60 | Hall
Chandelier (Hanging) | Incandescent |  | Standard A Lamp | 1 | 100 | Kitchen
Chandelier (Hanging) | Incandescent |  | Standard A Lamp | 5 | 100 | Kitchen
Recessed Can | Incandescent |  | Reflector | 1 | 65 | Kitchen
Ceiling Fixture | Linear Fluorescent | 48 | T-4 | 4 | 32 | Laundry Room
Floor lamp | Incandescent |  | Standard A Lamp | 1 | 100 | Living Room
Wall Mount | Incandescent |  | Globe | 1 | 75 | Master Bedroom
Ceiling Fixture | Incandescent |  | Standard A Lamp | 2 | 75 | Master Bedroom
Table | Incandescent |  | Standard A Lamp | 1 | 60 | Master Bedroom
Ceiling Fixture | Incandescent |  | Standard A Lamp | 3 | 100 | Office
Floor lamp | Incandescent |  | Standard A Lamp | 2 | 60 | Office
Wall Mount | Incandescent |  | Globe | 3 | 40 | Bathroom
Wall Mount | Incandescent |  | Globe | 6 | 40 | Bathroom
Ceiling Fixture | Incandescent |  | Standard A Lamp | 1 | 60 | Bedroom
Table | Compact Fluorescent |  | Twist | 1 | 28 | Bedroom
Ceiling Fixture | Incandescent |  | Standard A Lamp | 1 | 60 | Bedroom
Ceiling Fixture | Incandescent |  | Standard A Lamp | 2 | 60 | Bedroom
Table | Compact Fluorescent |  | Twist | 1 | 22 | Bedroom
Chandelier (Hanging) | Incandescent |  | Globe | 5 | 60 | Dining Room
Ceiling Fixture | Compact Fluorescent |  | Twist | 1 | 22 | Hall
Ceiling Fixture | Compact Fluorescent |  | Circline (Screw Base) | 1 | 22 | Hall
Ceiling Fixture | Linear Fluorescent | 48 | T-8 | 4 | 40 | Kitchen
Ceiling Fixture | Linear Fluorescent | 48 | T-8 | 1 | 40 | Laundry Room
Floor lamp | Incandescent |  | Standard A Lamp | 1 | 60 | Living Room
Table | Compact Fluorescent |  | Twist | 1 | 22 | Living Room
Ceiling Fixture | Incandescent |  | Decorative | 3 | 40 | Living Room
Ceiling Fixture | Compact Fluorescent |  | Twist | 2 | 15 | Bedroom
Ceiling Fixture | Compact Fluorescent |  | Twist | 1 | 15 | Closet
Chandelier (Hanging) | Incandescent |  | Mini base | 8 | 60 | Living Room
Recessed Can | Incandescent |  | Reflector | 1 | 60 | Living Room
Floor lamp | Compact Fluorescent |  | Twist | 2 | 22 | Living Room
Chandelier (Hanging) | Incandescent |  | Mini base | 3 | 40 | Hall
Ceiling Fan | Compact Fluorescent |  | Twist | 3 | 15 | Office
Table | Compact Fluorescent |  | Twist | 1 | 22 | Office
Table | Incandescent |  | Standard A Lamp | 1 | 75 | Office
Ceiling Fixture | Linear Fluorescent | 48 | T-8 | 2 | 32 | Laundry Room
Ceiling Fixture | Compact Fluorescent |  | Twist | 1 | 22 | Laundry Room
Ceiling Fixture | Compact Fluorescent |  | Twist | 1 | 22 | Garage
Ceiling Fixture | Linear Fluorescent | 48 | T-12 | 2 | 40 | Garage
Ceiling Fixture | Incandescent |  | Standard A Lamp | 1 | 75 | Garage
Wall Mount | Compact Fluorescent |  | A shape bulb | 4 | 15 | Bathroom
Ceiling Fixture | Compact Fluorescent |  | Twist | 1 | 15 | Hall
Ceiling Fixture | Compact Fluorescent |  | Twist | 2 | 22 | Master Bedroom
Table | Compact Fluorescent |  | Twist | 1 | 15 | Master Bedroom
Table | Compact Fluorescent |  | Straight Tube | 1 | 15 | Master Bedroom
Wall Mount | Compact Fluorescent |  | A shape bulb | 8 | 15 | Bathroom
Recessed Can | Compact Fluorescent |  | Reflector | 1 | 15 | Bathroom
Ceiling Fixture | Linear Fluorescent | 48 | T-12 | 2 | 40 | Closet
Ceiling Fan | Incandescent |  | Clear | 4 | 100 | Kitchen
Ceiling Fixture | Linear Fluorescent | 48 | T-12 | 3 | 40 | Kitchen
Ceiling Fixture | Compact Fluorescent |  | Twist | 1 | 22 | Kitchen
Architectural | Linear Fluorescent | 48 | T-12 | 1 | 40 | Kitchen
Architectural | Linear Fluorescent | 12 | T-12 | 1 | 16 | Kitchen
Architectural | Incandescent |  | Mini base | 1 | 25 | Kitchen
Chandelier (Hanging) | Compact Fluorescent |  | A shape bulb | 1 | 15 | Kitchen
Ceiling Fixture | Incandescent |  | Standard A Lamp | 2 | 60 | Other
Ceiling Fixture | Incandescent |  | Standard A Lamp | 1 | 60 | Bathroom
Ceiling Fixture | Incandescent |  | Standard A Lamp | 1 | 60 | Bedroom
Ceiling Fan | Incandescent |  | Standard A Lamp | 1 | 60 | Bedroom
Ceiling Fixture | Incandescent |  | Standard A Lamp | 1 | 60 | Hall
Ceiling Fan | Incandescent |  | Standard A Lamp | 4 | 60 | Kitchen
Ceiling Fixture | Incandescent |  | Standard A Lamp | 1 | 60 | Kitchen
Ceiling Fixture | Incandescent |  | Standard A Lamp | 1 | 60 | Laundry Room
Ceiling Fan | Compact Fluorescent |  | Straight Tube | 2 | 15 | Living Room
Track | Incandescent |  | Standard A Lamp | 2 | 60 | Living Room
Ceiling Fixture | Compact Fluorescent |  | Twist | 2 | 15 | Master Bedroom
Table | Halogen |  | MR | 1 | 20 | Master Bedroom
Table | Compact Fluorescent |  | Pin base | 1 | 15 | Master Bedroom
Table | Incandescent |  | Decorative | 1 | 40 | Master Bedroom
Ceiling Fixture | Incandescent |  | Standard A Lamp | 1 | 60 | Hall
Ceiling Fixture | Compact Fluorescent |  | Twist | 1 | 15 | Garage
Garage door opener | Incandescent |  | Standard A Lamp | 1 | 60 | Garage
Ceiling Fixture | Linear Fluorescent | 24 | T-12 | 1 | 20 | Garage
Chandelier (Hanging) | Incandescent |  | Decorative | 5 | 40 | Dining Room
Floor lamp | Incandescent |  | Mini base | 2 | 25 | Dining Room
Wall Mount | Incandescent |  | Decorative | 2 | 40 | Hall
Floor lamp | Incandescent |  | Mini base | 1 | 25 | Hall
Wall Mount | Incandescent |  | Decorative | 4 | 40 | Bathroom
Wall Mount | Halogen |  | Quartz Tube | 1 | 100 | Hall
Ceiling Fixture | Incandescent |  | Standard A Lamp | 1 | 60 | Hall
Ceiling Fan | Incandescent |  | Standard A Lamp | 1 | 60 | Bedroom
Table | Incandescent |  | Mini base | 2 | 40 | Bedroom
Wall Mount | Incandescent |  | Standard A Lamp | 4 | 40 | Bathroom
Ceiling Fixture | Incandescent |  | Standard A Lamp | 1 | 60 | Bedroom
Ceiling Fixture | Incandescent |  | Standard A Lamp | 1 | 60 | Closet
Ceiling Fixture | Compact Fluorescent |  | Twist | 1 | 15 | Bathroom
Architectural | Halogen |  | MR | 3 | 50 | Bathroom
Recessed Can | Compact Fluorescent |  | Twist | 1 | 28 | Bathroom
Recessed Can | Incandescent |  | Standard A Lamp | 1 | 40 | Bathroom
Ceiling Fixture | Compact Fluorescent |  | Twist | 1 | 15 | Closet
Table | Incandescent |  | 3-Way Incandescent | 1 | 75 | Living Room
Table | Incandescent |  | Decorative | 3 | 60 | Living Room
Table | Incandescent |  | 3-Way Incandescent | 1 | 200 | Living Room
Ceiling Fixture | Incandescent |  | Standard A Lamp | 1 | 40 | Kitchen
Recessed Can | Compact Fluorescent |  | Flood | 1 | 22 | Kitchen
Recessed Can | Incandescent |  | Reflector | 1 | 65 | Kitchen
Ceiling Fixture | Incandescent |  | Standard A Lamp | 1 | 40 | Hall
Ceiling Fixture | Incandescent |  | Standard A Lamp | 1 | 60 | Laundry Room
Torchiere | Halogen |  | Quartz Tube | 1 | 300 | Family Room
Ceiling Fixture | Incandescent |  | Standard A Lamp | 1 | 60 | Family Room
Wall Mount | Incandescent |  | Standard A Lamp | 1 | 60 | Bathroom
Ceiling Fixture | Incandescent |  | Standard A Lamp | 1 | 60 | Other
Ceiling Fixture | Linear Fluorescent | 48 | T-8 | 2 | 32 | Other
Ceiling Fixture | Incandescent |  | Standard A Lamp | 1 | 60 | Bathroom
Ceiling Fan | Compact Fluorescent |  | Twist | 1 | 15 | Bedroom
Table | Compact Fluorescent |  | Twist | 1 | 15 | Bedroom
Floor lamp | Incandescent |  | Standard A Lamp | 2 | 60 | Bedroom
Ceiling Fan | Compact Fluorescent |  | Twist | 2 | 15 | Bedroom
Ceiling Fixture | Incandescent |  | Standard A Lamp | 1 | 60 | Bedroom
Table | Incandescent |  | Standard A Lamp | 1 | 60 | Bedroom
Ceiling Fixture | Incandescent |  | Standard A Lamp | 1 | 60 | Bedroom
Ceiling Fixture | Linear Fluorescent | 48 | T-8 | 2 | 32 | Garage
Ceiling Fixture | Incandescent |  | Standard A Lamp | 1 | 60 | Hall
Ceiling Fixture | Incandescent |  | Standard A Lamp | 1 | 60 | Kitchen
Recessed - other | Incandescent |  | Standard A Lamp | 1 | 60 | Kitchen
Recessed - other | Linear Fluorescent | 24 | T-12 | 1 | 20 | Kitchen
Ceiling Fixture | Incandescent |  | Standard A Lamp | 1 | 65 | Laundry Room
Ceiling Fan | Compact Fluorescent |  | Twist | 1 | 15 | Living Room
Table | Compact Fluorescent |  | Twist | 3 | 15 | Living Room
Table | Incandescent |  | Standard A Lamp | 1 | 60 | Living Room
Ceiling Fixture | Incandescent |  | Standard A Lamp | 1 | 60 | Other
Wall Mount | Incandescent |  | Standard A Lamp | 2 | 60 | Bathroom
Ceiling Fixture | Incandescent |  | Standard A Lamp | 1 | 60 | Bathroom
Wall Mount | Incandescent |  | Globe | 6 | 75 | Bathroom
Ceiling Fixture | Linear Fluorescent | 48 | T-4 | 2 | 40 | Bathroom
Ceiling Fixture | Incandescent |  | Standard A Lamp | 2 | 60 | Bedroom
Ceiling Fixture | Incandescent |  | Standard A Lamp | 1 | 60 | Bedroom
Ceiling Fixture | Linear Fluorescent | 48 | T-4 | 2 | 40 | Bedroom
Ceiling Fixture | Incandescent |  | Decorative | 1 | 60 | Closet
Ceiling Fixture | Linear Fluorescent | 48 | T-4 | 2 | 40 | Family Room
Ceiling Fixture | Linear Fluorescent | 48 | T-4 | 2 | 40 | Family Room
Table | Incandescent |  | Standard A Lamp | 1 | 60 | Family Room
Garage door opener | Incandescent |  | Standard A Lamp | 1 | 60 | Garage
Ceiling Fixture | Compact Fluorescent |  | Twist | 1 | 15 | Garage
Ceiling Fixture | Linear Fluorescent | 48 | T-4 | 2 | 40 | Hall
Ceiling Fixture | Incandescent |  | Standard A Lamp | 2 | 60 | Hall
Ceiling Fixture | Incandescent |  | Standard A Lamp | 1 | 65 | Laundry Room
Ceiling Fixture | Incandescent |  | Clear | 3 | 60 | Living Room
Table | Incandescent |  | Standard A Lamp | 3 | 60 | Living Room
Ceiling Fixture | Linear Fluorescent | 36 | T-4 | 2 | 40 | Living Room
Ceiling Fixture | Incandescent |  | Decorative | 2 | 60 | Master Bedroom
Floor lamp | Incandescent |  | Standard A Lamp | 1 | 100 | Master Bedroom
Table | Incandescent |  | Decorative | 1 | 40 | Office
Ceiling Fixture | Incandescent |  | Reflector | 1 | 65 | Living Room
Floor lamp | Compact Fluorescent |  | Twist | 3 | 15 | Living Room
Table | Compact Fluorescent |  | Twist | 1 | 22 | Living Room
Wall Mount | Compact Fluorescent |  | Twist | 4 | 15 | Bathroom
Ceiling Fixture | Incandescent |  | Standard A Lamp | 2 | 60 | Bedroom
Ceiling Fixture | Compact Fluorescent |  | Twist | 3 | 15 | Bedroom
Chandelier (Hanging) | Incandescent |  | Decorative | 1 | 40 | Other
Ceiling Fixture | Compact Fluorescent |  | Twist | 1 | 15 | Hall
Ceiling Fixture | Compact Fluorescent |  | Twist | 1 | 15 | Hall
Wall Mount | Compact Fluorescent |  | Twist | 4 | 15 | Bathroom
Ceiling Fixture | Compact Fluorescent |  | Twist | 2 | 22 | Master Bedroom
Table | Compact Fluorescent |  | Twist | 1 | 15 | Master Bedroom
Track | Compact Fluorescent |  | Twist | 2 | 15 | Closet
Ceiling Fixture | Compact Fluorescent |  | Twist | 2 | 15 | Bedroom
Ceiling Fixture | Linear Fluorescent | 48 | T-12 | 2 | 32 | Garage
Ceiling Fan | Compact Fluorescent |  | Twist | 3 | 15 | Kitchen
Ceiling Fixture | Linear Fluorescent | 48 | T-12 | 2 | 32 | Kitchen
Wall Mount | Compact Fluorescent |  | Twist | 1 | 15 | Hall
Floor lamp | Incandescent |  | Decorative | 5 | 40 | Family Room
Ceiling Fixture | Compact Fluorescent |  | Twist | 4 | 15 | Family Room
Wall Mount | Compact Fluorescent |  | Twist | 1 | 15 | Laundry Room
Ceiling Fixture | Linear Fluorescent | 48 | T-12 | 2 | 32 | Laundry Room
Ceiling Fixture | Linear Fluorescent | 48 | T-12 | 2 | 40 | Office
Wall Mount | Compact Fluorescent |  | Twist | 1 | 15 | Other
Wall Mount | Incandescent |  | Standard A Lamp | 1 | 60 | Closet
Ceiling Fixture | Compact Fluorescent |  | Twist | 1 | 15 | Other
Ceiling Fixture | Linear Fluorescent | 48 | T-12 | 2 | 40 | Other
Wall Mount | Incandescent |  | Globe | 4 | 40 | Bathroom
Chandelier (Hanging) | Incandescent |  | Standard A Lamp | 1 | 60 | Bathroom
Ceiling Fixture | Compact Fluorescent |  | Twist | 2 | 15 | Bathroom
Recessed Can | Compact Fluorescent |  | Reflector | 1 | 15 | Bedroom
Recessed Can | Compact Fluorescent |  | Reflector | 1 | 15 | Bedroom
Floor lamp | Compact Fluorescent |  | Twist | 2 | 15 | Bedroom
Recessed Can | Compact Fluorescent |  | Reflector | 1 | 15 | Bedroom
Floor lamp | Compact Fluorescent |  | Twist | 1 | 15 | Bedroom
Floor lamp | Incandescent |  | Standard A Lamp | 2 | 60 | Bedroom
Wall Mount | Incandescent |  | Standard A Lamp | 4 | 60 | Bedroom
Table | Compact Fluorescent |  | Twist | 1 | 15 | Bedroom
Ceiling Fan | Incandescent |  | Standard A Lamp | 1 | 60 | Dining Room
Table | Compact Fluorescent |  | Twist | 1 | 15 | Family Room
Ceiling Fixture | Incandescent |  | Reflector | 1 | 65 | Garage
Ceiling Fixture | Linear Fluorescent | 48 | T-12 | 2 | 40 | Garage
Garage door opener | Incandescent |  | Standard A Lamp | 1 | 60 | Garage
Ceiling Fixture | Compact Fluorescent |  | Twist | 2 | 15 | Hall
Ceiling Fixture | Linear Fluorescent | 48 | T-12 | 2 | 40 | Kitchen
Recessed - other | Incandescent |  | Standard A Lamp | 1 | 40 | Kitchen
Ceiling Fan | Incandescent |  | Standard A Lamp | 1 | 60 | Kitchen
Ceiling Fixture | Compact Fluorescent |  | Twist | 2 | 15 | Living Room
Floor lamp | Compact Fluorescent |  | Twist | 1 | 15 | Living Room
Recessed Can | Incandescent |  | Reflector | 1 | 60 | Bathroom
Wall Mount | Incandescent |  | Standard A Lamp | 3 | 40 | Bathroom
Ceiling Fixture | Incandescent |  | Standard A Lamp | 2 | 60 | Bathroom
Recessed Can | Incandescent |  | Reflector | 1 | 60 | Bathroom
Wall Mount | Incandescent |  | Standard A Lamp | 4 | 40 | Bathroom
Wall Mount | Incandescent |  | Standard A Lamp | 3 | 40 | Bathroom
Recessed Can | Incandescent |  | Standard A Lamp | 1 | 60 | Bathroom
Recessed Can | Incandescent |  | Reflector | 1 | 60 | Bedroom
Table | Incandescent |  | Standard A Lamp | 1 | 60 | Bedroom
Table | Compact Fluorescent |  | Twist | 1 | 15 | Bedroom
Ceiling Fixture | Incandescent |  | Standard A Lamp | 2 | 60 | Bedroom
Table | Incandescent |  | Standard A Lamp | 1 | 60 | Bedroom
Ceiling Fixture | Incandescent |  | Standard A Lamp | 2 | 60 | Bedroom
Table | Incandescent |  | Decorative | 1 | 40 | Bedroom
Ceiling Fixture | Incandescent |  | Standard A Lamp | 2 | 60 | Closet
Ceiling Fixture | Incandescent |  | Standard A Lamp | 2 | 60 | Closet
Ceiling Fixture | Incandescent |  | Standard A Lamp | 2 | 60 | Closet
Recessed Can | Incandescent |  | Reflector | 1 | 65 | Family Room
Ceiling Fixture | Incandescent |  | Standard A Lamp | 1 | 60 | Garage
Garage door opener | Incandescent |  | Standard A Lamp | 2 | 60 | Garage
Ceiling Fixture | Incandescent |  | Standard A Lamp | 3 | 60 | Hall
Recessed Can | Incandescent |  | Reflector | 1 | 60 | Hall
Chandelier (Hanging) | Incandescent |  | Standard A Lamp | 1 | 60 | Kitchen
Recessed Can | Incandescent |  | Reflector | 1 | 60 | Kitchen
Recessed - other | Halogen |  | Quartz Tube | 2 | 40 | Kitchen
Ceiling Fixture | Incandescent |  | Standard A Lamp | 2 | 60 | Laundry Room
Recessed Can | Incandescent |  | Reflector | 1 | 65 | Living Room
Chandelier (Hanging) | Halogen |  | Quartz Tube | 3 | 40 | Living Room
Table | Compact Fluorescent |  | Twist | 2 | 15 | Living Room
Table | Compact Fluorescent |  | Twist | 1 | 15 | Living Room
Ceiling Fixture | Incandescent |  | Standard A Lamp | 1 | 60 | Other
Wall Mount | Incandescent |  | Globe | 4 | 60 | Bathroom
Wall Mount | Compact Fluorescent |  | Globe | 2 | 14 | Bathroom
Ceiling Fixture | Compact Fluorescent |  | Twist | 2 | 13 | Bedroom
Ceiling Fixture | Compact Fluorescent |  | Flood | 4 | 14 | Hall
Ceiling Fan | Incandescent |  | Clear | 2 | 60 | Family Room
Recessed Can | Compact Fluorescent |  | Flood | 1 | 14 | Family Room
Table | Compact Fluorescent |  | Twist | 1 | 22 | Family Room
Ceiling Fixture | Linear Fluorescent | 48 | T-12 | 2 | 40 | Garage
Ceiling Fixture | Linear Fluorescent | 48 | T-8 | 2 | 32 | Garage
Recessed Can | Incandescent |  | Reflector | 1 | 65 | Hall
Recessed Can | Compact Fluorescent |  | Flood | 1 | 14 | Kitchen
Ceiling Fixture | Linear Fluorescent | 24 | T-12 | 1 | 20 | Kitchen
Ceiling Fixture | Compact Fluorescent |  | Twist | 3 | 14 | Kitchen
Ceiling Fixture | Compact Fluorescent |  | Twist | 2 | 15 | Laundry Room
Wall Mount | Incandescent |  | Globe | 4 | 60 | Bathroom
Ceiling Fixture | Compact Fluorescent |  | Twist | 2 | 15 | Master Bedroom
Floor lamp | Incandescent |  | 3-Way Incandescent | 1 | 100 | Master Bedroom
Table | Compact Fluorescent |  | Twist | 1 | 15 | Master Bedroom
Ceiling Fixture | Compact Fluorescent |  | Twist | 1 | 15 | Closet
Ceiling Fixture | Linear Fluorescent | 48 | T-12 | 2 | 40 | Office
Wall Mount | Incandescent |  | Decorative | 3 | 40 | Bathroom
Wall Mount | Incandescent |  | Mini base | 1 | 4 | Bathroom
Ceiling Fixture | Linear Fluorescent | 48 | T-8 | 1 | 32 | Bedroom
Ceiling Fixture | Linear Fluorescent | 24 | Fluorescent Other | 1 | 38 | Bedroom
Table | Incandescent |  | Standard A Lamp | 1 | 55 | Bedroom
Chandelier (Hanging) | Incandescent |  | Globe | 4 | 40 | Dining Room
Table | Incandescent |  | Standard A Lamp | 1 | 40 | Hall
Table | Compact Fluorescent |  | Twist | 1 | 14 | Hall
Garage door opener | Incandescent |  | Standard A Lamp | 1 | 60 | Garage
Ceiling Fixture | Incandescent |  | Standard A Lamp | 1 | 40 | Hall
Ceiling Fixture | Linear Fluorescent | 48 | T-12 | 4 | 40 | Kitchen
Other | Linear Fluorescent | 12 | T-5 | 1 | 5 | Kitchen
Other | Incandescent |  | Other | 2 | 40 | Kitchen
Ceiling Fixture | Linear Fluorescent | 48 | T-12 | 2 | 40 | Hall
Table | Incandescent |  | 3-Way Incandescent | 1 | 150 | Living Room
Table | Incandescent |  | Standard A Lamp | 1 | 40 | Living Room
Torchiere | Incandescent |  | 3-Way Incandescent | 1 | 150 | Living Room
Table | Incandescent |  | Standard A Lamp | 3 | 40 | Living Room
Torchiere | Incandescent |  | 3-Way Incandescent | 1 | 100 | Living Room
Table | Incandescent |  | Standard A Lamp | 2 | 25 | Living Room
Wall Mount | Incandescent |  | Standard A Lamp | 1 | 40 | Bathroom
Recessed - other | Incandescent |  | Heat Lamp | 1 | 250 | Bathroom
Recessed Can | Incandescent |  | Reflector | 1 | 60 | Master Bedroom
Table | Incandescent |  | Standard A Lamp | 1 | 60 | Office
Ceiling Fixture | Linear Fluorescent | 75 | T-12 | 2 | 96 | Other
Ceiling Fixture | Linear Fluorescent | 48 | T-12 | 2 | 40 | Other
Wall Mount | Incandescent |  | Standard A Lamp | 1 | 75 | Other
Recessed Can | Incandescent |  | Reflector | 1 | 60 | Kitchen
Recessed Can | Compact Fluorescent |  | Reflector | 1 | 22 | Kitchen
Other | Incandescent |  | Reflector | 1 | 40 | Kitchen
Other | Linear Fluorescent | 24 | T-5 | 1 | 16 | Kitchen
Ceiling Fixture | Incandescent |  | Standard A Lamp | 1 | 60 | Bathroom
Ceiling Fan | Incandescent |  | Standard A Lamp | 1 | 60 | Bathroom
Wall Mount | Incandescent |  | Standard A Lamp | 1 | 60 | Bathroom
Ceiling Fixture | Incandescent |  | Standard A Lamp | 1 | 60 | Bedroom
Ceiling Fixture | Incandescent |  | Standard A Lamp | 1 | 60 | Bedroom
Ceiling Fixture | Incandescent |  | Standard A Lamp | 1 | 60 | Bedroom
Table | Incandescent |  | Standard A Lamp | 1 | 60 | Bedroom
Wall Mount | Incandescent |  | Standard A Lamp | 1 | 60 | Bathroom
Ceiling Fixture | Incandescent |  | Standard A Lamp | 1 | 60 | Bathroom
Ceiling Fixture | Compact Fluorescent |  | Twist | 2 | 15 | Dining Room
Ceiling Fixture | Compact Fluorescent |  | Twist | 1 | 15 | Hall
Ceiling Fan | Compact Fluorescent |  | Twist | 3 | 15 | Laundry Room
Chandelier (Hanging) | Incandescent |  | Globe | 1 | 75 | Living Room
Ceiling Fixture | Incandescent |  | Standard A Lamp | 1 | 60 | Living Room
Table | Incandescent |  | Standard A Lamp | 1 | 65 | Living Room
Floor lamp | Incandescent |  | Standard A Lamp | 1 | 75 | Living Room
Ceiling Fixture | Incandescent |  | Standard A Lamp | 1 | 60 | Bedroom
Table | Incandescent |  | Standard A Lamp | 1 | 40 | Bedroom
Ceiling Fixture | Incandescent |  | Standard A Lamp | 1 | 60 | Kitchen
Recessed - other | Incandescent |  | Standard A Lamp | 1 | 60 | Kitchen
Wall Mount | Incandescent |  | Standard A Lamp | 3 | 60 | Bathroom
Ceiling Fixture | Compact Fluorescent |  | Twist | 1 | 14 | Bathroom
Wall Mount | Incandescent |  | Standard A Lamp | 2 | 75 | Bathroom
Ceiling Fixture | Incandescent |  | Standard A Lamp | 1 | 100 | Bedroom
Table | Incandescent |  | Standard A Lamp | 1 | 65 | Bedroom
Ceiling Fixture | Incandescent |  | Standard A Lamp | 1 | 75 | Bedroom
Table | Compact Fluorescent |  | Twist | 1 | 13 | Bedroom
Track | Halogen |  | PAR | 6 | 50 | Bedroom
Chandelier (Hanging) | Incandescent |  | Standard A Lamp | 5 | 75 | Dining Room
Ceiling Fixture | Incandescent |  | Globe | 1 | 60 | Closet
Ceiling Fixture | Incandescent |  | Standard A Lamp | 3 | 60 | Hall
Ceiling Fixture | Compact Fluorescent |  | Twist | 1 | 19 | Hall
Chandelier (Hanging) | Halogen |  | Quartz Tube | 1 | 300 | Hall
Track | Halogen |  | Quartz Tube | 6 | 50 | Family Room
Table | Incandescent |  | 3-Way Incandescent | 1 | 100 | Family Room
Ceiling Fixture | Linear Fluorescent | 48 | T-8 | 2 | 32 | Garage
Ceiling Fixture | Linear Fluorescent | 48 | T-12 | 2 | 40 | Garage
Recessed Can | Incandescent |  | Reflector | 1 | 65 | Kitchen
Floor lamp | Incandescent |  | Standard A Lamp | 1 | 70 | Living Room
Floor lamp | Incandescent |  | 3-Way Incandescent | 1 | 200 | Living Room
Wall Mount | Incandescent |  | Standard A Lamp | 6 | 60 | Bathroom
Ceiling Fan | Incandescent |  | Decorative | 3 | 40 | Master Bedroom
Table | Incandescent |  | 3-Way Incandescent | 1 | 100 | Master Bedroom
Table | Incandescent |  | Standard A Lamp | 1 | 60 | Master Bedroom
Ceiling Fixture | Compact Fluorescent |  | Twist | 1 | 13 | Closet
Ceiling Fixture | Halogen |  | Quartz Tube | 1 | 150 | Hall
Ceiling Fixture | Linear Fluorescent | 48 | T-8 | 2 | 32 | Office
Track | Incandescent |  | Reflector | 3 | 60 | Office
Wall Mount | Incandescent |  | Standard A Lamp | 1 | 60 | Closet
Ceiling Fixture | Incandescent |  | Standard A Lamp | 2 | 60 | Other
Table | Compact Fluorescent |  | Twist | 1 | 15 | Other
Ceiling Fixture | Incandescent |  | Reflector | 2 | 60 | Bathroom
Ceiling Fixture | Incandescent |  | Standard A Lamp | 2 | 60 | Bedroom
Wall Mount | Incandescent |  | Globe | 5 | 40 | Bedroom
Ceiling Fixture | Incandescent |  | Standard A Lamp | 8 | 40 | Bathroom
Ceiling Fixture | Incandescent |  | Standard A Lamp | 1 | 60 | Bedroom
Table | Incandescent |  | Standard A Lamp | 1 | 60 | Bedroom
Ceiling Fixture | Incandescent |  | Standard A Lamp | 1 | 60 | Bathroom
Table | Incandescent |  | Standard A Lamp | 1 | 60 | Bathroom
Ceiling Fixture | Incandescent |  | Standard A Lamp | 2 | 60 | Bedroom
Ceiling Fixture | Incandescent |  | Standard A Lamp | 3 | 60 | Bedroom
Table | Incandescent |  | Standard A Lamp | 1 | 60 | Family Room
Recessed Can | Incandescent |  | Reflector | 1 | 75 | Family Room
Floor lamp | Incandescent |  | Standard A Lamp | 2 | 60 | Family Room
Garage door opener | Incandescent |  | Standard A Lamp | 1 | 60 | Garage
Ceiling Fixture | Incandescent |  | Standard A Lamp | 1 | 60 | Garage
Ceiling Fixture | Incandescent |  | Standard A Lamp | 2 | 40 | Hall
Ceiling Fixture | Compact Fluorescent |  | Twist | 5 | 22 | Kitchen
Ceiling Fixture | Incandescent |  | Standard A Lamp | 3 | 60 | Kitchen
Recessed Can | Compact Fluorescent |  | Twist | 1 | 15 | Kitchen
Ceiling Fixture | Incandescent |  | Standard A Lamp | 2 | 60 | Laundry Room
Recessed Can | Incandescent |  | Reflector | 1 | 60 | Living Room
Ceiling Fixture | Incandescent |  | Standard A Lamp | 2 | 60 | Living Room
Wall Mount | Incandescent |  | Globe | 6 | 40 | Bathroom
Ceiling Fixture | Incandescent |  | Heat Lamp | 2 | 125 | Bathroom
Table | Incandescent |  | Standard A Lamp | 1 | 60 | Master Bedroom
Ceiling Fan | Incandescent |  | Standard A Lamp | 2 | 60 | Master Bedroom
Ceiling Fixture | Incandescent |  | Standard A Lamp | 2 | 60 | Closet
Ceiling Fixture | Linear Fluorescent | 48 | T-8 | 2 | 32 | Other
Recessed Can | Incandescent |  | Reflector | 1 | 75 | Other
Ceiling Fixture | Linear Fluorescent | 48 | T-8 | 4 | 32 | Other
Chandelier (Hanging) | Incandescent |  | Standard A Lamp | 7 | 60 | Dining Room
Chandelier (Hanging) | Incandescent |  | Mini base | 3 | 40 | Hall
Floor lamp | Incandescent |  | Standard A Lamp | 1 | 60 | Office
Table | Incandescent |  | Standard A Lamp | 1 | 25 | Office
Ceiling Fixture | Incandescent |  | Standard A Lamp | 1 | 60 | Bathroom
Wall Mount | Incandescent |  | Globe | 4 | 40 | Bathroom
Wall Mount | Incandescent |  | Standard A Lamp | 1 | 40 | Closet
Track | Compact Fluorescent |  | Twist | 3 | 15 | Kitchen
Track | Incandescent |  | Standard A Lamp | 3 | 60 | Kitchen
Floor lamp | Incandescent |  | Standard A Lamp | 1 | 60 | Living Room
Floor lamp | Linear Fluorescent | 48 | Fluorescent Unknown | 1 | 27 | Living Room
Wall Mount | Compact Fluorescent |  | Twist | 1 | 15 | Living Room
Ceiling Fixture | Incandescent |  | Decorative | 1 | 60 | Hall
Ceiling Fixture | Incandescent |  | Standard A Lamp | 1 | 60 | Closet
Ceiling Fixture | Incandescent |  | Standard A Lamp | 1 | 60 | Bedroom
Table | Halogen |  | PAR | 1 | 20 | Bedroom
Ceiling Fixture | Compact Fluorescent |  | Twist | 1 | 15 | Master Bedroom
Table | Incandescent |  | Mini base | 1 | 25 | Master Bedroom
Ceiling Fixture | Incandescent |  | Standard A Lamp | 1 | 40 | Bathroom
Wall Mount | Incandescent |  | Globe | 6 | 40 | Bathroom
Ceiling Fixture | Incandescent |  | Standard A Lamp | 1 | 40 | Laundry Room
Wall Mount | Compact Fluorescent |  | Twist | 3 | 36 | Bathroom
Ceiling Fixture | Incandescent |  | Heat Lamp | 1 | 150 | Bathroom
Ceiling Fixture | Incandescent |  | Heat Lamp | 2 | 150 | Bathroom
Wall Mount | Compact Fluorescent |  | Twist | 2 | 13 | Bathroom
Wall Mount | Compact Fluorescent |  | Twist | 2 | 13 | Bathroom
Ceiling Fixture | Incandescent |  | Heat Lamp | 1 | 150 | Bathroom
Ceiling Fixture | Compact Fluorescent |  | Twist | 3 | 13 | Bedroom
Table | Incandescent |  | Standard A Lamp | 1 | 40 | Bedroom
Ceiling Fixture | Compact Fluorescent |  | Twist | 3 | 13 | Bedroom
Ceiling Fixture | Incandescent |  | Standard A Lamp | 1 | 60 | Bedroom
Ceiling Fan | Compact Fluorescent |  | Twist | 3 | 13 | Bedroom
Table | Incandescent |  | Standard A Lamp | 1 | 75 | Bedroom
Ceiling Fixture | Compact Fluorescent |  | Twist | 1 | 13 | Closet
Ceiling Fixture | Compact Fluorescent |  | Twist | 5 | 13 | Living Room
Ceiling Fixture | Compact Fluorescent |  | Twist | 1 | 13 | Living Room
Ceiling Fan | Compact Fluorescent |  | Twist | 5 | 13 | Living Room
Ceiling Fixture | Linear Fluorescent | 48 | T-12 | 2 | 40 | Garage
Ceiling Fixture | Incandescent |  | Standard A Lamp | 2 | 60 | Garage
Ceiling Fixture | Compact Fluorescent |  | Twist | 2 | 13 | Hall
Ceiling Fixture | Linear Fluorescent | 48 | T-12 | 2 | 40 | Kitchen
Ceiling Fixture | Incandescent |  | Decorative | 6 | 40 | Kitchen
Ceiling Fixture | Compact Fluorescent |  | Twist | 3 | 13 | Kitchen
Table | Incandescent |  | Standard A Lamp | 1 | 75 | Kitchen
Ceiling Fixture | Compact Fluorescent |  | Twist | 1 | 15 | Laundry Room
Ceiling Fixture | Compact Fluorescent |  | Twist | 2 | 13 | Living Room
Table | Compact Fluorescent |  | Twist | 1 | 13 | Living Room
Ceiling Fixture | Compact Fluorescent |  | Twist | 2 | 13 | Other
Wall Mount | Compact Fluorescent |  | Globe | 3 | 7 | Bathroom
Ceiling Fixture | Compact Fluorescent |  | Twist | 1 | 15 | Bathroom
Ceiling Fixture | Incandescent |  | Standard A Lamp | 1 | 60 | Bathroom
Table | Compact Fluorescent |  | Twist | 1 | 7 | Bedroom
Ceiling Fixture | Incandescent |  | Standard A Lamp | 2 | 75 | Bedroom
Ceiling Fixture | Incandescent |  | Standard A Lamp | 2 | 100 | Bedroom
Table | Compact Fluorescent |  | Twist | 1 | 7 | Bedroom
Recessed Can | Incandescent |  | Reflector | 1 | 75 | Hall
Ceiling Fixture | Incandescent |  | Standard A Lamp | 1 | 70 | Other
Floor lamp | Compact Fluorescent |  | Twist | 1 | 22 | Family Room
Recessed Can | Incandescent |  | Reflector | 1 | 65 | Family Room
Table | Compact Fluorescent |  | Twist | 2 | 15 | Family Room
Table | Incandescent |  | Standard A Lamp | 1 | 100 | Family Room
Ceiling Fixture | Incandescent |  | Standard A Lamp | 1 | 40 | Closet
Ceiling Fixture | Incandescent |  | Heat Lamp | 1 | 500 | Bedroom
Ceiling Fixture | Compact Fluorescent |  | Twist | 1 | 15 | Bedroom
Table | Incandescent |  | 3-Way Incandescent | 1 | 75 | Bedroom
Ceiling Fixture | Compact Fluorescent |  | Twist | 2 | 15 | Bedroom
Wall Mount | Compact Fluorescent |  | Twist | 2 | 15 | Bathroom
Chandelier (Hanging) | Compact Fluorescent |  | Twist | 1 | 22 | Hall
Ceiling Fixture | Incandescent |  | Standard A Lamp | 1 | 100 | Hall
Chandelier (Hanging) | Incandescent |  | Standard A Lamp | 1 | 60 | Kitchen
Ceiling Fixture | Compact Fluorescent |  | Twist | 2 | 15 | Kitchen
Ceiling Fixture | Compact Fluorescent |  | Twist | 3 | 15 | Kitchen
Wall Mount | Incandescent |  | Standard A Lamp | 2 | 40 | Kitchen
Ceiling Fixture | Incandescent |  | Standard A Lamp | 1 | 60 | Laundry Room
Recessed Can | Incandescent |  | Reflector | 1 | 75 | Living Room
Table | Compact Fluorescent |  | Twist | 2 | 22 | Living Room
Wall Mount | Incandescent |  | Standard A Lamp | 1 | 75 | Living Room
Ceiling Fixture | Compact Fluorescent |  | Twist | 2 | 15 | Master Bedroom
Table | Incandescent |  | Standard A Lamp | 1 | 60 | Master Bedroom
Ceiling Fixture | Compact Fluorescent |  | Twist | 2 | 15 | Office
Ceiling Fixture | Compact Fluorescent |  | Twist | 1 | 22 | Garage
Garage door opener | Compact Fluorescent |  | Twist | 1 | 15 | Garage
Ceiling Fixture | Compact Fluorescent |  | Twist | 1 | 22 | Other
Wall Mount | Compact Fluorescent |  | Twist | 1 | 15 | Bathroom
Ceiling Fixture | Incandescent |  | Standard A Lamp | 1 | 40 | Bedroom
Table | Compact Fluorescent |  | Twist | 1 | 15 | Bedroom
Ceiling Fan | Incandescent |  | Standard A Lamp | 1 | 60 | Bedroom
Ceiling Fixture | Incandescent |  | Standard A Lamp | 1 | 60 | Hall
Ceiling Fan | Incandescent |  | Decorative | 5 | 40 | Kitchen
Ceiling Fixture | Linear Fluorescent | 48 | T-12 | 1 | 40 | Kitchen
Recessed - other | Incandescent |  | Standard A Lamp | 1 | 60 | Kitchen
Ceiling Fixture | Incandescent |  | Standard A Lamp | 2 | 60 | Kitchen
Ceiling Fixture | Incandescent |  | Standard A Lamp | 2 | 60 | Living Room
Table | Compact Fluorescent |  | Twist | 1 | 15 | Living Room
Recessed Can | Incandescent |  | Reflector | 1 | 65 | Bathroom
Ceiling Fan | Incandescent |  | Standard A Lamp | 1 | 60 | Bathroom
Wall Mount | Incandescent |  | Standard A Lamp | 1 | 60 | Bathroom
Ceiling Fixture | Incandescent |  | Reflector | 1 | 65 | Other
Recessed Can | Incandescent |  | Reflector | 1 | 65 | Family Room
Ceiling Fixture | Incandescent |  | Standard A Lamp | 1 | 60 | Garage
Recessed Can | Incandescent |  | Reflector | 1 | 65 | Hall
Recessed Can | Incandescent |  | Reflector | 1 | 65 | Hall
Recessed Can | Incandescent |  | Reflector | 1 | 65 | Kitchen
Ceiling Fixture | Incandescent |  | Standard A Lamp | 1 | 100 | Kitchen
Ceiling Fixture | Linear Fluorescent | 48 | T-8 | 2 | 40 | Laundry Room
Ceiling Fan | Compact Fluorescent |  | Twist | 2 | 15 | Living Room
Recessed Can | Incandescent |  | Reflector | 1 | 65 | Living Room
Recessed Can | Incandescent |  | Reflector | 1 | 60 | Bathroom
Ceiling Fixture | Incandescent |  | Globe | 7 | 25 | Master Bedroom
Table | Incandescent |  | Standard A Lamp | 1 | 60 | Master Bedroom
Recessed Can | Incandescent |  | Reflector | 1 | 65 | Office
Ceiling Fixture | Linear Fluorescent | 48 | T-8 | 2 | 40 | Other
Garage door opener | Incandescent |  | Standard A Lamp | 1 | 60 | Other
Wall Mount | Incandescent |  | Globe | 4 | 40 | Bathroom
Ceiling Fan | Incandescent |  | Standard A Lamp | 3 | 60 | Bedroom
Table | Incandescent |  | 3-Way Incandescent | 1 | 100 | Bedroom
Chandelier (Hanging) | Incandescent |  | Standard A Lamp | 5 | 60 | Dining Room
Chandelier (Hanging) | Incandescent |  | Globe | 1 | 100 | Family Room
Ceiling Fixture | Incandescent |  | Standard A Lamp | 2 | 60 | Family Room
Ceiling Fixture | Incandescent |  | Standard A Lamp | 1 | 60 | Hall
High bay | Linear Fluorescent | 48 | T-5 | 2 | 15 | Garage
High bay | Linear Fluorescent | 48 | T-12 | 2 | 40 | Garage
Ceiling Fixture | Incandescent |  | Standard A Lamp | 1 | 60 | Hall
Track | Halogen |  | MR | 4 | 50 | Kitchen
Recessed Can | Incandescent |  | Reflector | 1 | 65 | Kitchen
Floor lamp | Incandescent |  | Standard A Lamp | 1 | 60 | Living Room
Floor lamp | Compact Fluorescent |  | Twist | 1 | 14 | Living Room
Table | Compact Fluorescent |  | Twist | 1 | 23 | Living Room
Wall Mount | Compact Fluorescent |  | Twist | 6 | 13 | Bathroom
Ceiling Fan | Incandescent |  | Standard A Lamp | 1 | 75 | Master Bedroom
Ceiling Fan | Incandescent |  | Standard A Lamp | 1 | 75 | Office
Table | Linear Fluorescent | 12 | T-5 | 2 | 18 | Office
Recessed Can | Incandescent |  | Reflector | 1 | 75 | Living Room
Floor lamp | Incandescent |  | Standard A Lamp | 1 | 100 | Living Room
Table | Incandescent |  | Standard A Lamp | 1 | 200 | Living Room
Table | Incandescent |  | Standard A Lamp | 1 | 100 | Living Room
Ceiling Fixture | Incandescent |  | Standard A Lamp | 3 | 60 | Office
Table | Incandescent |  | Standard A Lamp | 1 | 60 | Office
Table | Compact Fluorescent |  | Pin base | 1 | 15 | Office
Ceiling Fixture | Linear Fluorescent | 48 | T-4 | 1 | 40 | Laundry Room
Ceiling Fixture | Linear Fluorescent | 48 | T-4 | 4 | 40 | Garage
Ceiling Fixture | Incandescent |  | Standard A Lamp | 1 | 52 | Garage
Garage door opener | Incandescent |  | Standard A Lamp | 1 | 40 | Garage
Other | Incandescent |  | Standard A Lamp | 1 | 60 | Garage
Ceiling Fixture | Linear Fluorescent | 48 | T-12 | 4 | 60 | Garage
Ceiling Fixture | Linear Fluorescent | 48 | T-4 | 2 | 40 | Garage
Ceiling Fixture | Linear Fluorescent | 48 | T-4 | 4 | 40 | Other
Wall Mount | Incandescent |  | Standard A Lamp | 1 | 75 | Other
Ceiling Fixture | Linear Fluorescent | 48 | T-4 | 2 | 40 | Other
Ceiling Fixture | Incandescent |  | Mini base | 6 | 60 | Dining Room
Ceiling Fixture | Incandescent |  | Standard A Lamp | 1 | 75 | Dining Room
Recessed Can | Incandescent |  | Reflector | 1 | 75 | Kitchen
Other | Linear Fluorescent | 12 | T-5 | 1 | 16 | Kitchen
Other | Incandescent |  | Standard A Lamp | 1 | 60 | Kitchen
Ceiling Fixture | Incandescent |  | Decorative | 3 | 25 | Hall
Wall Mount | Incandescent |  | Globe | 5 | 25 | Bathroom
Ceiling Fixture | Other |  | Other | 1 | 60 | Bathroom
Ceiling Fixture | Compact Fluorescent |  | Twist | 3 | 15 | Master Bedroom
Table | Halogen |  | MR | 1 | 50 | Master Bedroom
Table | Incandescent |  | Standard A Lamp | 1 | 100 | Master Bedroom
Wall Mount | Incandescent |  | Standard A Lamp | 2 | 65 | Bathroom
Ceiling Fixture | Incandescent |  | Decorative | 1 | 25 | Hall
Ceiling Fixture | Linear Fluorescent | 24 | T-4 | 1 | 40 | Closet
Ceiling Fixture | Incandescent |  | Standard A Lamp | 1 | 75 | Bathroom
Ceiling Fixture | Incandescent |  | Standard A Lamp | 4 | 60 | Bathroom
Ceiling Fixture | Incandescent |  | Standard A Lamp | 1 | 100 | Bathroom
Ceiling Fixture | Incandescent |  | Standard A Lamp | 2 | 40 | Bedroom
Table | Incandescent |  | Standard A Lamp | 3 | 40 | Bedroom
Table | Compact Fluorescent |  | Twist | 1 | 22 | Bedroom
Chandelier (Hanging) | Incandescent |  | Mini base | 4 | 40 | Dining Room
Chandelier (Hanging) | Compact Fluorescent |  | Twist | 1 | 22 | Other
Ceiling Fixture | Compact Fluorescent |  | Twist | 2 | 20 | Family Room
Ceiling Fixture | Linear Fluorescent | 48 | T-8 | 2 | 32 | Garage
Garage door opener | Incandescent |  | Standard A Lamp | 1 | 40 | Garage
Chandelier (Hanging) | Incandescent |  | Standard A Lamp | 1 | 75 | Garage
Ceiling Fixture | Incandescent |  | Standard A Lamp | 1 | 60 | Hall
Ceiling Fixture | Incandescent |  | Standard A Lamp | 1 | 75 | Hall
Ceiling Fixture | Linear Fluorescent | 48 | T-8 | 2 | 32 | Kitchen
Architectural | Incandescent |  | Standard A Lamp | 1 | 60 | Kitchen
Ceiling Fixture | Incandescent |  | Standard A Lamp | 1 | 75 | Laundry Room
Table | Incandescent |  | Standard A Lamp | 3 | 65 | Living Room
Table | Compact Fluorescent |  | Twist | 1 | 22 | Living Room
Table | Incandescent |  | Standard A Lamp | 1 | 40 | Bedroom
Table | Compact Fluorescent |  | Twist | 1 | 15 | Bedroom
Floor lamp | Compact Fluorescent |  | Twist | 1 | 22 | Bedroom
Wall Mount | Halogen |  | Quartz Tube | 1 | 50 | Bathroom
Wall Mount | Incandescent |  | Standard A Lamp | 3 | 60 | Bathroom
Ceiling Fixture | Compact Fluorescent |  | Twist | 3 | 15 | Master Bedroom
Ceiling Fixture | Incandescent |  | Standard A Lamp | 1 | 60 | Bedroom
Ceiling Fixture | Incandescent |  | Standard A Lamp | 1 | 60 | Bedroom
Ceiling Fixture | Incandescent |  | Standard A Lamp | 1 | 60 | Bedroom
Ceiling Fan | Compact Fluorescent |  | Twist | 2 | 15 | Dining Room
Ceiling Fan | Incandescent |  | Standard A Lamp | 1 | 60 | Dining Room
Ceiling Fixture | Linear Fluorescent | 48 | T-12 | 1 | 40 | Garage
Garage door opener | Incandescent |  | Standard A Lamp | 2 | 60 | Garage
Ceiling Fixture | Compact Fluorescent |  | Twist | 1 | 15 | Hall
Ceiling Fixture | Compact Fluorescent |  | Twist | 1 | 15 | Kitchen
Wall Mount | Compact Fluorescent |  | Twist | 3 | 15 | Kitchen
Torchiere | Compact Fluorescent |  | Twist | 1 | 15 | Living Room
Table | Compact Fluorescent |  | Straight Tube | 1 | 7 | Living Room
Wall Mount | Incandescent |  | Other | 25 | 1 | Living Room
Wall Mount | Compact Fluorescent |  | Twist | 2 | 15 | Bathroom
Recessed Can | Incandescent |  | Reflector | 1 | 65 | Bathroom
Recessed Can | Incandescent |  | Reflector | 1 | 65 | Bathroom
Wall Mount | Compact Fluorescent |  | Twist | 3 | 28 | Bathroom
Ceiling Fixture | Incandescent |  | Standard A Lamp | 2 | 60 | Bedroom
Floor lamp | Incandescent |  | Decorative | 3 | 25 | Bedroom
Table | Incandescent |  | Standard A Lamp | 2 | 60 | Bedroom
Ceiling Fixture | Incandescent |  | Standard A Lamp | 2 | 60 | Bedroom
Ceiling Fixture | Linear Fluorescent | 24 | T-8 | 2 | 60 | Closet
Ceiling Fixture | Compact Fluorescent |  | Twist | 1 | 15 | Garage
Garage door opener | Compact Fluorescent |  | Twist | 1 | 15 | Garage
Chandelier (Hanging) | Compact Fluorescent |  | Twist | 1 | 22 | Hall
Recessed Can | Incandescent |  | Reflector | 1 | 65 | Hall
Chandelier (Hanging) | Incandescent |  | Standard A Lamp | 1 | 60 | Hall
Recessed Can | Incandescent |  | Reflector | 1 | 65 | Living Room
Chandelier (Hanging) | Incandescent |  | Mini base | 5 | 60 | Living Room
Ceiling Fixture | Linear Fluorescent | 48 | T-8 | 2 | 60 | Laundry Room
Chandelier (Hanging) | Incandescent |  | Standard A Lamp | 3 | 60 | Master Bedroom
Wall Mount | Compact Fluorescent |  | Twist | 1 | 15 | Master Bedroom
Recessed Can | Incandescent |  | Reflector | 1 | 65 | Master Bedroom
Ceiling Fixture | Linear Fluorescent | 48 | T-8 | 2 | 60 | Closet
Ceiling Fixture | Incandescent |  | Standard A Lamp | 2 | 60 | Family Room
Ceiling Fixture | Compact Fluorescent |  | Twist | 1 | 15 | Hall
Ceiling Fixture | Incandescent |  | Standard A Lamp | 2 | 60 | Bedroom
Table | Incandescent |  | Standard A Lamp | 1 | 60 | Bedroom
Ceiling Fixture | Incandescent |  | Standard A Lamp | 1 | 60 | Bedroom
Table | Incandescent |  | Standard A Lamp | 1 | 75 | Bedroom
Wall Mount | Incandescent |  | Globe | 6 | 40 | Bedroom
Chandelier (Hanging) | Incandescent |  | Decorative | 5 | 60 | Kitchen
Ceiling Fixture | Linear Fluorescent | 48 | T-12 | 2 | 40 | Kitchen
Ceiling Fixture | Linear Fluorescent | 24 | T-12 | 1 | 20 | Kitchen
Recessed Can | Incandescent |  | Reflector | 1 | 50 | Kitchen
Ceiling Fixture | Incandescent |  | Standard A Lamp | 3 | 60 | Laundry Room
Track | Incandescent |  | Reflector | 3 | 50 | Living Room
Table | Incandescent |  | Standard A Lamp | 1 | 150 | Living Room
Table | Compact Fluorescent |  | Twist | 1 | 22 | Living Room
Floor lamp | Compact Fluorescent |  | Twist | 1 | 22 | Living Room
Ceiling Fixture | Compact Fluorescent |  | Twist | 1 | 15 | Living Room
Ceiling Fixture | Linear Fluorescent | 48 | T-12 | 2 | 40 | Office
Ceiling Fan | Incandescent |  | Standard A Lamp | 1 | 60 | Bedroom
Table | Incandescent |  | Standard A Lamp | 1 | 60 | Bedroom
Wall Mount | Incandescent |  | Standard A Lamp | 3 | 60 | Bathroom
Ceiling Fixture | Incandescent |  | Standard A Lamp | 1 | 60 | Bedroom
Wall Mount | Compact Fluorescent |  | Twist | 3 | 15 | Bathroom
Wall Mount | Compact Fluorescent |  | Twist | 3 | 15 | Bathroom
Ceiling Fixture | Compact Fluorescent |  | Twist | 2 | 15 | Bedroom
Floor lamp | Compact Fluorescent |  | Twist | 3 | 15 | Bedroom
Ceiling Fixture | Compact Fluorescent |  | Twist | 1 | 22 | Bedroom
Table | Compact Fluorescent |  | Twist | 1 | 15 | Bedroom
Chandelier (Hanging) | Compact Fluorescent |  | Twist | 2 | 22 | Dining Room
Ceiling Fixture | Compact Fluorescent |  | Twist | 2 | 15 | Hall
Ceiling Fixture | Compact Fluorescent |  | A shape bulb | 2 | 22 | Family Room
Table | Compact Fluorescent |  | Twist | 1 | 22 | Family Room
Low bay | Linear Fluorescent | 48 | T-8 | 2 | 32 | Garage
Ceiling Fixture | Compact Fluorescent |  | Twist | 1 | 15 | Hall
Wall Mount | Incandescent |  | Decorative | 2 | 40 | Hall
Chandelier (Hanging) | Compact Fluorescent |  | Twist | 1 | 22 | Kitchen
Recessed Can | Compact Fluorescent |  | Reflector | 1 | 15 | Kitchen
Table | Compact Fluorescent |  | Twist | 2 | 22 | Living Room
Wall Mount | Incandescent |  | Decorative | 2 | 40 | Living Room
Track | Incandescent |  | Reflector | 3 | 75 | Living Room
Wall Mount | Compact Fluorescent |  | Twist | 2 | 15 | Bathroom
Recessed - other | Incandescent |  | Reflector | 1 | 65 | Bathroom
Ceiling Fixture | Incandescent |  | Heat Lamp | 1 | 125 | Bathroom
Recessed Can | Halogen |  | PAR | 1 | 30 | Master Bedroom
Table | Incandescent |  | Decorative | 1 | 60 | Master Bedroom
Ceiling Fixture | Compact Fluorescent |  | Twist | 2 | 15 | Master Bedroom
Ceiling Fixture | Incandescent |  | Standard A Lamp | 1 | 60 | Closet
Ceiling Fixture | Compact Fluorescent |  | Reflector | 3 | 22 | Bedroom
Ceiling Fixture | Compact Fluorescent |  | Twist | 1 | 28 | Closet
Wall Mount | Compact Fluorescent |  | Twist | 1 | 22 | Hall
Ceiling Fixture | Linear Fluorescent | 48 | T-8 | 2 | 32 | Laundry Room
Ceiling Fixture | Compact Fluorescent |  | Twist | 1 | 15 | Bathroom
Wall Mount | Compact Fluorescent |  | Twist | 3 | 15 | Bathroom
Ceiling Fixture | Compact Fluorescent |  | Twist | 1 | 15 | Bedroom
Table | Compact Fluorescent |  | Twist | 1 | 15 | Bedroom
Ceiling Fan | Compact Fluorescent |  | Twist | 3 | 15 | Bedroom
Table | Incandescent |  | Standard A Lamp | 1 | 60 | Bedroom
Ceiling Fixture | Compact Fluorescent |  | Circline (Screw Base) | 1 | 22 | Hall
Ceiling Fixture | Compact Fluorescent |  | Twist | 2 | 15 | Kitchen
Ceiling Fixture | Halogen |  | PAR | 3 | 30 | Kitchen
Ceiling Fixture | Halogen |  | PAR | 3 | 30 | Laundry Room
Ceiling Fan | Compact Fluorescent |  | Twist | 3 | 15 | Living Room
Ceiling Fixture | Compact Fluorescent |  | Twist | 1 | 15 | Other
Ceiling Fixture | Compact Fluorescent |  | Twist | 2 | 15 | Kitchen
Ceiling Fixture | Compact Fluorescent |  | Twist | 2 | 15 | Family Room
Table | Incandescent |  | Standard A Lamp | 1 | 25 | Family Room
Ceiling Fixture | Incandescent |  | Standard A Lamp | 2 | 75 | Bedroom
Table | Incandescent |  | Standard A Lamp | 1 | 60 | Bedroom
Ceiling Fixture | Incandescent |  | Standard A Lamp | 2 | 60 | Bedroom
Table | Incandescent |  | Standard A Lamp | 1 | 60 | Bedroom
Ceiling Fixture | Incandescent |  | Standard A Lamp | 1 | 60 | Hall
Ceiling Fixture | Incandescent |  | Standard A Lamp | 2 | 60 | Bedroom
Table | Incandescent |  | Mini base | 3 | 25 | Bedroom
Wall Mount | Incandescent |  | Globe | 3 | 40 | Bathroom
Ceiling Fixture | Incandescent |  | Heat Lamp | 1 | 150 | Bathroom
Table | Incandescent |  | Standard A Lamp | 1 | 75 | Bedroom
Ceiling Fixture | Incandescent |  | Standard A Lamp | 2 | 60 | Bedroom
Ceiling Fixture | Incandescent |  | Standard A Lamp | 2 | 60 | Master Bedroom
Ceiling Fixture | Incandescent |  | Standard A Lamp | 1 | 40 | Closet
Wall Mount | Incandescent |  | Globe | 8 | 40 | Bathroom
Ceiling Fixture | Incandescent |  | Heat Lamp | 1 | 150 | Bathroom
Ceiling Fixture | Compact Fluorescent |  | Twist | 1 | 22 | Laundry Room
Ceiling Fixture | Linear Fluorescent | 48 | T-8 | 4 | 40 | Garage
Garage door opener | Compact Fluorescent |  | Twist | 1 | 15 | Garage
Wall Mount | Incandescent |  | Decorative | 3 | 40 | Bathroom
Ceiling Fixture | Incandescent |  | Standard A Lamp | 1 | 60 | Hall
Ceiling Fixture | Incandescent |  | Decorative | 1 | 100 | Dining Room
Chandelier (Hanging) | Incandescent |  | Standard A Lamp | 5 | 75 | Family Room
Ceiling Fixture | Incandescent |  | Standard A Lamp | 2 | 75 | Other
Ceiling Fixture | Compact Fluorescent |  | Twist | 2 | 15 | Living Room
Floor lamp | Halogen |  | Quartz Tube | 1 | 300 | Living Room
Chandelier (Hanging) | Incandescent |  | Standard A Lamp | 3 | 100 | Hall
Chandelier (Hanging) | Incandescent |  | Standard A Lamp | 5 | 40 | Dining Room
Ceiling Fan | Compact Fluorescent |  | Twist | 1 | 9 | Family Room
Ceiling Fixture | Compact Fluorescent |  | Twist | 1 | 18 | Garage
Ceiling Fixture | Linear Fluorescent | 48 | T-12 | 2 | 40 | Garage
Table | Incandescent |  | Clear | 1 | 60 | Bedroom
Floor lamp | Compact Fluorescent |  | Twist | 1 | 20 | Bedroom
Torchiere | Compact Fluorescent |  | Twist | 1 | 20 | Bedroom
Ceiling Fixture | Compact Fluorescent |  | Twist | 2 | 9 | Hall
Ceiling Fixture | Incandescent |  | Standard A Lamp | 1 | 40 | Hall
Ceiling Fixture | Compact Fluorescent |  | Twist | 1 | 13 | Hall
Wall Mount | Compact Fluorescent |  | A shape bulb | 4 | 15 | Bathroom
Ceiling Fixture | Linear Fluorescent | 48 | T-12 | 2 | 40 | Kitchen
Ceiling Fixture | Linear Fluorescent | 48 | T-12 | 4 | 40 | Kitchen
Other | Linear Fluorescent | 12 | T-8 | 1 | 8 | Kitchen
Wall Mount | Linear Fluorescent | 12 | T-5 | 1 | 8 | Laundry Room
Torchiere | Compact Fluorescent |  | Twist | 1 | 15 | Living Room
Ceiling Fixture | Compact Fluorescent |  | Twist | 1 | 9 | Bathroom
Torchiere | Compact Fluorescent |  | Pin base | 1 | 22 | Master Bedroom
Table | Other |  | LED Interior | 1 | 3 | Master Bedroom
Torchiere | Compact Fluorescent |  | Twist | 1 | 13 | Master Bedroom
Floor lamp | Compact Fluorescent |  | Twist | 1 | 14 | Master Bedroom
Table | Halogen |  | MR | 1 | 35 | Master Bedroom
Wall Mount | Incandescent |  | Globe | 5 | 40 | Closet
Ceiling Fixture | Incandescent |  | Clear | 1 | 100 | Closet
Torchiere | Compact Fluorescent |  | Twist | 2 | 13 | Office
Torchiere | Compact Fluorescent |  | Twist | 1 | 20 | Office
Torchiere | Compact Fluorescent |  | Twist | 2 | 14 | Office
Table | Other |  | LED Interior | 1 | 3 | Office
Wall Mount | Compact Fluorescent |  | Twist | 3 | 13 | Bathroom
Ceiling Fixture | Incandescent |  | Standard A Lamp | 1 | 75 | Bathroom
Ceiling Fan | Incandescent |  | Decorative | 2 | 60 | Bedroom
Ceiling Fixture | Linear Fluorescent | 48 | T-12 | 2 | 40 | Kitchen
Ceiling Fixture | Incandescent |  | Standard A Lamp | 1 | 60 | Laundry Room
Ceiling Fan | Incandescent |  | Standard A Lamp | 1 | 60 | Living Room
Chandelier (Hanging) | Incandescent |  | Standard A Lamp | 1 | 60 | Dining Room
Chandelier (Hanging) | Incandescent |  | Mini base | 5 | 25 | Dining Room
Recessed - other | Incandescent |  | Standard A Lamp | 1 | 100 | Bedroom
Ceiling Fixture | Compact Fluorescent |  | Twist | 2 | 15 | Hall
Ceiling Fixture | Incandescent |  | Standard A Lamp | 2 | 75 | Bedroom
Recessed Can | Incandescent |  | Standard A Lamp | 2 | 40 | Laundry Room
Ceiling Fixture | Compact Fluorescent |  | A shape bulb | 1 | 15 | Laundry Room
Ceiling Fixture | Incandescent |  | Standard A Lamp | 1 | 75 | Laundry Room
Ceiling Fan | Incandescent |  | Decorative | 3 | 40 | Living Room
Chandelier (Hanging) | Compact Fluorescent |  | Twist | 2 | 15 | Living Room
Table | Incandescent |  | Standard A Lamp | 1 | 25 | Living Room
Ceiling Fixture | Incandescent |  | Standard A Lamp | 2 | 75 | Bedroom
Table | Incandescent |  | Standard A Lamp | 1 | 25 | Bedroom
Ceiling Fixture | Incandescent |  | Standard A Lamp | 2 | 60 | Bathroom
Wall Mount | Linear Fluorescent | 24 | T-12 | 1 | 20 | Bathroom
Ceiling Fixture | Incandescent |  | Standard A Lamp | 1 | 40 | Hall
Ceiling Fixture | Compact Fluorescent |  | Pin base | 2 | 22 | Office
Table | Incandescent |  | Standard A Lamp | 1 | 40 | Office
Ceiling Fixture | Compact Fluorescent |  | Pin base | 2 | 22 | Kitchen
Ceiling Fixture | Incandescent |  | Standard A Lamp | 1 | 40 | Hall
Recessed - other | Incandescent |  | Standard A Lamp | 1 | 40 | Bedroom
Wall Mount | Incandescent |  | Globe | 3 | 40 | Bathroom
Recessed Can | Incandescent |  | Reflector | 1 | 75 | Bathroom
Ceiling Fixture | Incandescent |  | Heat Lamp | 1 | 150 | Bathroom
Ceiling Fixture | Compact Fluorescent |  | Twist | 1 | 15 | Bathroom
Wall Mount | Incandescent |  | Globe | 3 | 40 | Bathroom
Table | Incandescent |  | 3-Way Incandescent | 1 | 90 | Bedroom
Ceiling Fixture | Compact Fluorescent |  | Twist | 3 | 22 | Bedroom
Ceiling Fixture | Linear Fluorescent | 48 | T-12 | 2 | 40 | Bedroom
Ceiling Fixture | Linear Fluorescent | 48 | T-8 | 2 | 32 | Bedroom
Ceiling Fixture | Linear Fluorescent | 48 | T-8 | 2 | 40 | Bedroom
Ceiling Fixture | Incandescent |  | Reflector | 1 | 75 | Hall
Ceiling Fixture | Linear Fluorescent | 36 | T-12 | 2 | 40 | Kitchen
Ceiling Fixture | Linear Fluorescent | 48 | T-12 | 2 | 40 | Living Room
Table | Compact Fluorescent |  | Twist | 1 | 22 | Living Room
Chandelier (Hanging) | Incandescent |  | Decorative | 3 | 40 | Closet
Ceiling Fixture | Incandescent |  | Standard A Lamp | 1 | 60 | Garage
Recessed Can | Incandescent |  | Reflector | 1 | 75 | Hall
Ceiling Fixture | Linear Fluorescent | 40 | T-12 | 2 | 32 | Kitchen
Table | Incandescent |  | Standard A Lamp | 1 | 100 | Living Room
Ceiling Fixture | Linear Fluorescent | 48 | T-12 | 1 | 40 | Bathroom
Ceiling Fixture | Incandescent |  | Reflector | 1 | 75 | Bathroom
Ceiling Fixture | Incandescent |  | Heat Lamp | 1 | 150 | Bathroom
Ceiling Fixture | Incandescent |  | Standard A Lamp | 1 | 60 | Master Bedroom
Recessed Can | Incandescent |  | Reflector | 1 | 60 | Master Bedroom
Ceiling Fixture | Linear Fluorescent | 48 | T-8 | 2 | 40 | Closet
Ceiling Fixture | Linear Fluorescent | 48 | T-12 | 2 | 32 | Other
Wall Mount | Incandescent |  | Standard A Lamp | 2 | 65 | Bathroom
Chandelier (Hanging) | Compact Fluorescent |  | Decorative | 5 | 22 | Bedroom
Table | Compact Fluorescent |  | Twist | 1 | 22 | Bedroom
Ceiling Fixture | Incandescent |  | Standard A Lamp | 1 | 65 | Hall
Chandelier (Hanging) | Incandescent |  | Globe | 1 | 75 | Kitchen
Floor lamp | Compact Fluorescent |  | Twist | 2 | 22 | Living Room
Chandelier (Hanging) | Incandescent |  | Globe | 1 | 75 | Living Room
Chandelier (Hanging) | Compact Fluorescent |  | Twist | 2 | 22 | Office
Ceiling Fixture | Compact Fluorescent |  | Twist | 1 | 15 | Hall
Ceiling Fixture | Compact Fluorescent |  | Twist | 1 | 15 | Bathroom
Wall Mount | Incandescent |  | Globe | 3 | 60 | Bathroom
Ceiling Fixture | Compact Fluorescent |  | Twist | 1 | 15 | Bedroom
Wall Mount | Compact Fluorescent |  | Twist | 1 | 13 | Bedroom
Chandelier (Hanging) | Compact Fluorescent |  | Twist | 1 | 15 | Bedroom
Ceiling Fixture | Incandescent |  | Standard A Lamp | 1 | 40 | Closet
Wall Mount | Incandescent |  | Standard A Lamp | 1 | 40 | Closet
Ceiling Fixture | Compact Fluorescent |  | Twist | 4 | 15 | Office
Ceiling Fixture | Compact Fluorescent |  | Twist | 1 | 15 | Dining Room
Ceiling Fixture | Compact Fluorescent |  | Twist | 1 | 15 | Hall
Ceiling Fan | Compact Fluorescent |  | Twist | 4 | 15 | Kitchen
Ceiling Fixture | Compact Fluorescent |  | Twist | 1 | 15 | Kitchen
Ceiling Fixture | Incandescent |  | Standard A Lamp | 1 | 75 | Dining Room
Ceiling Fixture | Compact Fluorescent |  | Twist | 3 | 15 | Dining Room
Table | Compact Fluorescent |  | Twist | 1 | 15 | Living Room
Other | Compact Fluorescent |  | Other | 1 | 7 | Living Room
Ceiling Fan | Incandescent |  | Standard A Lamp | 1 | 40 | Bedroom
Ceiling Fan | Incandescent |  | Standard A Lamp | 1 | 40 | Other
Ceiling Fixture | Linear Fluorescent | 48 | T-12 | 2 | 40 | Other
Chandelier (Hanging) | Compact Fluorescent |  | Twist | 1 | 15 | Hall
Wall Mount | Linear Fluorescent | 48 | T-8 | 1 | 32 | Bathroom
Ceiling Fixture | Compact Fluorescent |  | Circline (Screw Base) | 1 | 28 | Bedroom
Floor lamp | Compact Fluorescent |  | Twist | 1 | 15 | Bedroom
Ceiling Fixture | Compact Fluorescent |  | Twist | 3 | 15 | Dining Room
Ceiling Fixture | Linear Fluorescent | 48 | T-8 | 2 | 32 | Garage
Wall Mount | Compact Fluorescent |  | Pin base | 2 | 15 | Garage
Track | Compact Fluorescent |  | Pin base | 4 | 15 | Hall
Ceiling Fixture | Linear Fluorescent | 48 | T-8 | 4 | 32 | Kitchen
Ceiling Fixture | Compact Fluorescent |  | Circline (Screw Base) | 1 | 28 | Laundry Room
Ceiling Fan | Compact Fluorescent |  | Twist | 4 | 15 | Living Room
Ceiling Fixture | Compact Fluorescent |  | Circline (Screw Base) | 1 | 28 | Master Bedroom
Table | Incandescent |  | Standard A Lamp | 1 | 40 | Master Bedroom
Wall Mount | Incandescent |  | Standard A Lamp | 3 | 100 | Bathroom
Table | Incandescent |  | Standard A Lamp | 1 | 100 | Bedroom
Floor lamp | Incandescent |  | Standard A Lamp | 1 | 100 | Family Room
Table | Incandescent |  | Standard A Lamp | 1 | 75 | Family Room
Architectural | Incandescent |  | Standard A Lamp | 2 | 60 | Family Room
Floor lamp | Compact Fluorescent |  | Twist | 1 | 28 | Dining Room
Wall Mount | Incandescent |  | Standard A Lamp | 1 | 75 | Hall
Floor lamp | Compact Fluorescent |  | Twist | 1 | 22 | Family Room
Table | Incandescent |  | Standard A Lamp | 1 | 100 | Family Room
Wall Mount | Incandescent |  | Standard A Lamp | 2 | 100 | Bathroom
Table | Incandescent |  | Standard A Lamp | 1 | 100 | Bedroom
Recessed Can | Compact Fluorescent |  | Twist | 1 | 22 | Hall
Recessed Can | Compact Fluorescent |  | Twist | 1 | 15 | Kitchen
Chandelier (Hanging) | Incandescent |  | Standard A Lamp | 3 | 60 | Living Room
Table | Incandescent |  | Standard A Lamp | 1 | 100 | Living Room
Wall Mount | Incandescent |  | Standard A Lamp | 1 | 100 | Master Bedroom
Ceiling Fixture | Incandescent |  | Standard A Lamp | 1 | 60 | Office
Table | Incandescent |  | Decorative | 1 | 60 | Office
Chandelier (Hanging) | Incandescent |  | Standard A Lamp | 2 | 100 | Laundry Room
Ceiling Fixture | Incandescent |  | Standard A Lamp | 1 | 100 | Other
Ceiling Fixture | Incandescent |  | Standard A Lamp | 1 | 60 | Bathroom
Wall Mount | Incandescent |  | Standard A Lamp | 1 | 60 | Bathroom
Ceiling Fixture | Incandescent |  | Standard A Lamp | 2 | 60 | Bedroom
Ceiling Fixture | Incandescent |  | Standard A Lamp | 2 | 60 | Bedroom
Ceiling Fan | Incandescent |  | Standard A Lamp | 1 | 60 | Dining Room
Ceiling Fixture | Incandescent |  | Standard A Lamp | 2 | 60 | Hall
Ceiling Fixture | Linear Fluorescent | 48 | T-12 | 2 | 40 | Kitchen
Ceiling Fixture | Incandescent |  | Standard A Lamp | 1 | 60 | Kitchen
Table | Compact Fluorescent |  | A shape bulb | 1 | 22 | Laundry Room
Ceiling Fixture | Linear Fluorescent | 48 | T-8 | 2 | 16 | Other
Wall Mount | Incandescent |  | Heat Lamp | 1 | 250 | Other
Wall Mount | Incandescent |  | Clear | 8 | 40 | Bathroom
Recessed Can | Incandescent |  | Reflector | 1 | 60 | Bathroom
Ceiling Fixture | Linear Fluorescent | 48 | T-8 | 4 | 16 | Closet
Ceiling Fan | Incandescent |  | Standard A Lamp | 1 | 60 | Dining Room
Recessed Can | Incandescent |  | Standard A Lamp | 1 | 60 | Dining Room
Ceiling Fixture | Incandescent |  | Standard A Lamp | 2 | 60 | Other
Chandelier (Hanging) | Incandescent |  | Standard A Lamp | 1 | 60 | Other
Ceiling Fixture | Compact Fluorescent |  | Twist | 1 | 15 | Other
Recessed Can | Incandescent |  | Reflector | 1 | 60 | Hall
Recessed Can | Incandescent |  | Reflector | 1 | 60 | Kitchen
Ceiling Fan | Incandescent |  | Clear | 1 | 25 | Kitchen
Recessed Can | Incandescent |  | Reflector | 1 | 60 | Living Room
Table | Incandescent |  | Standard A Lamp | 1 | 60 | Living Room
Floor lamp | Incandescent |  | Standard A Lamp | 1 | 60 | Living Room
Wall Mount | Other |  | LED Interior | 1 | 12 | Living Room
Recessed Can | Incandescent |  | Reflector | 1 | 60 | Master Bedroom
Recessed Can | Incandescent |  | Reflector | 1 | 60 | Hall
Ceiling Fan | Incandescent |  | Standard A Lamp | 2 | 60 | Bedroom
Table | Incandescent |  | Standard A Lamp | 2 | 60 | Bedroom
Ceiling Fixture | Incandescent |  | Standard A Lamp | 1 | 40 | Bathroom
Ceiling Fixture | Incandescent |  | Standard A Lamp | 3 | 60 | Bedroom
Ceiling Fixture | Incandescent |  | Standard A Lamp | 1 | 40 | Bedroom
Wall Mount | Incandescent |  | Globe | 4 | 40 | Bedroom
Ceiling Fan | Incandescent |  | Standard A Lamp | 1 | 60 | Bedroom
Ceiling Fixture | Incandescent |  | Globe | 2 | 25 | Bedroom
Ceiling Fixture | Incandescent |  | Standard A Lamp | 4 | 60 | Family Room
Floor lamp | Linear Fluorescent | 72 | Fluorescent Unknown | 2 | 20 | Family Room
Table | Incandescent |  | Standard A Lamp | 1 | 60 | Family Room
Recessed Can | Incandescent |  | Reflector | 1 | 75 | Family Room
Table | Incandescent |  | Standard A Lamp | 1 | 60 | Family Room
Ceiling Fixture | Incandescent |  | Reflector | 3 | 60 | Family Room
Wall Mount | Incandescent |  | Standard A Lamp | 2 | 60 | Family Room
Ceiling Fixture | Linear Fluorescent | 48 | T-4 | 2 | 40 | Garage
Ceiling Fixture | Incandescent |  | Reflector | 1 | 40 | Bedroom
Ceiling Fan | Compact Fluorescent |  | Twist | 4 | 15 | Dining Room
Ceiling Fixture | Linear Fluorescent | 30 | T-4 | 4 | 20 | Dining Room
Ceiling Fixture | Incandescent |  | Standard A Lamp | 3 | 60 | Office
Ceiling Fixture | Incandescent |  | Standard A Lamp | 3 | 60 | Bedroom
Table | Incandescent |  | Standard A Lamp | 1 | 60 | Bedroom
Ceiling Fixture | Incandescent |  | Standard A Lamp | 1 | 60 | Garage
Garage door opener | Incandescent |  | Clear | 2 | 40 | Garage
Ceiling Fixture | Incandescent |  | Standard A Lamp | 1 | 60 | Other
Wall Mount | Incandescent |  | Standard A Lamp | 4 | 60 | Bathroom
Ceiling Fixture | Incandescent |  | Standard A Lamp | 2 | 60 | Hall
Ceiling Fixture | Incandescent |  | Standard A Lamp | 1 | 65 | Garage
Recessed Can | Incandescent |  | Reflector | 1 | 65 | Hall
Chandelier (Hanging) | Incandescent |  | Globe | 1 | 100 | Kitchen
Recessed Can | Incandescent |  | Reflector | 1 | 65 | Kitchen
Table | Incandescent |  | 3-Way Incandescent | 1 | 100 | Living Room
Table | Compact Fluorescent |  | Twist | 1 | 22 | Living Room
Floor lamp | Incandescent |  | Standard A Lamp | 4 | 90 | Living Room
Recessed Can | Incandescent |  | Reflector | 1 | 65 | Living Room
Ceiling Fan | Incandescent |  | Standard A Lamp | 3 | 60 | Master Bedroom
Table | Incandescent |  | Standard A Lamp | 1 | 100 | Master Bedroom
Table | Incandescent |  | Standard A Lamp | 1 | 40 | Master Bedroom
Table | Incandescent |  | Standard A Lamp | 1 | 150 | Master Bedroom
Wall Mount | Incandescent |  | Standard A Lamp | 4 | 40 | Bathroom
Recessed Can | Incandescent |  | Reflector | 1 | 60 | Closet
Ceiling Fixture | Incandescent |  | Standard A Lamp | 2 | 75 | Office
Floor lamp | Compact Fluorescent |  | Twist | 1 | 28 | Office
Ceiling Fixture | Incandescent |  | Standard A Lamp | 3 | 65 | Bedroom
Chandelier (Hanging) | Incandescent |  | Standard A Lamp | 1 | 65 | Bathroom
Ceiling Fixture | Incandescent |  | Standard A Lamp | 1 | 60 | Bathroom
Ceiling Fixture | Compact Fluorescent |  | A shape bulb | 1 | 22 | Bedroom
Table | Compact Fluorescent |  | Twist | 1 | 7 | Bedroom
Ceiling Fixture | Incandescent |  | Standard A Lamp | 1 | 60 | Bedroom
Ceiling Fixture | Incandescent |  | Standard A Lamp | 1 | 100 | Closet
Ceiling Fixture | Linear Fluorescent | 48 | T-8 | 2 | 32 | Other
Ceiling Fixture | Incandescent |  | Standard A Lamp | 4 | 100 | Office
Ceiling Fixture | Incandescent |  | Standard A Lamp | 1 | 60 | Family Room
Ceiling Fixture | Incandescent |  | Standard A Lamp | 2 | 60 | Other
Chandelier (Hanging) | Compact Fluorescent |  | Twist | 9 | 22 | Dining Room
Recessed Can | Compact Fluorescent |  | Twist | 1 | 28 | Hall
Chandelier (Hanging) | Compact Fluorescent |  | Twist | 2 | 22 | Kitchen
Floor lamp | Compact Fluorescent |  | Twist | 1 | 28 | Living Room
Table | Compact Fluorescent |  | Twist | 1 | 15 | Living Room
Ceiling Fixture | Compact Fluorescent |  | Reflector | 2 | 28 | Living Room
Wall Mount | Compact Fluorescent |  | Twist | 3 | 15 | Bathroom
Recessed Can | Incandescent |  | Heat Lamp | 1 | 125 | Bathroom
Ceiling Fixture | Compact Fluorescent |  | Twist | 3 | 22 | Master Bedroom
Wall Mount | Incandescent |  | Standard A Lamp | 1 | 75 | Bathroom
Wall Mount | Compact Fluorescent |  | Twist | 1 | 15 | Bathroom
Ceiling Fixture | Incandescent |  | Standard A Lamp | 1 | 75 | Bedroom
Table | Incandescent |  | Standard A Lamp | 1 | 75 | Bedroom
Ceiling Fixture | Incandescent |  | Standard A Lamp | 1 | 75 | Bedroom
Ceiling Fan | Compact Fluorescent |  | Twist | 2 | 22 | Dining Room
Chandelier (Hanging) | Incandescent |  | Standard A Lamp | 1 | 75 | Dining Room
Ceiling Fixture | Incandescent |  | Standard A Lamp | 1 | 75 | Family Room
Table | Compact Fluorescent |  | Twist | 1 | 22 | Family Room
Ceiling Fixture | Incandescent |  | Standard A Lamp | 1 | 100 | Garage
Ceiling Fixture | Linear Fluorescent | 48 | T-12 | 2 | 40 | Garage
Ceiling Fixture | Incandescent |  | Standard A Lamp | 2 | 75 | Kitchen
Ceiling Fixture | Incandescent |  | Decorative | 3 | 40 | Laundry Room
Ceiling Fixture | Incandescent |  | Standard A Lamp | 2 | 75 | Master Bedroom
Table | Incandescent |  | Standard A Lamp | 1 | 75 | Master Bedroom
Floor lamp | Compact Fluorescent |  | Twist | 1 | 15 | Master Bedroom
Table | Compact Fluorescent |  | Twist | 1 | 15 | Master Bedroom
Wall Mount | Incandescent |  | Standard A Lamp | 1 | 75 | Other
Wall Mount | Compact Fluorescent |  | Reflector | 1 | 22 | Other
Wall Mount | Incandescent |  | Standard A Lamp | 1 | 75 | Closet
Ceiling Fixture | Incandescent |  | Standard A Lamp | 2 | 75 | Other
Ceiling Fixture | Incandescent |  | Standard A Lamp | 1 | 100 | Other
Ceiling Fixture | Incandescent |  | Standard A Lamp | 3 | 60 | Bathroom
Wall Mount | Incandescent |  | Globe | 6 | 40 | Bathroom
Ceiling Fixture | Incandescent |  | Standard A Lamp | 1 | 40 | Bedroom
Ceiling Fan | Incandescent |  | Decorative | 4 | 60 | Bedroom
Table | Incandescent |  | 3-Way Incandescent | 1 | 70 | Bedroom
Ceiling Fan | Incandescent |  | Decorative | 4 | 60 | Bedroom
Ceiling Fan | Incandescent |  | Standard A Lamp | 1 | 60 | Bathroom
Wall Mount | Incandescent |  | Globe | 5 | 40 | Bathroom
Ceiling Fixture | Incandescent |  | Standard A Lamp | 1 | 60 | Closet
Chandelier (Hanging) | Incandescent |  | Standard A Lamp | 5 | 40 | Dining Room
Ceiling Fixture | Linear Fluorescent | 48 | T-12 | 2 | 40 | Bathroom
Wall Mount | Incandescent |  | Globe | 3 | 40 | Bathroom
Ceiling Fixture | Incandescent |  | Standard A Lamp | 1 | 40 | Bedroom
Ceiling Fixture | Incandescent |  | Standard A Lamp | 2 | 60 | Bedroom
Ceiling Fixture | Linear Fluorescent | 24 | T-12 | 2 | 20 | Family Room
Table | Incandescent |  | Standard A Lamp | 1 | 70 | Family Room
Ceiling Fixture | Linear Fluorescent | 48 | T-12 | 2 | 32 | Other
Ceiling Fixture | Incandescent |  | Standard A Lamp | 1 | 100 | Other
Ceiling Fixture | Linear Fluorescent | 48 | T-12 | 2 | 40 | Garage
Ceiling Fixture | Incandescent |  | Standard A Lamp | 1 | 100 | Garage
Ceiling Fixture | Incandescent |  | Standard A Lamp | 1 | 60 | Hall
Ceiling Fixture | Linear Fluorescent | 48 | T-12 | 2 | 45 | Kitchen
Wall Mount | Incandescent |  | Standard A Lamp | 1 | 40 | Kitchen
Chandelier (Hanging) | Compact Fluorescent |  | Twist | 3 | 22 | Kitchen
Ceiling Fixture | Incandescent |  | Standard A Lamp | 1 | 100 | Laundry Room
Table | Incandescent |  | 3-Way Incandescent | 1 | 70 | Living Room
Floor lamp | Incandescent |  | 3-Way Incandescent | 1 | 70 | Living Room
Ceiling Fixture | Incandescent |  | Standard A Lamp | 1 | 40 | Living Room
Wall Mount | Compact Fluorescent |  | Twist | 4 | 15 | Bathroom
Ceiling Fixture | Compact Fluorescent |  | Twist | 3 | 15 | Bedroom
Chandelier (Hanging) | Incandescent |  | Clear | 3 | 40 | Bedroom
Table | Incandescent |  | Standard A Lamp | 1 | 60 | Bedroom
Chandelier (Hanging) | Incandescent |  | Standard A Lamp | 4 | 60 | Dining Room
Table | Incandescent |  | 3-Way Incandescent | 1 | 75 | Family Room
Table | Incandescent |  | Decorative | 2 | 25 | Family Room
Floor lamp | Incandescent |  | Standard A Lamp | 1 | 75 | Family Room
Ceiling Fixture | Incandescent |  | Clear | 4 | 25 | Hall
Track | Incandescent |  | Reflector | 3 | 40 | Hall
Ceiling Fixture | Incandescent |  | Standard A Lamp | 1 | 60 | Hall
Ceiling Fixture | Linear Fluorescent | 48 | T-12 | 2 | 40 | Kitchen
Ceiling Fixture | Incandescent |  | Standard A Lamp | 1 | 40 | Laundry Room
Table | Compact Fluorescent |  | Twist | 1 | 15 | Living Room
Wall Mount | Compact Fluorescent |  | A shape bulb | 5 | 15 | Bathroom
Ceiling Fixture | Compact Fluorescent |  | Twist | 1 | 15 | Master Bedroom
Table | Compact Fluorescent |  | Twist | 1 | 15 | Master Bedroom
Ceiling Fixture | Linear Fluorescent | 48 | T-12 | 2 | 40 | Garage
Ceiling Fixture | Incandescent |  | Standard A Lamp | 2 | 60 | Living Room
Floor lamp | Incandescent |  | 3-Way Incandescent | 1 | 100 | Living Room
Ceiling Fixture | Incandescent |  | Standard A Lamp | 2 | 60 | Dining Room
Ceiling Fixture | Incandescent |  | Standard A Lamp | 2 | 60 | Kitchen
Other | Incandescent |  | Standard A Lamp | 1 | 40 | Kitchen
Ceiling Fixture | Incandescent |  | Standard A Lamp | 1 | 60 | Hall
Ceiling Fixture | Incandescent |  | Standard A Lamp | 1 | 60 | Bedroom
Table | Incandescent |  | Clear | 1 | 40 | Bedroom
Wall Mount | Compact Fluorescent |  | Twist | 3 | 15 | Bathroom
Ceiling Fixture | Incandescent |  | Standard A Lamp | 1 | 60 | Bedroom
Ceiling Fixture | Incandescent |  | Standard A Lamp | 1 | 60 | Bedroom
Ceiling Fixture | Incandescent |  | Globe | 1 | 60 | Other
Ceiling Fixture | Compact Fluorescent |  | Twist | 1 | 22 | Other
Ceiling Fixture | Incandescent |  | Standard A Lamp | 1 | 60 | Bathroom
Wall Mount | Incandescent |  | Standard A Lamp | 1 | 60 | Bathroom
Ceiling Fixture | Incandescent |  | Standard A Lamp | 1 | 60 | Laundry Room
Wall Mount | Incandescent |  | Standard A Lamp | 1 | 60 | Laundry Room
Chandelier (Hanging) | Incandescent |  | Standard A Lamp | 1 | 60 | Bathroom
Table | Incandescent |  | Standard A Lamp | 1 | 40 | Bathroom
Chandelier (Hanging) | Incandescent |  | Standard A Lamp | 1 | 60 | Family Room
Floor lamp | Incandescent |  | Decorative | 1 | 75 | Family Room
Floor lamp | Incandescent |  | Standard A Lamp | 1 | 15 | Family Room
Table | Incandescent |  | Standard A Lamp | 1 | 60 | Family Room
Floor lamp | Incandescent |  | Standard A Lamp | 1 | 60 | Family Room
Ceiling Fixture | Compact Fluorescent |  | Twist | 1 | 22 | Hall
Ceiling Fixture | Compact Fluorescent |  | Twist | 1 | 15 | Hall
Recessed Can | Incandescent |  | Reflector | 1 | 65 | Kitchen
Recessed Can | Linear Fluorescent | 48 | T-8 | 1 | 32 | Kitchen
Floor lamp | Incandescent |  | 3-Way Incandescent | 1 | 100 | Living Room
Chandelier (Hanging) | Incandescent |  | Decorative | 1 | 40 | Living Room
Floor lamp | Incandescent |  | Decorative | 2 | 40 | Living Room
Floor lamp | Compact Fluorescent |  | Twist | 1 | 7 | Living Room
Table | Incandescent |  | 3-Way Incandescent | 1 | 75 | Living Room
Floor lamp | Incandescent |  | Decorative | 3 | 40 | Living Room
Wall Mount | Incandescent |  | Standard A Lamp | 1 | 60 | Living Room
Ceiling Fixture | Incandescent |  | Standard A Lamp | 1 | 60 | Bathroom
Table | Incandescent |  | 3-Way Incandescent | 1 | 100 | Bedroom
Table | Incandescent |  | Standard A Lamp | 1 | 75 | Bedroom
Track | Halogen |  | MR | 1 | 75 | Bedroom
Ceiling Fan | Incandescent |  | Standard A Lamp | 3 | 60 | Bedroom
Track | Halogen |  | MR | 4 | 75 | Office
Ceiling Fixture | Incandescent |  | Globe | 1 | 60 | Other
Table | Incandescent |  | Standard A Lamp | 1 | 60 | Other
Ceiling Fixture | Incandescent |  | Standard A Lamp | 1 | 100 | Garage
Ceiling Fixture | Incandescent |  | Standard A Lamp | 2 | 60 | Kitchen
Chandelier (Hanging) | Incandescent |  | Decorative | 5 | 60 | Kitchen
Ceiling Fixture | Incandescent |  | Standard A Lamp | 3 | 60 | Kitchen
Ceiling Fixture | Incandescent |  | Standard A Lamp | 1 | 60 | Kitchen
Ceiling Fixture | Incandescent |  | Standard A Lamp | 1 | 60 | Bedroom
Ceiling Fan | Incandescent |  | Standard A Lamp | 1 | 60 | Bedroom
Ceiling Fixture | Incandescent |  | Standard A Lamp | 1 | 60 | Bathroom
Wall Mount | Incandescent |  | Decorative | 2 | 40 | Bathroom
Other | Incandescent |  | Mini base | 1 | 25 | Bathroom
Ceiling Fan | Incandescent |  | Standard A Lamp | 4 | 60 | Living Room
Floor lamp | Incandescent |  | Standard A Lamp | 1 | 100 | Living Room
Chandelier (Hanging) | Incandescent |  | Standard A Lamp | 5 | 60 | Bedroom
Floor lamp | Incandescent |  | Standard A Lamp | 1 | 150 | Bedroom
Other | Incandescent |  | Mini base | 1 | 25 | Bedroom
Ceiling Fixture | Incandescent |  | Standard A Lamp | 1 | 60 | Hall
Wall Mount | Incandescent |  | Globe | 4 | 40 | Bathroom
Ceiling Fan | Compact Fluorescent |  | Twist | 1 | 23 | Bedroom
Floor lamp | Compact Fluorescent |  | Twist | 1 | 13 | Living Room
Ceiling Fixture | Compact Fluorescent |  | Twist | 1 | 23 | Garage
Ceiling Fixture | Compact Fluorescent |  | Twist | 1 | 13 | Garage
Ceiling Fixture | Compact Fluorescent |  | Twist | 1 | 23 | Hall
Ceiling Fixture | Compact Fluorescent |  | Twist | 3 | 9 | Bedroom
Ceiling Fan | Compact Fluorescent |  | Twist | 2 | 23 | Kitchen
Chandelier (Hanging) | Compact Fluorescent |  | Twist | 3 | 23 | Kitchen
Floor lamp | Incandescent |  | Standard A Lamp | 3 | 60 | Living Room
Floor lamp | Compact Fluorescent |  | Twist | 2 | 13 | Living Room
Chandelier (Hanging) | Incandescent |  | Mini base | 1 | 60 | Living Room
Wall Mount | Incandescent |  | Globe | 4 | 40 | Bathroom
Ceiling Fixture | Compact Fluorescent |  | Twist | 1 | 13 | Bathroom
Ceiling Fan | Compact Fluorescent |  | Twist | 1 | 23 | Master Bedroom
Floor lamp | Other |  | LED Interior | 1 | 12 | Master Bedroom
Ceiling Fixture | Compact Fluorescent |  | Twist | 1 | 13 | Office
Ceiling Fixture | Incandescent |  | Standard A Lamp | 1 | 60 | Other
Wall Mount | Compact Fluorescent |  | Twist | 2 | 22 | Bathroom
Ceiling Fixture | Compact Fluorescent |  | Twist | 1 | 22 | Bedroom
Table | Compact Fluorescent |  | Twist | 1 | 22 | Bedroom
Ceiling Fixture | Compact Fluorescent |  | Twist | 1 | 22 | Hall
Ceiling Fixture | Incandescent |  | Standard A Lamp | 1 | 60 | Hall
Ceiling Fixture | Incandescent |  | Standard A Lamp | 1 | 60 | Kitchen
Ceiling Fixture | Incandescent |  | Standard A Lamp | 3 | 65 | Living Room
Track | Halogen |  | PAR | 1 | 100 | Other
Chandelier (Hanging) | Incandescent |  | Standard A Lamp | 5 | 60 | Dining Room
Chandelier (Hanging) | Incandescent |  | Standard A Lamp | 1 | 60 | Bathroom
Ceiling Fixture | Incandescent |  | Standard A Lamp | 2 | 60 | Hall
Torchiere | Halogen |  | Quartz Tube | 1 | 100 | Family Room
Ceiling Fixture | Incandescent |  | Standard A Lamp | 2 | 60 | Family Room
Ceiling Fixture | Linear Fluorescent | 48 | T-12 | 2 | 40 | Garage
Garage door opener | Incandescent |  | Standard A Lamp | 1 | 60 | Garage
Chandelier (Hanging) | Incandescent |  | Decorative | 1 | 40 | Kitchen
Recessed Can | Compact Fluorescent |  | Twist | 1 | 14 | Kitchen
Recessed Can | Halogen |  | PAR | 1 | 75 | Kitchen
Chandelier (Hanging) | Compact Fluorescent |  | Twist | 4 | 23 | Kitchen
Ceiling Fixture | Compact Fluorescent |  | Twist | 2 | 23 | Laundry Room
Floor lamp | Incandescent |  | 3-Way Incandescent | 1 | 150 | Living Room
Ceiling Fixture | Incandescent |  | Standard A Lamp | 1 | 60 | Bathroom
Chandelier (Hanging) | Incandescent |  | Standard A Lamp | 1 | 60 | Master Bedroom
Torchiere | Incandescent |  | Decorative | 1 | 40 | Master Bedroom
Ceiling Fan | Incandescent |  | Standard A Lamp | 1 | 60 | Master Bedroom
Ceiling Fixture | Incandescent |  | Standard A Lamp | 1 | 40 | Closet
Chandelier (Hanging) | Incandescent |  | Standard A Lamp | 1 | 60 | Bathroom
Ceiling Fixture | Incandescent |  | Standard A Lamp | 3 | 40 | Bedroom
Torchiere | Compact Fluorescent |  | Twist | 1 | 23 | Bedroom
Floor lamp | Halogen |  | Quartz Tube | 1 | 100 | Bedroom
Floor lamp | Compact Fluorescent |  | Twist | 1 | 23 | Bedroom
Ceiling Fixture | Compact Fluorescent |  | Twist | 2 | 23 | Hall
Ceiling Fan | Incandescent |  | Standard A Lamp | 1 | 60 | Living Room
Table | Incandescent |  | Standard A Lamp | 1 | 60 | Living Room
Table | Compact Fluorescent |  | Twist | 1 | 15 | Living Room
Table | Incandescent |  | Standard A Lamp | 1 | 60 | Bedroom
Ceiling Fixture | Incandescent |  | Standard A Lamp | 1 | 60 | Other
Ceiling Fixture | Incandescent |  | Standard A Lamp | 1 | 60 | Garage
Ceiling Fixture | Incandescent |  | Standard A Lamp | 1 | 60 | Dining Room
Ceiling Fixture | Incandescent |  | Standard A Lamp | 1 | 60 | Kitchen
Ceiling Fixture | Incandescent |  | Standard A Lamp | 2 | 60 | Bedroom
Ceiling Fixture | Incandescent |  | Standard A Lamp | 1 | 60 | Hall
Ceiling Fixture | Incandescent |  | Standard A Lamp | 2 | 60 | Bedroom
Table | Incandescent |  | Standard A Lamp | 1 | 40 | Bedroom
Ceiling Fixture | Incandescent |  | Standard A Lamp | 1 | 60 | Bathroom
Ceiling Fixture | Incandescent |  | Standard A Lamp | 1 | 60 | Hall
Chandelier (Hanging) | Incandescent |  | Standard A Lamp | 1 | 60 | Bedroom
Wall Mount | Incandescent |  | Standard A Lamp | 1 | 60 | Bathroom
Ceiling Fixture | Incandescent |  | Standard A Lamp | 1 | 60 | Bedroom
Ceiling Fixture | Incandescent |  | Standard A Lamp | 1 | 60 | Bedroom
Ceiling Fixture | Incandescent |  | Standard A Lamp | 1 | 60 | Kitchen
Ceiling Fixture | Incandescent |  | Standard A Lamp | 1 | 60 | Laundry Room
Chandelier (Hanging) | Incandescent |  | Standard A Lamp | 1 | 60 | Living Room
Ceiling Fixture | Compact Fluorescent |  | Twist | 1 | 15 | Bedroom
Ceiling Fixture | Incandescent |  | Standard A Lamp | 1 | 60 | Bathroom
Ceiling Fan | Compact Fluorescent |  | Twist | 3 | 15 | Master Bedroom
Table | Compact Fluorescent |  | Twist | 1 | 15 | Master Bedroom
Ceiling Fan | Compact Fluorescent |  | Circline (Screw Base) | 1 | 22 | Bedroom
Wall Mount | Incandescent |  | Standard A Lamp | 1 | 40 | Bedroom
Table | Incandescent |  | Standard A Lamp | 1 | 60 | Bedroom
Floor lamp | Incandescent |  | 3-Way Incandescent | 1 | 100 | Bedroom
Ceiling Fixture | Linear Fluorescent | 48 | T-12 | 1 | 40 | Laundry Room
Table | Compact Fluorescent |  | Mini base | 3 | 7 | Living Room
Wall Mount | Incandescent |  | Globe | 5 | 40 | Bathroom
Ceiling Fixture | Incandescent |  | Standard A Lamp | 1 | 60 | Closet
Ceiling Fixture | Incandescent |  | Standard A Lamp | 1 | 40 | Closet
Ceiling Fixture | Incandescent |  | Decorative | 2 | 40 | Hall
Chandelier (Hanging) | Compact Fluorescent |  | Mini base | 5 | 7 | Dining Room
Wall Mount | Incandescent |  | Mini base | 1 | 25 | Dining Room
Ceiling Fan | Incandescent |  | Standard A Lamp | 1 | 40 | Kitchen
Ceiling Fixture | Linear Fluorescent | 48 | T-12 | 2 | 40 | Kitchen
Ceiling Fixture | Compact Fluorescent |  | Mini base | 2 | 7 | Kitchen
Ceiling Fixture | Compact Fluorescent |  | Twist | 2 | 15 | Hall
Wall Mount | Compact Fluorescent |  | Twist | 5 | 15 | Bathroom
Ceiling Fixture | Incandescent |  | Standard A Lamp | 1 | 40 | Bathroom
Ceiling Fixture | Compact Fluorescent |  | Circline (Screw Base) | 1 | 22 | Office
Table | Incandescent |  | 3-Way Incandescent | 1 | 100 | Office
Wall Mount | Incandescent |  | Globe | 6 | 60 | Bathroom
Table | Incandescent |  | Decorative | 1 | 40 | Bathroom
Ceiling Fixture | Incandescent |  | Standard A Lamp | 2 | 60 | Master Bedroom
Ceiling Fixture | Incandescent |  | Standard A Lamp | 2 | 60 | Bathroom
Garage door opener | Incandescent |  | Standard A Lamp | 2 | 60 | Garage
Recessed Can | Compact Fluorescent |  | Reflector | 1 | 15 | Hall
Table | Incandescent |  | Standard A Lamp | 1 | 90 | Hall
Recessed Can | Compact Fluorescent |  | Reflector | 1 | 15 | Kitchen
Recessed Can | Incandescent |  | Reflector | 1 | 65 | Kitchen
Recessed Can | Incandescent |  | Reflector | 1 | 65 | Living Room
Table | Incandescent |  | Standard A Lamp | 1 | 60 | Living Room
Wall Mount | Incandescent |  | Globe | 7 | 60 | Bathroom
Recessed Can | Incandescent |  | Reflector | 1 | 65 | Bathroom
Recessed Can | Incandescent |  | Reflector | 1 | 65 | Master Bedroom
Table | Incandescent |  | Standard A Lamp | 2 | 60 | Master Bedroom
Ceiling Fixture | Incandescent |  | Standard A Lamp | 2 | 60 | Closet
Wall Mount | Incandescent |  | Clear | 3 | 60 | Bathroom
Recessed Can | Incandescent |  | Heat Lamp | 1 | 250 | Bathroom
Wall Mount | Incandescent |  | Globe | 4 | 40 | Bathroom
Ceiling Fixture | Incandescent |  | Standard A Lamp | 3 | 60 | Office
Track | Incandescent |  | Reflector | 3 | 50 | Office
Table | Incandescent |  | Standard A Lamp | 1 | 60 | Office
Ceiling Fixture | Compact Fluorescent |  | Twist | 2 | 15 | Family Room
Architectural | Incandescent |  | Decorative | 1 | 25 | Family Room
Ceiling Fixture | Linear Fluorescent | 48 | T-12 | 2 | 40 | Other
Ceiling Fixture | Incandescent |  | Standard A Lamp | 1 | 60 | Other
Wall Mount | Incandescent |  | Globe | 3 | 40 | Bathroom
Ceiling Fixture | Incandescent |  | Standard A Lamp | 2 | 60 | Bedroom
Table | Incandescent |  | Decorative | 1 | 40 | Bedroom
Ceiling Fixture | Linear Fluorescent | 48 | T-12 | 2 | 40 | Closet
Ceiling Fan | Incandescent |  | Standard A Lamp | 3 | 60 | Master Bedroom
Recessed Can | Incandescent |  | Reflector | 1 | 65 | Master Bedroom
Chandelier (Hanging) | Incandescent |  | Standard A Lamp | 5 | 60 | Dining Room
Chandelier (Hanging) | Incandescent |  | Standard A Lamp | 3 | 60 | Kitchen
Architectural | Incandescent |  | Standard A Lamp | 2 | 40 | Kitchen
Recessed Can | Incandescent |  | Reflector | 1 | 65 | Kitchen
Recessed Can | Incandescent |  | Reflector | 1 | 65 | Living Room
Floor lamp | Incandescent |  | 3-Way Incandescent | 1 | 100 | Living Room
Chandelier (Hanging) | Incandescent |  | Standard A Lamp | 1 | 60 | Hall
Ceiling Fixture | Incandescent |  | Standard A Lamp | 2 | 60 | Hall
Ceiling Fixture | Incandescent |  | Standard A Lamp | 3 | 60 | Laundry Room
Ceiling Fixture | Incandescent |  | Standard A Lamp | 2 | 60 | Bedroom
Table | Incandescent |  | Standard A Lamp | 1 | 60 | Bedroom
Ceiling Fixture | Compact Fluorescent |  | Twist | 2 | 23 | Bathroom
Ceiling Fixture | Incandescent |  | Standard A Lamp | 2 | 100 | Bathroom
Ceiling Fixture | Incandescent |  | Standard A Lamp | 1 | 100 | Bedroom
Ceiling Fixture | Compact Fluorescent |  | Twist | 2 | 13 | Bedroom
Ceiling Fixture | Compact Fluorescent |  | Twist | 2 | 13 | Bedroom
Floor lamp | Compact Fluorescent |  | Pin base | 1 | 27 | Bedroom
Ceiling Fixture | Compact Fluorescent |  | Twist | 3 | 13 | Dining Room
Ceiling Fixture | Compact Fluorescent |  | Twist | 1 | 13 | Hall
Ceiling Fixture | Compact Fluorescent |  | Twist | 1 | 13 | Family Room
Ceiling Fixture | Compact Fluorescent |  | Twist | 1 | 27 | Other
Ceiling Fixture | Compact Fluorescent |  | Twist | 1 | 13 | Hall
Ceiling Fixture | Linear Fluorescent | 48 | T-8 | 4 | 32 | Kitchen
Ceiling Fan | Incandescent |  | Standard A Lamp | 3 | 100 | Living Room
Table | Incandescent |  | Standard A Lamp | 1 | 100 | Living Room
Table | Compact Fluorescent |  | Twist | 1 | 23 | Living Room
Ceiling Fixture | Incandescent |  | Standard A Lamp | 1 | 60 | Other
Ceiling Fixture | Compact Fluorescent |  | Twist | 1 | 15 | Bathroom
Wall Mount | Incandescent |  | Standard A Lamp | 1 | 40 | Bathroom
Ceiling Fixture | Incandescent |  | Standard A Lamp | 2 | 60 | Bedroom
Ceiling Fixture | Linear Fluorescent | 60 | T-8 | 2 | 40 | Hall
Ceiling Fixture | Linear Fluorescent | 60 | T-5 | 2 | 40 | Kitchen
Ceiling Fixture | Compact Fluorescent |  | Twist | 1 | 15 | Kitchen
Ceiling Fixture | Compact Fluorescent |  | Twist | 1 | 15 | Laundry Room
Chandelier (Hanging) | Incandescent |  | Decorative | 5 | 40 | Living Room
Floor lamp | Compact Fluorescent |  | A shape bulb | 1 | 15 | Living Room
Ceiling Fixture | Incandescent |  | Standard A Lamp | 2 | 60 | Master Bedroom
Ceiling Fixture | Linear Fluorescent | 60 | T-5 | 2 | 40 | Office
Ceiling Fixture | Incandescent |  | Standard A Lamp | 2 | 60 | Bedroom
Ceiling Fixture | Incandescent |  | Standard A Lamp | 2 | 60 | Bedroom
Chandelier (Hanging) | Incandescent |  | Standard A Lamp | 3 | 60 | Hall
Ceiling Fixture | Incandescent |  | Standard A Lamp | 2 | 60 | Living Room
Chandelier (Hanging) | Incandescent |  | Clear | 5 | 60 | Dining Room
Ceiling Fixture | Linear Fluorescent | 48 | T-8 | 2 | 32 | Kitchen
Ceiling Fan | Incandescent |  | Clear | 2 | 60 | Living Room
Table | Incandescent |  | Clear | 1 | 60 | Living Room
Ceiling Fixture | Compact Fluorescent |  | Twist | 1 | 15 | Garage
Garage door opener | Incandescent |  | Standard A Lamp | 1 | 40 | Garage
Ceiling Fixture | Incandescent |  | Standard A Lamp | 2 | 60 | Bedroom
Ceiling Fan | Incandescent |  | Clear | 2 | 60 | Master Bedroom
Table | Incandescent |  | Standard A Lamp | 1 | 60 | Master Bedroom
Wall Mount | Incandescent |  | Clear | 4 | 100 | Bathroom
Ceiling Fixture | Incandescent |  | Standard A Lamp | 2 | 75 | Bathroom
Ceiling Fixture | Incandescent |  | Standard A Lamp | 1 | 75 | Closet
Ceiling Fixture | Incandescent |  | Standard A Lamp | 2 | 60 | Hall
Ceiling Fixture | Incandescent |  | Standard A Lamp | 2 | 60 | Laundry Room
Wall Mount | Incandescent |  | Clear | 3 | 40 | Bathroom
Ceiling Fixture | Incandescent |  | Standard A Lamp | 2 | 75 | Family Room
Ceiling Fixture | Incandescent |  | Standard A Lamp | 1 | 60 | Other
Wall Mount | Incandescent |  | Globe | 4 | 40 | Bathroom
Ceiling Fixture | Incandescent |  | Standard A Lamp | 1 | 60 | Bathroom
Ceiling Fixture | Incandescent |  | Standard A Lamp | 1 | 100 | Bedroom
Ceiling Fixture | Incandescent |  | Standard A Lamp | 2 | 60 | Bedroom
Ceiling Fixture | Incandescent |  | Standard A Lamp | 1 | 60 | Closet
Ceiling Fan | Incandescent |  | Standard A Lamp | 4 | 60 | Dining Room
Ceiling Fixture | Incandescent |  | Standard A Lamp | 1 | 100 | Hall
Recessed Can | Incandescent |  | Reflector | 1 | 65 | Kitchen
Architectural | Incandescent |  | Standard A Lamp | 1 | 40 | Kitchen
Ceiling Fixture | Incandescent |  | Standard A Lamp | 2 | 100 | Living Room
Table | Incandescent |  | Standard A Lamp | 1 | 100 | Living Room
Floor lamp | Incandescent |  | 3-Way Incandescent | 1 | 100 | Living Room
Ceiling Fixture | Linear Fluorescent | 48 | T-12 | 4 | 40 | Bathroom
Ceiling Fixture | Incandescent |  | Standard A Lamp | 2 | 60 | Bedroom
Ceiling Fixture | Incandescent |  | Standard A Lamp | 1 | 60 | Laundry Room
Ceiling Fixture | Incandescent |  | Standard A Lamp | 1 | 60 | Closet
Ceiling Fixture | Incandescent |  | Standard A Lamp | 1 | 75 | Hall
Ceiling Fixture | Incandescent |  | Standard A Lamp | 1 | 60 | Closet
Ceiling Fixture | Incandescent |  | Standard A Lamp | 2 | 60 | Bathroom
Wall Mount | Incandescent |  | Standard A Lamp | 1 | 60 | Bathroom
Ceiling Fan | Incandescent |  | Standard A Lamp | 2 | 65 | Bedroom
Ceiling Fan | Incandescent |  | Standard A Lamp | 1 | 60 | Dining Room
Wall Mount | Incandescent |  | Standard A Lamp | 1 | 60 | Hall
Ceiling Fixture | Linear Fluorescent | 48 | T-12 | 2 | 40 | Kitchen
Table | Incandescent |  | Standard A Lamp | 1 | 60 | Living Room
Ceiling Fixture | Compact Fluorescent |  | Twist | 1 | 15 | Bedroom
Table | Incandescent |  | Decorative | 1 | 25 | Bedroom
Table | Incandescent |  | Standard A Lamp | 1 | 60 | Bedroom
Ceiling Fixture | Incandescent |  | Standard A Lamp | 1 | 40 | Bathroom
Ceiling Fixture | Compact Fluorescent |  | Twist | 1 | 15 | Garage
Ceiling Fixture | Incandescent |  | Standard A Lamp | 1 | 40 | Kitchen
Ceiling Fixture | Compact Fluorescent |  | Twist | 1 | 15 | Kitchen
Ceiling Fixture | Incandescent |  | Standard A Lamp | 1 | 60 | Laundry Room
Ceiling Fixture | Incandescent |  | Standard A Lamp | 2 | 40 | Living Room
Track | Incandescent |  | Mini base | 3 | 25 | Living Room
Ceiling Fixture | Incandescent |  | Standard A Lamp | 1 | 40 | Bedroom
Ceiling Fixture | Incandescent |  | Standard A Lamp | 1 | 40 | Bedroom
Table | Incandescent |  | Standard A Lamp | 1 | 60 | Bedroom
Ceiling Fixture | Incandescent |  | Standard A Lamp | 1 | 60 | Hall
Ceiling Fixture | Incandescent |  | Standard A Lamp | 1 | 40 | Other
Ceiling Fixture | Incandescent |  | Standard A Lamp | 1 | 60 | Bedroom
Torchiere | Incandescent |  | Standard A Lamp | 1 | 150 | Bedroom
Wall Mount | Incandescent |  | Standard A Lamp | 2 | 60 | Bathroom
Ceiling Fan | Incandescent |  | Standard A Lamp | 1 | 60 | Bathroom
Chandelier (Hanging) | Compact Fluorescent |  | Twist | 1 | 15 | Dining Room
Table | Incandescent |  | Standard A Lamp | 2 | 60 | Dining Room
Wall Mount | Incandescent |  | Standard A Lamp | 1 | 75 | Dining Room
Recessed Can | Compact Fluorescent |  | Twist | 1 | 15 | Dining Room
Ceiling Fixture | Compact Fluorescent |  | Twist | 1 | 15 | Hall
Ceiling Fixture | Linear Fluorescent | 44 | T-12 | 2 | 32 | Garage
Ceiling Fixture | Incandescent |  | Heat Lamp | 1 | 150 | Garage
Ceiling Fixture | Incandescent |  | Standard A Lamp | 1 | 60 | Garage
Ceiling Fixture | Incandescent |  | Standard A Lamp | 1 | 60 | Hall
Track | Incandescent |  | Standard A Lamp | 1 | 75 | Kitchen
Track | Compact Fluorescent |  | Twist | 1 | 15 | Kitchen
Recessed Can | Compact Fluorescent |  | Twist | 1 | 15 | Kitchen
Table | Incandescent |  | Standard A Lamp | 1 | 60 | Living Room
Torchiere | Incandescent |  | Standard A Lamp | 1 | 60 | Living Room
Torchiere | Incandescent |  | Decorative | 1 | 40 | Living Room
Torchiere | Incandescent |  | Standard A Lamp | 3 | 40 | Living Room
Ceiling Fixture | Incandescent |  | Standard A Lamp | 2 | 40 | Master Bedroom
Wall Mount | Incandescent |  | Standard A Lamp | 1 | 40 | Master Bedroom
Table | Incandescent |  | Standard A Lamp | 1 | 40 | Master Bedroom
Ceiling Fixture | Incandescent |  | Standard A Lamp | 2 | 60 | Other
Table | Incandescent |  | Standard A Lamp | 1 | 40 | Other
Ceiling Fixture | Incandescent |  | Mini base | 4 | 25 | Office
Table | Incandescent |  | Standard A Lamp | 1 | 60 | Office
Table | Compact Fluorescent |  | Twist | 1 | 15 | Office
Wall Mount | Incandescent |  | Standard A Lamp | 1 | 40 | Office
Table | Incandescent |  | Standard A Lamp | 1 | 60 | Other
Ceiling Fixture | Incandescent |  | Standard A Lamp | 2 | 25 | Other
Ceiling Fixture | Incandescent |  | Standard A Lamp | 1 | 25 | Other
Wall Mount | Incandescent |  | Globe | 6 | 40 | Bathroom
Recessed Can | Incandescent |  | Reflector | 1 | 65 | Hall
Recessed Can | Incandescent |  | Reflector | 1 | 65 | Dining Room
Wall Mount | Compact Fluorescent |  | A shape bulb | 1 | 22 | Garage
Recessed Can | Incandescent |  | Reflector | 1 | 65 | Hall
Recessed - other | Linear Fluorescent | 48 | T-12 | 2 | 40 | Kitchen
Table | Incandescent |  | 3-Way Incandescent | 1 | 150 | Living Room
Wall Mount | Incandescent |  | Globe | 6 | 40 | Bathroom
Recessed Can | Incandescent |  | Reflector | 1 | 65 | Master Bedroom
Table | Incandescent |  | Standard A Lamp | 1 | 100 | Master Bedroom
Ceiling Fixture | Incandescent |  | Standard A Lamp | 1 | 60 | Bathroom
Wall Mount | Incandescent |  | Standard A Lamp | 1 | 60 | Bathroom
Ceiling Fixture | Incandescent |  | Standard A Lamp | 1 | 60 | Bathroom
Wall Mount | Incandescent |  | Standard A Lamp | 3 | 90 | Bathroom
Wall Mount | Incandescent |  | Clear | 3 | 25 | Bathroom
Ceiling Fixture | Incandescent |  | Standard A Lamp | 1 | 65 | Bathroom
Ceiling Fixture | Incandescent |  | Standard A Lamp | 3 | 60 | Bedroom
Table | Incandescent |  | Standard A Lamp | 1 | 40 | Bedroom
Ceiling Fixture | Incandescent |  | Standard A Lamp | 3 | 60 | Bedroom
Ceiling Fixture | Incandescent |  | Standard A Lamp | 1 | 65 | Hall
Track | Incandescent |  | Reflector | 6 | 75 | Family Room
Recessed Can | Incandescent |  | Reflector | 1 | 75 | Family Room
Garage door opener | Incandescent |  | Standard A Lamp | 1 | 60 | Garage
Ceiling Fixture | Incandescent |  | Standard A Lamp | 1 | 60 | Garage
Ceiling Fixture | Linear Fluorescent | 48 | T-8 | 2 | 32 | Laundry Room
Ceiling Fixture | Linear Fluorescent | 48 | T-8 | 2 | 32 | Living Room
Ceiling Fixture | Incandescent |  | Standard A Lamp | 1 | 60 | Living Room
Ceiling Fixture | Compact Fluorescent |  | Globe | 2 | 28 | Living Room
Table | Compact Fluorescent |  | Twist | 1 | 22 | Living Room
Floor lamp | Compact Fluorescent |  | Twist | 1 | 22 | Living Room
Table | Incandescent |  | Standard A Lamp | 1 | 90 | Master Bedroom
Chandelier (Hanging) | Incandescent |  | Mini base | 5 | 25 | Other
Ceiling Fixture | Incandescent |  | Standard A Lamp | 1 | 60 | Hall
Ceiling Fixture | Incandescent |  | Standard A Lamp | 4 | 60 | Office
Ceiling Fixture | Compact Fluorescent |  | Twist | 2 | 22 | Bedroom
Ceiling Fixture | Linear Fluorescent | 96 | T-12 | 2 | 60 | Garage
Garage door opener | Incandescent |  | Standard A Lamp | 1 | 60 | Garage
Ceiling Fixture | Linear Fluorescent | 48 | T-12 | 2 | 40 | Dining Room
Ceiling Fixture | Compact Fluorescent |  | Twist | 1 | 22 | Other
Ceiling Fixture | Compact Fluorescent |  | Twist | 1 | 22 | Hall
Ceiling Fixture | Linear Fluorescent | 48 | T-12 | 2 | 40 | Kitchen
Ceiling Fixture | Compact Fluorescent |  | Twist | 1 | 22 | Laundry Room
Ceiling Fixture | Compact Fluorescent |  | Twist | 5 | 15 | Living Room
Table | Compact Fluorescent |  | Twist | 1 | 15 | Living Room
Ceiling Fixture | Compact Fluorescent |  | Twist | 2 | 15 | Master Bedroom
Ceiling Fixture | Compact Fluorescent |  | Twist | 1 | 22 | Closet
Ceiling Fixture | Compact Fluorescent |  | Twist | 4 | 15 | Office
Wall Mount | Incandescent |  | Standard A Lamp | 1 | 60 | Bathroom
Table | Incandescent |  | Standard A Lamp | 1 | 60 | Bedroom
Ceiling Fixture | Incandescent |  | Standard A Lamp | 2 | 60 | Bedroom
Ceiling Fixture | Incandescent |  | Standard A Lamp | 2 | 60 | Bedroom
Table | Compact Fluorescent |  | Twist | 1 | 15 | Bedroom
Ceiling Fan | Incandescent |  | Standard A Lamp | 3 | 60 | Other
Ceiling Fixture | Incandescent |  | Standard A Lamp | 1 | 75 | Garage
Garage door opener | Incandescent |  | Standard A Lamp | 1 | 60 | Garage
Ceiling Fixture | Incandescent |  | Standard A Lamp | 2 | 60 | Hall
Ceiling Fixture | Incandescent |  | Standard A Lamp | 2 | 60 | Hall
Ceiling Fixture | Incandescent |  | Standard A Lamp | 2 | 60 | Kitchen
Chandelier (Hanging) | Incandescent |  | Standard A Lamp | 4 | 60 | Kitchen
Ceiling Fixture | Incandescent |  | Standard A Lamp | 2 | 60 | Laundry Room
Ceiling Fan | Incandescent |  | Standard A Lamp | 3 | 60 | Living Room
Ceiling Fixture | Incandescent |  | Standard A Lamp | 1 | 60 | Living Room
Recessed Can | Incandescent |  | Reflector | 1 | 65 | Bathroom
Wall Mount | Compact Fluorescent |  | Twist | 3 | 15 | Bathroom
Ceiling Fan | Incandescent |  | Standard A Lamp | 3 | 60 | Master Bedroom
Table | Incandescent |  | Standard A Lamp | 1 | 60 | Master Bedroom
Table | Compact Fluorescent |  | Twist | 1 | 15 | Master Bedroom
Ceiling Fixture | Incandescent |  | Standard A Lamp | 2 | 60 | Closet
Wall Mount | Incandescent |  | Standard A Lamp | 1 | 60 | Hall
Track | Incandescent |  | Reflector | 2 | 65 | Other
Architectural | Incandescent |  | Standard A Lamp | 1 | 100 | Other
Wall Mount | Linear Fluorescent | 36 | T-12 | 1 | 30 | Bathroom
Table | Incandescent |  | Standard A Lamp | 1 | 60 | Bedroom
Track | Incandescent |  | Reflector | 2 | 60 | Bedroom
Table | Incandescent |  | 3-Way Incandescent | 1 | 140 | Bedroom
Wall Mount | Incandescent |  | Standard A Lamp | 1 | 60 | Bedroom
Table | Incandescent |  | Decorative | 1 | 40 | Bedroom
Ceiling Fixture | Compact Fluorescent |  | Twist | 3 | 22 | Other
Chandelier (Hanging) | Incandescent |  | Globe | 1 | 100 | Dining Room
Table | Incandescent |  | Heat Lamp | 1 | 150 | Other
Floor lamp | Incandescent |  | 3-Way Incandescent | 1 | 100 | Other
Recessed - other | Incandescent |  | Reflector | 1 | 65 | Other
Recessed Can | Incandescent |  | Reflector | 1 | 65 | Dining Room
Low bay | Linear Fluorescent | 22 | T-8 | 2 | 32 | Bathroom
Ceiling Fixture | Incandescent |  | Decorative | 3 | 40 | Hall
Ceiling Fan | Incandescent |  | Decorative | 10 | 40 | Hall
Garage door opener | Incandescent |  | Standard A Lamp | 2 | 60 | Garage
Ceiling Fixture | Incandescent |  | Standard A Lamp | 1 | 60 | Hall
Track | Incandescent |  | Reflector | 2 | 65 | Hall
Ceiling Fixture | Linear Fluorescent | 48 | T-12 | 2 | 20 | Kitchen
Low bay | Linear Fluorescent | 16 | T-8 | 1 | 20 | Kitchen
Recessed Can | Incandescent |  | Reflector | 1 | 65 | Laundry Room
Track | Halogen |  | PAR | 3 | 125 | Living Room
Table | Incandescent |  | 3-Way Incandescent | 1 | 150 | Living Room
Wall Mount | Linear Fluorescent | 48 | Fluorescent Other | 1 | 40 | Bathroom
Recessed Can | Incandescent |  | Reflector | 1 | 65 | Bathroom
High bay | Linear Fluorescent | 48 | T-12 | 2 | 40 | Hall
Floor lamp | Incandescent |  | 3-Way Incandescent | 1 | 150 | Master Bedroom
Other | Incandescent |  | Reflector | 1 | 50 | Master Bedroom
Low bay | Linear Fluorescent | 30 | T-12 | 1 | 40 | Master Bedroom
Table | Other |  |  | 2 | 40 | Office
Recessed - other | Incandescent |  | Reflector | 1 | 65 | Office
Table | Incandescent |  | 3-Way Incandescent | 1 | 150 | Office
Architectural | Incandescent |  | Standard A Lamp | 1 | 60 | Closet
Architectural | Compact Fluorescent |  | Twist | 1 | 28 | Other
Track | Incandescent |  | Reflector | 2 | 65 | Other
Track | Incandescent |  | Reflector | 3 | 65 | Other
Wall Mount | Incandescent |  | Globe | 6 | 40 | Bathroom
Ceiling Fixture | Incandescent |  | Standard A Lamp | 1 | 65 | Bedroom
Ceiling Fixture | Incandescent |  | Standard A Lamp | 1 | 60 | Bedroom
Table | Compact Fluorescent |  | Twist | 1 | 22 | Bedroom
Ceiling Fixture | Incandescent |  | Standard A Lamp | 1 | 60 | Hall
Ceiling Fixture | Linear Fluorescent | 48 | T-12 | 4 | 40 | Kitchen
Floor lamp | Compact Fluorescent |  | Twist | 1 | 15 | Living Room
Table | Compact Fluorescent |  | Twist | 1 | 22 | Living Room
Ceiling Fixture | Compact Fluorescent |  | Twist | 2 | 22 | Living Room
Wall Mount | Incandescent |  | Standard A Lamp | 3 | 40 | Bathroom
Wall Mount | Incandescent |  | Globe | 8 | 60 | Bathroom
Recessed Can | Incandescent |  | Heat Lamp | 1 | 125 | Bathroom
Ceiling Fixture | Incandescent |  | Reflector | 3 | 65 | Bedroom
Table | Incandescent |  | Standard A Lamp | 1 | 75 | Bedroom
Ceiling Fixture | Incandescent |  | Reflector | 3 | 65 | Bedroom
Recessed Can | Compact Fluorescent |  | Twist | 1 | 15 | Dining Room
Chandelier (Hanging) | Incandescent |  | Mini base | 10 | 25 | Hall
Table | Compact Fluorescent |  | Twist | 1 | 15 | Hall
Recessed - other | Incandescent |  | Reflector | 1 | 65 | Family Room
Floor lamp | Compact Fluorescent |  | Twist | 2 | 22 | Family Room
Chandelier (Hanging) | Incandescent |  | Mini base | 8 | 25 | Dining Room
Ceiling Fixture | Incandescent |  | Reflector | 3 | 65 | Living Room
Ceiling Fixture | Compact Fluorescent |  | Twist | 1 | 15 | Garage
Recessed Can | Compact Fluorescent |  | Twist | 1 | 15 | Kitchen
Ceiling Fixture | Incandescent |  | Standard A Lamp | 2 | 40 | Laundry Room
Recessed Can | Compact Fluorescent |  | Twist | 1 | 15 | Living Room
Table | Incandescent |  | Standard A Lamp | 1 | 60 | Living Room
Ceiling Fixture | Compact Fluorescent |  | Twist | 1 | 15 | Bathroom
Wall Mount | Incandescent |  | Globe | 8 | 60 | Bathroom
Recessed Can | Incandescent |  | Heat Lamp | 1 | 125 | Bathroom
Ceiling Fan | Compact Fluorescent |  | Twist | 4 | 22 | Master Bedroom
Table | Incandescent |  | Standard A Lamp | 1 | 60 | Master Bedroom
Ceiling Fixture | Incandescent |  | Standard A Lamp | 3 | 25 | Closet
Ceiling Fixture | Incandescent |  | Reflector | 3 | 65 | Office
Ceiling Fixture | Incandescent |  | Reflector | 3 | 65 | Bedroom
Ceiling Fixture | Incandescent |  | Reflector | 3 | 65 | Bedroom
Wall Mount | Incandescent |  | Globe | 8 | 60 | Bathroom
Ceiling Fixture | Compact Fluorescent |  | Twist | 1 | 15 | Hall
Wall Mount | Compact Fluorescent |  | Twist | 2 | 13 | Bathroom
Ceiling Fixture | Incandescent |  | Standard A Lamp | 1 | 60 | Bathroom
Ceiling Fixture | Incandescent |  | Standard A Lamp | 1 | 60 | Bedroom
Ceiling Fixture | Compact Fluorescent |  | Twist | 1 | 13 | Bedroom
Floor lamp | Compact Fluorescent |  | Twist | 1 | 9 | Dining Room
Floor lamp | Compact Fluorescent |  | Twist | 1 | 23 | Dining Room
Ceiling Fan | Incandescent |  | Standard A Lamp | 3 | 60 | Dining Room
Recessed Can | Incandescent |  | Reflector | 1 | 50 | Family Room
Floor lamp | Incandescent |  | Globe | 1 | 40 | Family Room
Floor lamp | Compact Fluorescent |  | Twist | 1 | 23 | Family Room
Ceiling Fixture | Linear Fluorescent | 48 | T-12 | 4 | 40 | Garage
Floor lamp | Incandescent |  | Decorative | 1 | 40 | Garage
Ceiling Fixture | Incandescent |  | Standard A Lamp | 1 | 60 | Garage
Ceiling Fixture | Incandescent |  | Standard A Lamp | 1 | 75 | Hall
Ceiling Fan | Incandescent |  | Standard A Lamp | 1 | 60 | Bedroom
Wall Mount | Incandescent |  | Decorative | 1 | 25 | Kitchen
Recessed Can | Incandescent |  | Reflector | 1 | 65 | Kitchen
Floor lamp | Compact Fluorescent |  | Twist | 1 | 13 | Living Room
Floor lamp | Compact Fluorescent |  | Twist | 1 | 23 | Living Room
Wall Mount | Incandescent |  | Standard A Lamp | 1 | 60 | Bathroom
Ceiling Fan | Incandescent |  | Decorative | 6 | 40 | Master Bedroom
Floor lamp | Halogen |  | PAR | 1 | 100 | Office
Floor lamp | Compact Fluorescent |  | Twist | 1 | 23 | Office
Recessed Can | Compact Fluorescent |  | Reflector | 1 | 22 | Closet
Ceiling Fixture | Compact Fluorescent |  | Twist | 2 | 23 | Bedroom
Floor lamp | Compact Fluorescent |  | Twist | 1 | 23 | Bedroom
Ceiling Fixture | Incandescent |  | Standard A Lamp | 1 | 40 | Bedroom
Chandelier (Hanging) | Incandescent |  | Globe | 10 | 40 | Dining Room
Ceiling Fixture | Incandescent |  | Standard A Lamp | 1 | 40 | Family Room
Floor lamp | Incandescent |  | Standard A Lamp | 1 | 60 | Family Room
Ceiling Fixture | Compact Fluorescent |  | Twist | 1 | 23 | Garage
Wall Mount | Incandescent |  | Globe | 4 | 40 | Bathroom
Ceiling Fixture | Incandescent |  | Decorative | 2 | 60 | Hall
Ceiling Fixture | Incandescent |  | Standard A Lamp | 1 | 60 | Bedroom
Ceiling Fixture | Compact Fluorescent |  | Twist | 1 | 23 | Bedroom
Ceiling Fixture | Linear Fluorescent | 48 | T-12 | 2 | 40 | Kitchen
Recessed Can | Incandescent |  | Reflector | 1 | 75 | Kitchen
Ceiling Fixture | Incandescent |  | Standard A Lamp | 1 | 60 | Laundry Room
Torchiere | Incandescent |  | Globe | 5 | 40 | Living Room
Torchiere | Halogen |  | Quartz Tube | 1 | 100 | Living Room
Wall Mount | Incandescent |  | Globe | 7 | 60 | Bathroom
Ceiling Fixture | Incandescent |  | Heat Lamp | 1 | 75 | Bathroom
Ceiling Fixture | Incandescent |  | Standard A Lamp | 2 | 40 | Master Bedroom
Floor lamp | Incandescent |  | Standard A Lamp | 1 | 60 | Master Bedroom
Ceiling Fixture | Linear Fluorescent | 48 | T-12 | 2 | 40 | Closet
Wall Mount | Incandescent |  | Globe | 1 | 60 | Hall
Wall Mount | Compact Fluorescent |  | Globe | 4 | 23 | Bathroom
Ceiling Fixture | Compact Fluorescent |  | Twist | 1 | 13 | Hall
Wall Mount | Incandescent |  | Standard A Lamp | 6 | 60 | Bathroom
Wall Mount | Incandescent |  | Standard A Lamp | 1 | 60 | Bathroom
Ceiling Fixture | Incandescent |  | Standard A Lamp | 2 | 65 | Bedroom
Ceiling Fixture | Incandescent |  | Standard A Lamp | 1 | 100 | Dining Room
Floor lamp | Compact Fluorescent |  | Straight Tube | 1 | 28 | Dining Room
Ceiling Fixture | Linear Fluorescent | 96 | T-12 | 2 | 75 | Garage
Garage door opener | Incandescent |  | Standard A Lamp | 1 | 60 | Garage
Ceiling Fixture | Incandescent |  | Standard A Lamp | 2 | 60 | Hall
Ceiling Fixture | Compact Fluorescent |  | Twist | 1 | 20 | Hall
Ceiling Fixture | Linear Fluorescent | 24 | T-12 | 5 | 40 | Kitchen
Ceiling Fixture | Compact Fluorescent |  | Twist | 1 | 19 | Laundry Room
Table | Incandescent |  | Standard A Lamp | 1 | 100 | Living Room
Wall Mount | Incandescent |  | Standard A Lamp | 4 | 60 | Bathroom
Table | Incandescent |  | Standard A Lamp | 1 | 60 | Bedroom
Table | Incandescent |  | Standard A Lamp | 1 | 100 | Bedroom
Ceiling Fixture | Incandescent |  | Standard A Lamp | 3 | 60 | Bedroom
Ceiling Fixture | Incandescent |  | Standard A Lamp | 2 | 75 | Office
Wall Mount | Compact Fluorescent |  | Twist | 3 | 15 | Bathroom
Ceiling Fixture | Compact Fluorescent |  | Circline (Screw Base) | 2 | 15 | Bathroom
Wall Mount | Incandescent |  | Standard A Lamp | 3 | 60 | Bathroom
Ceiling Fixture | Compact Fluorescent |  | Circline (Screw Base) | 1 | 16 | Bathroom
Ceiling Fixture | Compact Fluorescent |  | Twist | 2 | 15 | Bedroom
Table | Compact Fluorescent |  | Twist | 1 | 15 | Bedroom
Ceiling Fixture | Incandescent |  | Standard A Lamp | 3 | 60 | Bedroom
Table | Incandescent |  | Standard A Lamp | 1 | 60 | Bedroom
Table | Compact Fluorescent |  | Twist | 1 | 15 | Other
Table | Incandescent |  | Standard A Lamp | 1 | 60 | Other
Chandelier (Hanging) | Incandescent |  | Mini base | 6 | 25 | Dining Room
Architectural | Halogen |  | Quartz Tube | 1 | 20 | Dining Room
Garage door opener | Incandescent |  | Standard A Lamp | 1 | 60 | Garage
Ceiling Fixture | Incandescent |  | Mini base | 3 | 25 | Hall
Track | Halogen |  | MR | 10 | 20 | Kitchen
Ceiling Fixture | Compact Fluorescent |  | Twist | 2 | 15 | Laundry Room
Table | Compact Fluorescent |  | Twist | 1 | 15 | Living Room
Ceiling Fixture | Linear Fluorescent | 60 | T-8 | 2 | 32 | Other
Ceiling Fixture | Incandescent |  | Standard A Lamp | 1 | 100 | Other
Track | Incandescent |  | Globe | 8 | 65 | Bathroom
Track | Incandescent |  | Globe | 5 | 65 | Bathroom
Wall Mount | Incandescent |  | Standard A Lamp | 1 | 60 | Bathroom
Table | Incandescent |  | Standard A Lamp | 1 | 100 | Bedroom
Ceiling Fixture | Incandescent |  | Standard A Lamp | 2 | 100 | Bedroom
Table | Compact Fluorescent |  | Twist | 1 | 7 | Bedroom
Ceiling Fixture | Incandescent |  | Standard A Lamp | 2 | 60 | Bedroom
Table | Compact Fluorescent |  | Twist | 1 | 7 | Bedroom
Ceiling Fixture | Linear Fluorescent | 48 | T-8 | 2 | 32 | Dining Room
Wall Mount | Incandescent |  | Decorative | 1 | 65 | Hall
Ceiling Fixture | Linear Fluorescent | 60 | T-8 | 2 | 32 | Hall
Ceiling Fixture | Incandescent |  | Standard A Lamp | 2 | 60 | Hall
Ceiling Fixture | Linear Fluorescent | 48 | T-8 | 4 | 32 | Kitchen
Chandelier (Hanging) | Compact Fluorescent |  | Twist | 3 | 15 | Kitchen
Table | Compact Fluorescent |  | Twist | 1 | 22 | Living Room
Ceiling Fan | Incandescent |  | Standard A Lamp | 1 | 100 | Living Room
Ceiling Fixture | Incandescent |  | Heat Lamp | 2 | 250 | Bathroom
Wall Mount | Incandescent |  | Standard A Lamp | 5 | 60 | Bathroom
Ceiling Fixture | Linear Fluorescent | 48 | T-12 | 2 | 40 | Bathroom
Ceiling Fixture | Incandescent |  | Standard A Lamp | 2 | 60 | Bathroom
Wall Mount | Incandescent |  | Standard A Lamp | 4 | 100 | Bathroom
Ceiling Fixture | Incandescent |  | Standard A Lamp | 2 | 60 | Bedroom
Table | Incandescent |  | Standard A Lamp | 1 | 60 | Bedroom
Table | Incandescent |  | Standard A Lamp | 1 | 60 | Bedroom
Ceiling Fan | Incandescent |  | Decorative | 3 | 40 | Bedroom
Ceiling Fixture | Incandescent |  | Standard A Lamp | 2 | 60 | Other
Table | Incandescent |  | Standard A Lamp | 1 | 60 | Other
Floor lamp | Incandescent |  | Reflector | 3 | 50 | Other
Ceiling Fan | Incandescent |  | Decorative | 2 | 40 | Family Room
Table | Incandescent |  | Standard A Lamp | 1 | 100 | Family Room
Ceiling Fixture | Linear Fluorescent | 48 | T-12 | 2 | 40 | Garage
Garage door opener | Incandescent |  | Standard A Lamp | 1 | 100 | Garage
Ceiling Fixture | Compact Fluorescent |  | Twist | 1 | 22 | Garage
Ceiling Fixture | Incandescent |  | Standard A Lamp | 2 | 60 | Hall
Table | Incandescent |  | Reflector | 1 | 60 | Kitchen
Ceiling Fixture | Linear Fluorescent | 48 | T-12 | 4 | 40 | Kitchen
Recessed - other | Incandescent |  | Standard A Lamp | 1 | 40 | Kitchen
Table | Incandescent |  | Standard A Lamp | 1 | 60 | Living Room
Ceiling Fixture | Compact Fluorescent |  | Twist | 2 | 22 | Bathroom
Wall Mount | Incandescent |  | Standard A Lamp | 3 | 40 | Bathroom
Wall Mount | Incandescent |  | Standard A Lamp | 3 | 40 | Bedroom
Recessed Can | Incandescent |  | Reflector | 1 | 40 | Bathroom
Ceiling Fixture | Incandescent |  | Standard A Lamp | 2 | 60 | Bedroom
Recessed Can | Incandescent |  | Reflector | 1 | 60 | Bedroom
Wall Mount | Incandescent |  | Standard A Lamp | 1 | 60 | Bedroom
Wall Mount | Incandescent |  | Standard A Lamp | 2 | 40 | Bedroom
Recessed Can | Incandescent |  | Reflector | 1 | 40 | Living Room
Ceiling Fixture | Incandescent |  | Standard A Lamp | 1 | 40 | Living Room
Wall Mount | Incandescent |  | Standard A Lamp | 1 | 40 | Hall
Recessed Can | Incandescent |  | Reflector | 1 | 60 | Other
Recessed Can | Incandescent |  | Reflector | 1 | 60 | Dining Room
Recessed Can | Incandescent |  | Reflector | 1 | 60 | Dining Room
Recessed Can | Incandescent |  | Reflector | 1 | 60 | Dining Room
Ceiling Fixture | Compact Fluorescent |  | Twist | 4 | 22 | Dining Room
Table | Incandescent |  | Standard A Lamp | 1 | 60 | Dining Room
Recessed Can | Incandescent |  | Reflector | 1 | 60 | Other
Wall Mount | Incandescent |  | Standard A Lamp | 2 | 60 | Other
Ceiling Fixture | Linear Fluorescent | 48 | T-8 | 4 | 40 | Other
Wall Mount | Incandescent |  | Standard A Lamp | 4 | 40 | Master Bedroom
Wall Mount | Compact Fluorescent |  | Twist | 1 | 22 | Master Bedroom
Table | Incandescent |  | Standard A Lamp | 1 | 60 | Master Bedroom
Ceiling Fixture | Incandescent |  | Mini base | 6 | 40 | Master Bedroom
Recessed Can | Incandescent |  | Reflector | 1 | 40 | Office
Ceiling Fixture | Incandescent |  | Standard A Lamp | 1 | 60 | Office
Recessed Can | Incandescent |  | Reflector | 1 | 40 | Other
Ceiling Fixture | Incandescent |  | Standard A Lamp | 1 | 60 | Other
Ceiling Fixture | Incandescent |  | Reflector | 1 | 65 | Bathroom
Ceiling Fixture | Compact Fluorescent |  | Twist | 1 | 15 | Bathroom
Wall Mount | Compact Fluorescent |  | Twist | 2 | 15 | Bathroom
Ceiling Fixture | Incandescent |  | Standard A Lamp | 2 | 60 | Bedroom
Table | Incandescent |  | Standard A Lamp | 1 | 40 | Bedroom
Ceiling Fixture | Incandescent |  | Standard A Lamp | 1 | 60 | Bedroom
Table | Incandescent |  | Standard A Lamp | 1 | 40 | Bedroom
Ceiling Fixture | Incandescent |  | Standard A Lamp | 1 | 60 | Bedroom
Floor lamp | Incandescent |  | Standard A Lamp | 1 | 60 | Bedroom
Ceiling Fixture | Linear Fluorescent | 48 | T-12 | 2 | 40 | Garage
Ceiling Fixture | Incandescent |  | Standard A Lamp | 1 | 60 | Garage
Ceiling Fixture | Incandescent |  | Standard A Lamp | 1 | 60 | Hall
Recessed Can | Compact Fluorescent |  | Twist | 1 | 15 | Kitchen
Ceiling Fixture | Linear Fluorescent | 12 | T-12 | 1 | 15 | Kitchen
Recessed - other | Incandescent |  | Standard A Lamp | 2 | 40 | Kitchen
Ceiling Fixture | Incandescent |  | Standard A Lamp | 1 | 60 | Laundry Room
Ceiling Fixture | Compact Fluorescent |  | Twist | 2 | 15 | Living Room
Recessed Can | Incandescent |  | Reflector | 1 | 65 | Living Room
Table | Incandescent |  | Standard A Lamp | 1 | 60 | Living Room
Ceiling Fixture | Incandescent |  | Standard A Lamp | 2 | 65 | Bedroom
Wall Mount | Incandescent |  | Clear | 4 | 60 | Bathroom
Ceiling Fixture | Incandescent |  | Clear | 1 | 60 | Dining Room
Ceiling Fixture | Incandescent |  | Standard A Lamp | 1 | 60 | Hall
Ceiling Fixture | Linear Fluorescent | 48 | T-12 | 2 | 40 | Kitchen
Ceiling Fixture | Incandescent |  | Standard A Lamp | 2 | 60 | Laundry Room
Ceiling Fixture | Incandescent |  | Standard A Lamp | 2 | 60 | Living Room
Ceiling Fixture | Incandescent |  | Standard A Lamp | 2 | 60 | Bathroom
Table | Incandescent |  | Standard A Lamp | 1 | 60 | Bathroom
Wall Mount | Compact Fluorescent |  | Twist | 1 | 22 | Bathroom
Ceiling Fixture | Incandescent |  | Decorative | 1 | 75 | Bathroom
Ceiling Fixture | Incandescent |  | Decorative | 6 | 25 | Bedroom
Ceiling Fixture | Incandescent |  | Decorative | 6 | 25 | Bedroom
Ceiling Fixture | Incandescent |  | Standard A Lamp | 2 | 60 | Hall
Recessed - other | Incandescent |  | Standard A Lamp | 1 | 60 | Hall
Ceiling Fixture | Linear Fluorescent | 48 | T-8 | 4 | 32 | Kitchen
Ceiling Fixture | Compact Fluorescent |  | Twist | 1 | 15 | Kitchen
Ceiling Fixture | Incandescent |  | Standard A Lamp | 1 | 60 | Kitchen
Ceiling Fixture | Incandescent |  | Standard A Lamp | 2 | 40 | Laundry Room
Floor lamp | Incandescent |  | 3-Way Incandescent | 1 | 100 | Living Room
Ceiling Fan | Incandescent |  | Decorative | 5 | 60 | Living Room
Recessed Can | Incandescent |  | Reflector | 1 | 65 | Living Room
Ceiling Fixture | Incandescent |  | 3-Way Incandescent | 1 | 100 | Other
Chandelier (Hanging) | Incandescent |  | Clear | 5 | 60 | Living Room
Table | Incandescent |  | Decorative | 1 | 60 | Living Room
Table | Incandescent |  | Standard A Lamp | 1 | 300 | Living Room
Garage door opener | Incandescent |  | Standard A Lamp | 1 | 100 | Garage
Ceiling Fixture | Incandescent |  | Clear | 1 | 60 | Garage
Table | Incandescent |  | 3-Way Incandescent | 1 | 100 | Bedroom
Ceiling Fixture | Incandescent |  | Standard A Lamp | 1 | 60 | Bedroom
Ceiling Fixture | Compact Fluorescent |  | Twist | 1 | 22 | Bathroom
Ceiling Fixture | Compact Fluorescent |  | Twist | 2 | 15 | Bedroom
Ceiling Fixture | Compact Fluorescent |  | Twist | 1 | 22 | Hall
Ceiling Fixture | Incandescent |  | Globe | 5 | 60 | Kitchen
Ceiling Fixture | Incandescent |  | Standard A Lamp | 1 | 60 | Kitchen
Ceiling Fixture | Compact Fluorescent |  | Twist | 1 | 22 | Kitchen
Ceiling Fixture | Incandescent |  | Standard A Lamp | 1 | 100 | Laundry Room
Ceiling Fixture | Compact Fluorescent |  | Twist | 5 | 15 | Living Room
Floor lamp | Compact Fluorescent |  | Twist | 1 | 15 | Living Room
Floor lamp | Incandescent |  | Standard A Lamp | 1 | 75 | Living Room
Ceiling Fixture | Compact Fluorescent |  | Twist | 2 | 15 | Bathroom
Wall Mount | Compact Fluorescent |  | Twist | 2 | 15 | Bathroom
Ceiling Fixture | Incandescent |  | Standard A Lamp | 3 | 25 | Master Bedroom
Ceiling Fixture | Linear Fluorescent | 48 | Fluorescent Other | 2 | 32 | Garage
Wall Mount | Compact Fluorescent |  | Twist | 1 | 15 | Hall
Ceiling Fixture | Incandescent |  | Standard A Lamp | 1 | 60 | Bedroom
Ceiling Fixture | Incandescent |  | Standard A Lamp | 1 | 60 | Hall
Ceiling Fixture | Compact Fluorescent |  | Twist | 1 | 15 | Living Room
Floor lamp | Incandescent |  | Standard A Lamp | 1 | 40 | Living Room
Ceiling Fixture | Compact Fluorescent |  | Twist | 1 | 22 | Living Room
Chandelier (Hanging) | Incandescent |  | Decorative | 2 | 25 | Dining Room
Ceiling Fixture | Incandescent |  | Standard A Lamp | 1 | 60 | Hall
Ceiling Fixture | Linear Fluorescent | 48 | T-8 | 2 | 32 | Kitchen
Recessed Can | Compact Fluorescent |  | Reflector | 1 | 22 | Bathroom
Recessed Can | Compact Fluorescent |  | Reflector | 1 | 22 | Family Room
Track | Halogen |  | MR | 5 | 30 | Laundry Room
Floor lamp | Incandescent |  | Decorative | 1 | 25 | Living Room
Recessed Can | Compact Fluorescent |  | Reflector | 1 | 22 | Bathroom
Wall Mount | Compact Fluorescent |  | A shape bulb | 2 | 15 | Bathroom
Table | Incandescent |  | Clear | 1 | 40 | Master Bedroom
Ceiling Fixture | Incandescent |  | Standard A Lamp | 2 | 60 | Master Bedroom
Wall Mount | Compact Fluorescent |  | A shape bulb | 2 | 15 | Bathroom
Track | Halogen |  | MR | 3 | 25 | Hall
Chandelier (Hanging) | Incandescent |  | Standard A Lamp | 2 | 60 | Bedroom
Recessed Can | Compact Fluorescent |  | Reflector | 1 | 22 | Hall
Ceiling Fan | Incandescent |  | Standard A Lamp | 2 | 60 | Bedroom

## DPCache_MH Lighting Inventory - (hidden)
LightingFixtureType | LightingLampCategory | LightingLampLength | LightingLampType | LightingLampsPerFixture | LightingWattsPerLamp | SiteID+room_it | RoomType
Ceiling Fan | Compact Fluorescent |  | Twist | 3 | 15 | 101551 | Bathroom
Ceiling Fan | Incandescent |  | Standard A Lamp | 1 | 60 | 101552 | Bedroom
Floor lamp | Incandescent |  | Standard A Lamp | 1 | 60 | 101553 | Bedroom
Floor lamp | Halogen |  | Quartz Tube | 1 | 50 | 101553 | Bedroom
Exterior | Incandescent |  | Standard A Lamp | 1 | 60 | 101554 | Other
Ceiling Fixture | Incandescent |  | Standard A Lamp | 1 | 60 | 101555 | Hall
Other | Compact Fluorescent |  | Twist | 1 | 15 | 101555 | Hall
Ceiling Fixture | Compact Fluorescent |  | Twist | 1 | 15 | 101556 | Kitchen
Ceiling Fixture | Compact Fluorescent |  | Twist | 3 | 15 | 101556 | Kitchen
Recessed Can | Incandescent |  | Standard A Lamp | 2 | 40 | 101556 | Kitchen
Ceiling Fan | Incandescent |  | Standard A Lamp | 1 | 60 | 101557 | Living Room
Floor lamp | Compact Fluorescent |  | Twist | 1 | 15 | 101557 | Living Room
Wall Mount | Compact Fluorescent |  | Twist | 1 | 15 | 101991 | Bathroom
High bay | Incandescent |  | Standard A Lamp | 1 | 60 | 101991 | Bathroom
Floor lamp | Compact Fluorescent |  | Twist | 2 | 15 | 101992 | Bedroom
Ceiling Fixture | Incandescent |  | Standard A Lamp | 1 | 40 | 101993 | Hall
Ceiling Fixture | Incandescent |  | Standard A Lamp | 2 | 60 | 101994 | Kitchen
Floor lamp | Compact Fluorescent |  | Twist | 1 | 15 | 101995 | Living Room
Table | Compact Fluorescent |  | Twist | 1 | 15 | 101996 | Master Bedroom
Ceiling Fixture | Incandescent |  | Standard A Lamp | 1 | 60 | 101997 | Closet
Ceiling Fixture | Incandescent |  | Standard A Lamp | 1 | 60 | 102571 | Bathroom
Ceiling Fixture | Compact Fluorescent |  | Twist | 3 | 15 | 102572 | Bathroom
Ceiling Fixture | Compact Fluorescent |  | Twist | 2 | 20 | 102573 | Bedroom
Ceiling Fixture | Incandescent |  | Standard A Lamp | 2 | 60 | 102573 | Bedroom
Table | Compact Fluorescent |  | Twist | 1 | 22 | 102573 | Bedroom
Ceiling Fixture | Incandescent |  | Standard A Lamp | 2 | 60 | 102574 | Bedroom
Table | Incandescent |  | Clear | 1 | 40 | 102574 | Bedroom
Ceiling Fixture | Compact Fluorescent |  | Twist | 2 | 20 | 102575 | Bedroom
Table | Compact Fluorescent |  | Twist | 1 | 15 | 102575 | Bedroom
Ceiling Fixture | Incandescent |  | Standard A Lamp | 2 | 60 | 102576 | Hall
Ceiling Fixture | Compact Fluorescent |  | Twist | 2 | 22 | 102577 | Kitchen
Chandelier (Hanging) | Incandescent |  | Clear | 5 | 40 | 102577 | Kitchen
Table | Linear Fluorescent | 18 | T-8 | 1 | 16 | 102577 | Kitchen
Torchiere | Incandescent |  | 3-Way CFL | 1 | 100 | 102578 | Living Room
Floor lamp | Compact Fluorescent |  | Straight Tube | 1 | 28 | 102578 | Living Room
Table | Compact Fluorescent |  | Twist | 1 | 22 | 102578 | Living Room
Wall Mount | Incandescent |  | Globe | 3 | 40 | 102578 | Living Room
Ceiling Fixture | Compact Fluorescent |  | Twist | 2 | 15 | 103391 | Bathroom
Ceiling Fixture | Compact Fluorescent |  | Twist | 1 | 15 | 103392 | Bathroom
Ceiling Fixture | Compact Fluorescent |  | Twist | 2 | 15 | 103393 | Bedroom
Ceiling Fixture | Compact Fluorescent |  | Pin base | 1 | 15 | 103394 | Hall
Ceiling Fan | Compact Fluorescent |  | Twist | 4 | 15 | 103395 | Kitchen
Ceiling Fixture | Compact Fluorescent |  | Twist | 1 | 15 | 103395 | Kitchen
Floor lamp | Compact Fluorescent |  | Twist | 1 | 15 | 103396 | Living Room
Ceiling Fixture | Compact Fluorescent |  | Twist | 2 | 15 | 103397 | Master Bedroom
Wall Mount | Incandescent |  | Standard A Lamp | 4 | 60 | 104171 | Bathroom
Ceiling Fixture | Incandescent |  | Standard A Lamp | 1 | 60 | 104171 | Bathroom
Wall Mount | Incandescent |  | Standard A Lamp | 5 | 60 | 104172 | Bathroom
Table | Incandescent |  | Standard A Lamp | 1 | 60 | 104173 | Bedroom
Ceiling Fixture | Incandescent |  | Standard A Lamp | 1 | 60 | 104173 | Bedroom
Chandelier (Hanging) | Incandescent |  | Decorative | 5 | 40 | 104173 | Bedroom
Ceiling Fixture | Incandescent |  | Standard A Lamp | 1 | 60 | 104174 | Bedroom
Table | Incandescent |  | Standard A Lamp | 1 | 60 | 104174 | Bedroom
Ceiling Fixture | Incandescent |  | Standard A Lamp | 1 | 60 | 104175 | Bedroom
Ceiling Fixture | Incandescent |  | Standard A Lamp | 1 | 60 | 104175 | Bedroom
Exterior | Incandescent |  | Standard A Lamp | 1 | 60 | 104176 | Other
Exterior | Other |  | High Pressure Sodium | 1 | 200 | 104176 | Other
Ceiling Fixture | Linear Fluorescent | 48 | T-12 | 2 | 40 | 104177 | Garage
Ceiling Fixture | Compact Fluorescent |  | Twist | 1 | 15 | 104178 | Hall
Chandelier (Hanging) | Incandescent |  | Standard A Lamp | 3 | 60 | 104179 | Kitchen
Ceiling Fixture | Linear Fluorescent | 48 | T-12 | 2 | 40 | 104179 | Kitchen
Ceiling Fixture | Halogen |  | PAR | 3 | 50 | 104179 | Kitchen
Ceiling Fixture | Compact Fluorescent |  | Twist | 1 | 15 | 1041710 | Laundry Room
Table | Compact Fluorescent |  | Twist | 1 | 22 | 1041711 | Living Room
Wall Mount | Incandescent |  | Standard A Lamp | 1 | 60 | 107321 | Bathroom
Chandelier (Hanging) | Incandescent |  | Standard A Lamp | 2 | 40 | 107322 | Bathroom
Ceiling Fan | Incandescent |  | Standard A Lamp | 3 | 60 | 107323 | Master Bedroom
Table | Incandescent |  | Decorative | 1 | 40 | 107323 | Master Bedroom
Ceiling Fixture | Compact Fluorescent |  | Twist | 1 | 22 | 107324 | Bedroom
Wall Mount | Incandescent |  | Decorative | 1 | 40 | 107325 | Office
Ceiling Fixture | Incandescent |  | Standard A Lamp | 1 | 60 | 107325 | Office
Ceiling Fan | Incandescent |  | Decorative | 4 | 40 | 107326 | Dining Room
Ceiling Fixture | Compact Fluorescent |  | Twist | 1 | 15 | 107327 | Hall
Recessed Can | Linear Fluorescent | 48 | T-12 | 2 | 40 | 107328 | Kitchen
Track | Incandescent |  | Standard A Lamp | 1 | 65 | 107328 | Kitchen
Floor lamp | Incandescent |  | Standard A Lamp | 1 | 60 | 107329 | Living Room
Other | Compact Fluorescent |  | Straight Tube | 1 | 15 | 107329 | Living Room
Ceiling Fixture | Compact Fluorescent |  | Twist | 3 | 15 | 1073210 | Other
Ceiling Fixture | Linear Fluorescent | 24 | T-12 | 1 | 20 | 1073211 | Other
Table | Compact Fluorescent |  | Twist | 1 | 15 | 1073212 | Bedroom
Wall Mount | Incandescent |  | Standard A Lamp | 1 | 60 | 107681 | Bathroom
Ceiling Fan | Incandescent |  | Standard A Lamp | 2 | 60 | 107682 | Bedroom
Ceiling Fan | Incandescent |  | Standard A Lamp | 2 | 60 | 107683 | Bedroom
Ceiling Fixture | Incandescent |  | Standard A Lamp | 2 | 60 | 107684 | Bedroom
Ceiling Fixture | Incandescent |  | Standard A Lamp | 1 | 75 | 107685 | Closet
Ceiling Fan | Incandescent |  | Standard A Lamp | 4 | 60 | 107686 | Dining Room
Table | Incandescent |  | Standard A Lamp | 1 | 60 | 107686 | Dining Room
Ceiling Fixture | Incandescent |  | Standard A Lamp | 2 | 60 | 107687 | Hall
Ceiling Fixture | Incandescent |  | Standard A Lamp | 2 | 60 | 107688 | Kitchen
Ceiling Fixture | Compact Fluorescent |  | Twist | 1 | 15 | 107688 | Kitchen
Ceiling Fixture | Incandescent |  | Standard A Lamp | 1 | 60 | 107689 | Laundry Room
Floor lamp | Halogen |  | Quartz Tube | 1 | 100 | 1076810 | Living Room
Floor lamp | Incandescent |  | Standard A Lamp | 1 | 60 | 1076810 | Living Room
Table | Compact Fluorescent |  | Twist | 1 | 23 | 1076810 | Living Room
Ceiling Fixture | Incandescent |  | Standard A Lamp | 1 | 60 | 1076811 | Bathroom
Wall Mount | Incandescent |  | Standard A Lamp | 1 | 60 | 1076811 | Bathroom
Wall Mount | Compact Fluorescent |  | Twist | 1 | 23 | 1076811 | Bathroom
Ceiling Fan | Incandescent |  | Standard A Lamp | 4 | 60 | 1076812 | Master Bedroom
Ceiling Fixture | Incandescent |  | Standard A Lamp | 1 | 60 | 1076813 | Closet
Ceiling Fixture | Incandescent |  | Standard A Lamp | 2 | 40 | 108201 | Bedroom
Ceiling Fan | Compact Fluorescent |  | Twist | 1 | 23 | 108202 | Family Room
Floor lamp | Incandescent |  | 3-Way Incandescent | 1 | 150 | 108202 | Family Room
Ceiling Fixture | Linear Fluorescent | 48 | T-12 | 2 | 32 | 108203 | Kitchen
Ceiling Fixture | Compact Fluorescent |  | Circline (Screw Base) | 1 | 15 | 108203 | Kitchen
Chandelier (Hanging) | Incandescent |  | Decorative | 8 | 40 | 108203 | Kitchen
Track | Halogen |  | PAR | 2 | 50 | 108203 | Kitchen
Ceiling Fixture | Incandescent |  | Standard A Lamp | 1 | 40 | 108203 | Kitchen
Torchiere | Incandescent |  | Standard A Lamp | 3 | 60 | 108203 | Kitchen
Wall Mount | Compact Fluorescent |  | Twist | 1 | 23 | 108203 | Kitchen
Ceiling Fixture | Compact Fluorescent |  | Twist | 3 | 23 | 108204 | Laundry Room
Wall Mount | Incandescent |  | Standard A Lamp | 4 | 60 | 108205 | Bathroom
Ceiling Fixture | Compact Fluorescent |  | Twist | 1 | 13 | 108205 | Bathroom
Wall Mount | Incandescent |  | Globe | 4 | 40 | 108206 | Bathroom
Ceiling Fixture | Compact Fluorescent |  | Twist | 1 | 13 | 108206 | Bathroom
Ceiling Fixture | Compact Fluorescent |  | Twist | 2 | 13 | 108207 | Master Bedroom
Floor lamp | Incandescent |  | Decorative | 3 | 40 | 108207 | Master Bedroom
Ceiling Fixture | Compact Fluorescent |  | Circline (Screw Base) | 1 | 15 | 108208 | Master Bedroom
Ceiling Fixture | Compact Fluorescent |  | Twist | 1 | 13 | 108208 | Master Bedroom
Floor lamp | Incandescent |  | Decorative | 3 | 40 | 108208 | Master Bedroom
Torchiere | Incandescent |  | 3-Way Incandescent | 1 | 250 | 108209 | Office
Ceiling Fixture | Linear Fluorescent | 48 | T-12 | 2 | 32 | 108209 | Office
Floor lamp | Incandescent |  | 3-Way Incandescent | 1 | 150 | 108209 | Office
Wall Mount | Compact Fluorescent |  | Twist | 1 | 15 | 111741 | Bathroom
Ceiling Fixture | Incandescent |  | Standard A Lamp | 2 | 60 | 111742 | Bathroom
Table | Compact Fluorescent |  | Twist | 1 | 22 | 111743 | Master Bedroom
Wall Mount | Compact Fluorescent |  | Twist | 1 | 22 | 111743 | Master Bedroom
Wall Mount | Incandescent |  | Standard A Lamp | 1 | 60 | 111744 | Bedroom
Wall Mount | Incandescent |  | Decorative | 1 | 40 | 111745 | Hall
Ceiling Fixture | Linear Fluorescent | 42 | T-12 | 2 | 20 | 111746 | Kitchen
Ceiling Fan | Incandescent |  | Standard A Lamp | 1 | 100 | 111746 | Kitchen
Table | Incandescent |  | Standard A Lamp | 1 | 100 | 111747 | Living Room
Table | Incandescent |  | Standard A Lamp | 1 | 100 | 111748 | Office
Wall Mount | Compact Fluorescent |  | Twist | 1 | 22 | 111748 | Office
Ceiling Fixture | Linear Fluorescent | 42 | T-12 | 2 | 20 | 111749 | Other
Ceiling Fixture | Incandescent |  | Standard A Lamp | 1 | 100 | 111749 | Other
Ceiling Fixture | Incandescent |  | Standard A Lamp | 2 | 60 | 113141 | Bathroom
Floor lamp | Incandescent |  | Standard A Lamp | 2 | 60 | 113142 | Family Room
Chandelier (Hanging) | Incandescent |  | Standard A Lamp | 3 | 60 | 113142 | Family Room
Ceiling Fixture | Linear Fluorescent | 48 | T-12 | 2 | 40 | 113143 | Kitchen
Ceiling Fixture | Incandescent |  | Standard A Lamp | 1 | 40 | 113143 | Kitchen
Wall Mount | Other |  | LED Interior | 1 | 1 | 113143 | Kitchen
Ceiling Fixture | Incandescent |  | Standard A Lamp | 1 | 60 | 113144 | Laundry Room
Floor lamp | Incandescent |  | Standard A Lamp | 3 | 60 | 113145 | Living Room
Floor lamp | Incandescent |  | Standard A Lamp | 1 | 75 | 113145 | Living Room
Floor lamp | Incandescent |  | 3-Way Incandescent | 1 | 150 | 113145 | Living Room
Ceiling Fixture | Incandescent |  | Standard A Lamp | 3 | 60 | 113146 | Bathroom
Ceiling Fixture | Compact Fluorescent |  | Twist | 1 | 13 | 113146 | Bathroom
Ceiling Fixture | Compact Fluorescent |  | Twist | 1 | 15 | 113147 | Master Bedroom
Floor lamp | Incandescent |  | Standard A Lamp | 1 | 60 | 113147 | Master Bedroom
Floor lamp | Incandescent |  | Standard A Lamp | 1 | 60 | 113148 | Office
Floor lamp | Incandescent |  | Standard A Lamp | 1 | 60 | 113149 | Bedroom
Wall Mount | Incandescent |  | Globe | 6 | 40 | 113281 | Bathroom
Ceiling Fixture | Incandescent |  | Standard A Lamp | 2 | 60 | 113281 | Bathroom
Ceiling Fixture | Incandescent |  | Standard A Lamp | 2 | 60 | 113282 | Bedroom
Table | Incandescent |  | Standard A Lamp | 1 | 60 | 113282 | Bedroom
Table | Incandescent |  | 3-Way Incandescent | 1 | 75 | 113282 | Bedroom
Ceiling Fixture | Incandescent |  | Standard A Lamp | 2 | 60 | 113283 | Dining Room
Ceiling Fixture | Linear Fluorescent | 48 | T-12 | 2 | 40 | 113284 | Dining Room
Ceiling Fixture | Linear Fluorescent | 48 | T-12 | 2 | 40 | 113285 | Garage
Ceiling Fixture | Incandescent |  | Standard A Lamp | 2 | 60 | 113286 | Hall
Ceiling Fixture | Linear Fluorescent | 48 | T-12 | 2 | 40 | 113287 | Kitchen
Ceiling Fixture | Incandescent |  | Standard A Lamp | 2 | 60 | 113287 | Kitchen
Architectural | Incandescent |  | Clear | 1 | 40 | 113287 | Kitchen
Table | Incandescent |  | Standard A Lamp | 1 | 60 | 113288 | Living Room
Table | Incandescent |  | 3-Way Incandescent | 1 | 100 | 113288 | Living Room
Table | Incandescent |  | 3-Way Incandescent | 1 | 75 | 113288 | Living Room
Wall Mount | Incandescent |  | Globe | 6 | 40 | 113289 | Bathroom
Chandelier (Hanging) | Compact Fluorescent |  | Twist | 2 | 15 | 113289 | Bathroom
Ceiling Fan | Incandescent |  | Standard A Lamp | 1 | 60 | 1132810 | Master Bedroom
Table | Incandescent |  | Standard A Lamp | 1 | 75 | 1132810 | Master Bedroom
Table | Compact Fluorescent |  | Twist | 1 | 15 | 1132810 | Master Bedroom
Ceiling Fixture | Compact Fluorescent |  | Twist | 1 | 15 | 1132811 | Closet
Ceiling Fixture | Incandescent |  | Standard A Lamp | 2 | 60 | 1132812 | Other
Ceiling Fixture | Incandescent |  | Clear | 4 | 60 | 1132812 | Other
Table | Incandescent |  | Clear | 1 | 25 | 1132812 | Other
Ceiling Fixture | Incandescent |  | Standard A Lamp | 2 | 60 | 1132813 | Other
Ceiling Fixture | Halogen |  | Twist | 2 | 15 | 113901 | Bathroom
Wall Mount | Linear Fluorescent | 48 | T-8 | 2 | 32 | 113901 | Bathroom
Chandelier (Hanging) | Incandescent |  | Standard A Lamp | 5 | 100 | 113902 | Dining Room
Table | Compact Fluorescent |  | Twist | 1 | 15 | 113902 | Dining Room
Ceiling Fixture | Compact Fluorescent |  | Twist | 2 | 15 | 113903 | Hall
Ceiling Fixture | Linear Fluorescent | 48 | T-8 | 2 | 32 | 113904 | Kitchen
Ceiling Fixture | Incandescent |  | Standard A Lamp | 2 | 40 | 113904 | Kitchen
Table | Incandescent |  | Standard A Lamp | 1 | 100 | 113905 | Living Room
Architectural | Incandescent |  | Clear | 1 | 25 | 113905 | Living Room
Wall Mount | Linear Fluorescent | 48 | T-8 | 2 | 32 | 113906 | Bathroom
Table | Incandescent |  | Standard A Lamp | 2 | 40 | 113906 | Bathroom
Ceiling Fixture | Compact Fluorescent |  | A shape bulb | 2 | 15 | 113906 | Bathroom
Ceiling Fixture | Compact Fluorescent |  | Twist | 2 | 15 | 113907 | Master Bedroom
Table | Incandescent |  | Clear | 1 | 40 | 113907 | Master Bedroom
Ceiling Fixture | Compact Fluorescent |  | Twist | 2 | 15 | 113908 | Office
Table | Compact Fluorescent |  | Twist | 3 | 15 | 113908 | Office
Table | Compact Fluorescent |  | Other | 1 | 15 | 113908 | Office
Ceiling Fixture | Compact Fluorescent |  | Twist | 3 | 15 | 113909 | Office
Floor lamp | Compact Fluorescent |  | Twist | 3 | 22 | 113909 | Office
Table | Compact Fluorescent |  | Straight Tube | 1 | 28 | 113909 | Office
Table | Compact Fluorescent |  | Twist | 1 | 15 | 113909 | Office
Ceiling Fixture | Compact Fluorescent |  | Twist | 2 | 15 | 1139010 | Laundry Room
Ceiling Fixture | Incandescent |  | Standard A Lamp | 1 | 60 | 114981 | Bathroom
Ceiling Fixture | Incandescent |  | Standard A Lamp | 2 | 60 | 114982 | Bedroom
Ceiling Fixture | Incandescent |  | Standard A Lamp | 1 | 60 | 114983 | Bedroom
Ceiling Fixture | Compact Fluorescent |  | Twist | 2 | 15 | 114984 | Hall
Ceiling Fixture | Linear Fluorescent | 42 | T-8 | 2 | 32 | 114985 | Kitchen
Table | Compact Fluorescent |  | Twist | 1 | 22 | 114985 | Kitchen
Chandelier (Hanging) | Incandescent |  | Standard A Lamp | 4 | 60 | 114985 | Kitchen
Table | Compact Fluorescent |  | Twist | 1 | 22 | 114985 | Kitchen
Ceiling Fixture | Compact Fluorescent |  | Twist | 1 | 15 | 114986 | Laundry Room
Floor lamp | Compact Fluorescent |  | Twist | 1 | 20 | 114987 | Living Room
Floor lamp | Compact Fluorescent |  | Twist | 3 | 15 | 114987 | Living Room
Wall Mount | Incandescent |  | Standard A Lamp | 2 | 60 | 114988 | Bathroom
Chandelier (Hanging) | Incandescent |  | Standard A Lamp | 1 | 60 | 114988 | Bathroom
Ceiling Fixture | Incandescent |  | Standard A Lamp | 2 | 60 | 114989 | Master Bedroom
Wall Mount | Incandescent |  | Standard A Lamp | 1 | 60 | 114989 | Master Bedroom
Table | Incandescent |  | Standard A Lamp | 1 | 60 | 114989 | Master Bedroom
Ceiling Fixture | Incandescent |  | Standard A Lamp | 1 | 60 | 1149810 | Closet
Ceiling Fixture | Incandescent |  | Standard A Lamp | 1 | 40 | 1149811 | Closet
Wall Mount | Incandescent |  | Standard A Lamp | 1 | 60 | 1149812 | Other
Wall Mount | Incandescent |  | Clear | 4 | 60 | 115181 | Bathroom
Ceiling Fixture | Incandescent |  | Standard A Lamp | 2 | 60 | 115181 | Bathroom
Wall Mount | Incandescent |  | Globe | 4 | 60 | 115182 | Bathroom
Ceiling Fixture | Compact Fluorescent |  | Pin base | 1 | 36 | 115182 | Bathroom
Table | Incandescent |  | Standard A Lamp | 1 | 60 | 115183 | Bedroom
Floor lamp | Incandescent |  | 3-Way Incandescent | 1 | 150 | 115183 | Bedroom
Chandelier (Hanging) | Incandescent |  | Mini base | 5 | 36 | 115184 | Dining Room
Garage door opener | Incandescent |  | Standard A Lamp | 1 | 60 | 115185 | Garage
Ceiling Fixture | Linear Fluorescent | 48 | T-12 | 2 | 40 | 115185 | Garage
Wall Mount | Compact Fluorescent |  | Twist | 1 | 15 | 115185 | Garage
Ceiling Fixture | Linear Fluorescent | 18 | T-8 | 1 | 16 | 115186 | Kitchen
Ceiling Fixture | Linear Fluorescent | 48 | T-8 | 4 | 32 | 115186 | Kitchen
Ceiling Fixture | Incandescent |  | Standard A Lamp | 1 | 60 | 115186 | Kitchen
Table | Incandescent |  | Standard A Lamp | 1 | 40 | 115187 | Living Room
Architectural | Incandescent |  | Decorative | 2 | 60 | 115188 | Master Bedroom
Table | Incandescent |  | Standard A Lamp | 1 | 60 | 115188 | Master Bedroom
Ceiling Fixture | Incandescent |  | Standard A Lamp | 1 | 65 | 115189 | Closet
Floor lamp | Incandescent |  | Standard A Lamp | 1 | 75 | 1151810 | Office
Table | Linear Fluorescent | 18 | T-8 | 1 | 16 | 1151810 | Office
Ceiling Fixture | Compact Fluorescent |  | Circline (Screw Base) | 1 | 36 | 1151811 | Laundry Room
Ceiling Fixture | Incandescent |  | Standard A Lamp | 1 | 60 | 115581 | Bathroom
Wall Mount | Incandescent |  | Standard A Lamp | 2 | 40 | 115581 | Bathroom
Ceiling Fixture | Incandescent |  | Standard A Lamp | 2 | 60 | 115582 | Bedroom
Floor lamp | Halogen |  | Quartz Tube | 1 | 75 | 115582 | Bedroom
Ceiling Fixture | Incandescent |  | Standard A Lamp | 2 | 60 | 115583 | Master Bedroom
Ceiling Fixture | Compact Fluorescent |  | Twist | 1 | 15 | 115584 | Hall
Ceiling Fan | Incandescent |  | Standard A Lamp | 4 | 75 | 115585 | Kitchen
Architectural | Incandescent |  | Standard A Lamp | 2 | 60 | 115585 | Kitchen
Architectural | Compact Fluorescent |  | Twist | 1 | 15 | 115585 | Kitchen
Table | Compact Fluorescent |  | Twist | 3 | 15 | 115586 | Living Room
Table | Incandescent |  | Standard A Lamp | 1 | 60 | 115586 | Living Room
Table | Incandescent |  | Reflector | 1 | 50 | 115586 | Living Room
Ceiling Fixture | Incandescent |  | Standard A Lamp | 1 | 60 | 115586 | Living Room
Table | Compact Fluorescent |  | Straight Tube | 1 | 22 | 115586 | Living Room
Wall Mount | Incandescent |  | Decorative | 2 | 40 | 116121 | Bathroom
Wall Mount | Incandescent |  | Globe | 6 | 40 | 116121 | Bathroom
Ceiling Fixture | Incandescent |  | Heat Lamp | 1 | 250 | 116121 | Bathroom
Ceiling Fan | Incandescent |  | Standard A Lamp | 3 | 60 | 116122 | Bedroom
Ceiling Fixture | Incandescent |  | Clear | 2 | 60 | 116123 | Bedroom
Ceiling Fixture | Incandescent |  | Standard A Lamp | 3 | 60 | 116124 | Closet
Floor lamp | Compact Fluorescent |  | Twist | 1 | 13 | 116125 | Dining Room
Chandelier (Hanging) | Incandescent |  | Decorative | 4 | 60 | 116125 | Dining Room
Floor lamp | Incandescent |  | Standard A Lamp | 3 | 60 | 116125 | Dining Room
Floor lamp | Compact Fluorescent |  | Twist | 1 | 26 | 116126 | Family Room
Table | Incandescent |  | 3-Way Incandescent | 1 | 100 | 116126 | Family Room
Ceiling Fixture | Linear Fluorescent | 48 | T-12 | 2 | 40 | 116127 | Kitchen
Chandelier (Hanging) | Compact Fluorescent |  | Straight Tube | 1 | 13 | 116127 | Kitchen
Ceiling Fan | Incandescent |  | Standard A Lamp | 4 | 60 | 116127 | Kitchen
Other | Incandescent |  | Standard A Lamp | 1 | 60 | 116127 | Kitchen
Ceiling Fixture | Incandescent |  | Standard A Lamp | 1 | 60 | 116128 | Laundry Room
Floor lamp | Incandescent |  | 3-Way Incandescent | 1 | 100 | 116129 | Living Room
Ceiling Fan | Incandescent |  | Decorative | 4 | 25 | 1161210 | Master Bedroom
Table | Incandescent |  | Standard A Lamp | 1 | 40 | 1161210 | Master Bedroom
Ceiling Fixture | Incandescent |  | Standard A Lamp | 1 | 40 | 116271 | Bathroom
Ceiling Fixture | Incandescent |  | Standard A Lamp | 1 | 60 | 116272 | Bedroom
Ceiling Fixture | Incandescent |  | Standard A Lamp | 1 | 60 | 116273 | Bedroom
Ceiling Fixture | Incandescent |  | Standard A Lamp | 1 | 60 | 116274 | Bedroom
Ceiling Fixture | Incandescent |  | Standard A Lamp | 1 | 60 | 116275 | Hall
Ceiling Fixture | Incandescent |  | Standard A Lamp | 1 | 60 | 116276 | Kitchen
Ceiling Fixture | Linear Fluorescent | 48 | T-12 | 2 | 40 | 116276 | Kitchen
Floor lamp | Incandescent |  | 3-Way Incandescent | 2 | 100 | 116277 | Family Room
Ceiling Fixture | Incandescent |  | Standard A Lamp | 2 | 60 | 116278 | Master Bedroom
Ceiling Fixture | Compact Fluorescent |  | Twist | 1 | 13 | 116711 | Laundry Room
Ceiling Fixture | Compact Fluorescent |  | Twist | 1 | 13 | 116712 | Bathroom
Table | Compact Fluorescent |  | Twist | 1 | 13 | 116713 | Bedroom
Ceiling Fixture | Compact Fluorescent |  | Twist | 1 | 13 | 116714 | Bathroom
Wall Mount | Compact Fluorescent |  | Twist | 1 | 13 | 116714 | Bathroom
Table | Compact Fluorescent |  | Twist | 1 | 23 | 116715 | Office
Ceiling Fixture | Compact Fluorescent |  | Twist | 1 | 13 | 116716 | Kitchen
Ceiling Fixture | Compact Fluorescent |  | Twist | 1 | 13 | 116717 | Dining Room
Table | Compact Fluorescent |  | Twist | 1 | 13 | 116718 | Living Room
Table | Compact Fluorescent |  | Twist | 1 | 13 | 116719 | Bathroom
Table | Compact Fluorescent |  | Twist | 1 | 13 | 1167110 | Bedroom
Ceiling Fixture | Compact Fluorescent |  | Twist | 2 | 22 | 118541 | Bedroom
Floor lamp | Compact Fluorescent |  | Twist | 4 | 22 | 118541 | Bedroom
Ceiling Fixture | Halogen |  | MR | 3 | 35 | 118542 | Hall
Ceiling Fixture | Linear Fluorescent | 48 | T-8 | 4 | 32 | 118543 | Garage
Garage door opener | Incandescent |  | Standard A Lamp | 1 | 60 | 118543 | Garage
Wall Mount | Incandescent |  | Standard A Lamp | 1 | 100 | 118543 | Garage
Ceiling Fixture | Compact Fluorescent |  | Twist | 2 | 22 | 118544 | Master Bedroom
Table | Linear Fluorescent | 48 | Fluorescent Unknown | 1 | 32 | 118544 | Master Bedroom
Wall Mount | Compact Fluorescent |  | Twist | 2 | 22 | 118545 | Bathroom
Ceiling Fixture | Compact Fluorescent |  | Twist | 2 | 15 | 118546 | Hall
Wall Mount | Incandescent |  | Standard A Lamp | 4 | 60 | 118547 | Bathroom
Wall Mount | Linear Fluorescent | 48 | Fluorescent Other | 1 | 27 | 118547 | Bathroom
Table | Incandescent |  | 3-Way Incandescent | 1 | 70 | 118548 | Living Room
Table | Compact Fluorescent |  | Twist | 1 | 22 | 118548 | Living Room
Ceiling Fan | Compact Fluorescent |  | Twist | 4 | 22 | 118549 | Dining Room
Ceiling Fixture | Halogen |  | MR | 3 | 35 | 1185410 | Kitchen
Track | Halogen |  | MR | 4 | 35 | 1185410 | Kitchen
Ceiling Fixture | Compact Fluorescent |  | Twist | 1 | 22 | 1185411 | Closet
Wall Mount | Incandescent |  | Standard A Lamp | 3 | 60 | 118611 | Bathroom
Ceiling Fixture | Incandescent |  | Standard A Lamp | 2 | 60 | 118612 | Bedroom
Table | Compact Fluorescent |  | Twist | 1 | 15 | 118612 | Bedroom
Chandelier (Hanging) | Incandescent |  | Standard A Lamp | 3 | 60 | 118613 | Dining Room
Ceiling Fixture | Incandescent |  | Standard A Lamp | 2 | 60 | 118614 | Hall
Table | Incandescent |  | Standard A Lamp | 1 | 100 | 118614 | Hall
Ceiling Fixture | Halogen |  | PAR | 1 | 75 | 118615 | Family Room
Floor lamp | Compact Fluorescent |  | Straight Tube | 1 | 28 | 118615 | Family Room
Ceiling Fixture | Linear Fluorescent | 48 | T-12 | 2 | 42 | 118616 | Garage
Wall Mount | Incandescent |  | Standard A Lamp | 1 | 60 | 118616 | Garage
Ceiling Fixture | Incandescent |  | Standard A Lamp | 1 | 75 | 118616 | Garage
Garage door opener | Incandescent |  | Standard A Lamp | 1 | 40 | 118616 | Garage
Ceiling Fixture | Incandescent |  | Standard A Lamp | 2 | 65 | 118617 | Hall
Ceiling Fixture | Linear Fluorescent | 48 | T-8 | 2 | 32 | 118618 | Kitchen
Chandelier (Hanging) | Compact Fluorescent |  | Pin base | 1 | 28 | 118618 | Kitchen
Table | Compact Fluorescent |  | A shape bulb | 1 | 7 | 118618 | Kitchen
Architectural | Halogen |  | PAR | 2 | 50 | 118618 | Kitchen
Table | Incandescent |  | 3-Way Incandescent | 1 | 100 | 118619 | Living Room
Floor lamp | Compact Fluorescent |  | Straight Tube | 1 | 22 | 118619 | Living Room
Wall Mount | Compact Fluorescent |  | Twist | 3 | 15 | 1186110 | Bathroom
Table | Compact Fluorescent |  | A shape bulb | 1 | 7 | 1186110 | Bathroom
Table | Incandescent |  | Decorative | 2 | 25 | 1186111 | Master Bedroom
Ceiling Fan | Incandescent |  | Standard A Lamp | 2 | 60 | 1186111 | Master Bedroom
Ceiling Fixture | Compact Fluorescent |  | Twist | 1 | 15 | 1186112 | Closet
Ceiling Fixture | Incandescent |  | Standard A Lamp | 2 | 65 | 1186113 | Office
Table | Incandescent |  | Standard A Lamp | 1 | 25 | 1186113 | Office
Table | Compact Fluorescent |  | Twist | 1 | 22 | 1186113 | Office
Table | Halogen |  | Quartz Tube | 1 | 50 | 1186113 | Office
Ceiling Fixture | Linear Fluorescent | 48 | T-8 | 2 | 32 | 1186114 | Laundry Room
Ceiling Fixture | Linear Fluorescent | 48 | T-12 | 2 | 40 | 119901 | Bathroom
Ceiling Fixture | Linear Fluorescent | 24 | T-12 | 2 | 20 | 119901 | Bathroom
Recessed Can | Compact Fluorescent |  | Reflector | 1 | 15 | 119901 | Bathroom
Ceiling Fixture | Linear Fluorescent | 48 | T-12 | 2 | 40 | 119902 | Bathroom
Recessed Can | Incandescent |  | Reflector | 1 | 60 | 119902 | Bathroom
Ceiling Fixture | Incandescent |  | Standard A Lamp | 2 | 60 | 119903 | Bedroom
Ceiling Fixture | Compact Fluorescent |  | Twist | 1 | 22 | 119903 | Bedroom
Table | Incandescent |  | Standard A Lamp | 1 | 60 | 119904 | Bedroom
Track | Halogen |  | PAR | 3 | 50 | 119905 | Closet
Chandelier (Hanging) | Incandescent |  | Decorative | 5 | 60 | 119906 | Dining Room
Ceiling Fixture | Incandescent |  | Globe | 2 | 60 | 119906 | Dining Room
Ceiling Fixture | Linear Fluorescent | 48 | T-8 | 2 | 32 | 119907 | Garage
Garage door opener | Incandescent |  | Standard A Lamp | 2 | 60 | 119907 | Garage
Ceiling Fixture | Incandescent |  | Standard A Lamp | 1 | 60 | 119907 | Garage
Ceiling Fixture | Incandescent |  | Standard A Lamp | 1 | 60 | 119907 | Garage
Ceiling Fixture | Incandescent |  | Standard A Lamp | 1 | 60 | 119908 | Hall
Ceiling Fixture | Linear Fluorescent | 48 | T-12 | 2 | 40 | 119909 | Kitchen
Recessed - other | Incandescent |  | Standard A Lamp | 1 | 40 | 119909 | Kitchen
Ceiling Fixture | Incandescent |  | Standard A Lamp | 1 | 60 | 1199010 | Laundry Room
Table | Compact Fluorescent |  | Twist | 1 | 22 | 1199011 | Living Room
Recessed Can | Incandescent |  | Reflector | 1 | 60 | 1199011 | Living Room
Ceiling Fixture | Incandescent |  | Standard A Lamp | 2 | 60 | 1199012 | Office
Ceiling Fixture | Incandescent |  | Standard A Lamp | 1 | 60 | 121391 | Bathroom
Ceiling Fixture | Incandescent |  | Decorative | 1 | 60 | 121392 | Bathroom
Ceiling Fixture | Compact Fluorescent |  | Twist | 3 | 15 | 121393 | Bedroom
Chandelier (Hanging) | Incandescent |  | Decorative | 5 | 40 | 121394 | Dining Room
Table | Incandescent |  | Standard A Lamp | 1 | 100 | 121395 | Family Room
Ceiling Fixture | Incandescent |  | Standard A Lamp | 1 | 100 | 121396 | Garage
Wall Mount | Compact Fluorescent |  | Twist | 1 | 15 | 121396 | Garage
Ceiling Fixture | Incandescent |  | Standard A Lamp | 1 | 60 | 121397 | Hall
Ceiling Fixture | Incandescent |  | Standard A Lamp | 1 | 100 | 121398 | Kitchen
Ceiling Fixture | Incandescent |  | Standard A Lamp | 2 | 60 | 121399 | Laundry Room
Table | Incandescent |  | Standard A Lamp | 1 | 100 | 1213910 | Living Room
Ceiling Fixture | Compact Fluorescent |  | Twist | 1 | 15 | 1213911 | Bathroom
Floor lamp | Incandescent |  | Standard A Lamp | 1 | 60 | 1213912 | Master Bedroom
Ceiling Fixture | Compact Fluorescent |  | Twist | 1 | 15 | 1213913 | Closet
Ceiling Fixture | Incandescent |  | Standard A Lamp | 1 | 60 | 122621 | Bathroom
Wall Mount | Incandescent |  | Standard A Lamp | 2 | 60 | 122622 | Bathroom
Ceiling Fixture | Incandescent |  | Standard A Lamp | 1 | 60 | 122623 | Bedroom
Ceiling Fixture | Incandescent |  | Standard A Lamp | 1 | 60 | 122624 | Hall
Ceiling Fan | Incandescent |  | Standard A Lamp | 2 | 60 | 122625 | Kitchen
Ceiling Fixture | Incandescent |  | Standard A Lamp | 1 | 60 | 122625 | Kitchen
Ceiling Fixture | Compact Fluorescent |  | Twist | 1 | 15 | 122626 | Living Room
Ceiling Fixture | Incandescent |  | Standard A Lamp | 2 | 60 | 122627 | Master Bedroom
Ceiling Fixture | Incandescent |  | Standard A Lamp | 2 | 60 | 122851 | Bathroom
Ceiling Fixture | Incandescent |  | Standard A Lamp | 1 | 60 | 122852 | Bedroom
Ceiling Fixture | Incandescent |  | Standard A Lamp | 2 | 60 | 122853 | Bedroom
Ceiling Fixture | Linear Fluorescent | 42 | T-8 | 1 | 32 | 122854 | Kitchen
Track | Incandescent |  | Reflector | 4 | 25 | 122855 | Living Room
Table | Incandescent |  | Standard A Lamp | 1 | 100 | 122855 | Living Room
Ceiling Fixture | Incandescent |  | Standard A Lamp | 2 | 60 | 122856 | Bedroom
Ceiling Fixture | Incandescent |  | Standard A Lamp | 2 | 60 | 122857 | Master Bedroom
Table | Incandescent |  | Decorative | 2 | 40 | 122857 | Master Bedroom
Torchiere | Incandescent |  | Standard A Lamp | 2 | 60 | 122857 | Master Bedroom
Ceiling Fixture | Incandescent |  | Standard A Lamp | 1 | 60 | 122858 | Closet
Ceiling Fixture | Incandescent |  | Standard A Lamp | 2 | 60 | 122859 | Hall
Other | Incandescent |  | Standard A Lamp | 1 | 90 | 1228510 | Other
Wall Mount | Incandescent |  | Standard A Lamp | 1 | 40 | 123971 | Bathroom
Ceiling Fixture | Linear Fluorescent | 42 | T-8 | 2 | 32 | 123972 | Bedroom
Ceiling Fixture | Linear Fluorescent | 42 | T-8 | 2 | 32 | 123973 | Hall
Ceiling Fan | Incandescent |  | Standard A Lamp | 4 | 90 | 123974 | Kitchen
Table | Incandescent |  | Standard A Lamp | 1 | 60 | 123975 | Living Room
Chandelier (Hanging) | Incandescent |  | Globe | 5 | 40 | 123976 | Master Bedroom
Table | Incandescent |  | Standard A Lamp | 1 | 100 | 123976 | Master Bedroom
Ceiling Fixture | Linear Fluorescent | 42 | T-12 | 2 | 40 | 123977 | Other
Wall Mount | Compact Fluorescent |  | A shape bulb | 4 | 15 | 124811 | Bathroom
Table | Compact Fluorescent |  | Twist | 1 | 15 | 124812 | Bedroom
Table | Incandescent |  | Mini base | 3 | 60 | 124812 | Bedroom
Recessed Can | Incandescent |  | Standard A Lamp | 1 | 75 | 124813 | Closet
Ceiling Fixture | Incandescent |  | Standard A Lamp | 1 | 75 | 124814 | Dining Room
Ceiling Fixture | Incandescent |  | Standard A Lamp | 2 | 75 | 124815 | Hall
Ceiling Fixture | Compact Fluorescent |  | Twist | 2 | 15 | 124816 | Hall
Ceiling Fixture | Linear Fluorescent | 48 | T-8 | 2 | 32 | 124817 | Kitchen
Architectural | Compact Fluorescent |  | Twist | 1 | 15 | 124817 | Kitchen
Ceiling Fixture | Incandescent |  | Standard A Lamp | 1 | 40 | 124818 | Laundry Room
Table | Compact Fluorescent |  | Twist | 1 | 15 | 124819 | Living Room
Wall Mount | Incandescent |  | Globe | 2 | 60 | 1248110 | Bathroom
Wall Mount | Compact Fluorescent |  | A shape bulb | 2 | 15 | 1248110 | Bathroom
Table | Compact Fluorescent |  | Twist | 1 | 15 | 1248111 | Master Bedroom
Recessed Can | Incandescent |  | Reflector | 1 | 75 | 1248112 | Office
Torchiere | Compact Fluorescent |  | Twist | 1 | 15 | 1248112 | Office
Table | Incandescent |  | Mini base | 1 | 60 | 1248112 | Office
Wall Mount | Incandescent |  | Globe | 4 | 40 | 125841 | Bathroom
Ceiling Fixture | Incandescent |  | Standard A Lamp | 1 | 60 | 125841 | Bathroom
Ceiling Fixture | Incandescent |  | Standard A Lamp | 1 | 60 | 125842 | Bathroom
Wall Mount | Incandescent |  | Globe | 4 | 60 | 125842 | Bathroom
Ceiling Fixture | Incandescent |  | Standard A Lamp | 1 | 60 | 125843 | Master Bedroom
Ceiling Fixture | Incandescent |  | Standard A Lamp | 1 | 60 | 125844 | Bedroom
Ceiling Fixture | Incandescent |  | Standard A Lamp | 2 | 60 | 125845 | Bedroom
Table | Incandescent |  | Standard A Lamp | 1 | 60 | 125845 | Bedroom
Ceiling Fixture | Incandescent |  | Standard A Lamp | 2 | 60 | 125846 | Garage
Ceiling Fixture | Linear Fluorescent | 48 | T-8 | 2 | 32 | 125846 | Garage
Other | Incandescent |  | Reflector | 1 | 60 | 125846 | Garage
Ceiling Fixture | Incandescent |  | Standard A Lamp | 2 | 60 | 125847 | Hall
Table | Incandescent |  | Standard A Lamp | 1 | 60 | 125847 | Hall
Ceiling Fixture | Incandescent |  | Standard A Lamp | 3 | 60 | 125848 | Kitchen
Ceiling Fixture | Incandescent |  | Standard A Lamp | 1 | 60 | 125848 | Kitchen
Ceiling Fixture | Incandescent |  | Standard A Lamp | 2 | 60 | 125848 | Kitchen
Ceiling Fixture | Incandescent |  | Standard A Lamp | 1 | 60 | 125849 | Laundry Room
Floor lamp | Incandescent |  | Standard A Lamp | 2 | 60 | 1258410 | Living Room
Ceiling Fixture | Incandescent |  | Standard A Lamp | 1 | 60 | 1258410 | Living Room
Wall Mount | Incandescent |  | Standard A Lamp | 2 | 60 | 127521 | Bathroom
Wall Mount | Compact Fluorescent |  | Twist | 1 | 20 | 127522 | Bedroom
Wall Mount | Compact Fluorescent |  | Twist | 1 | 20 | 127523 | Hall
Ceiling Fixture | Compact Fluorescent |  | Circline (Screw Base) | 2 | 32 | 127524 | Kitchen
Ceiling Fixture | Incandescent |  | Standard A Lamp | 1 | 60 | 127524 | Kitchen
Table | Incandescent |  | Standard A Lamp | 1 | 60 | 127525 | Living Room
Floor lamp | Incandescent |  | Standard A Lamp | 1 | 60 | 127525 | Living Room
Floor lamp | Compact Fluorescent |  | Twist | 2 | 22 | 127525 | Living Room
Wall Mount | Compact Fluorescent |  | Twist | 1 | 20 | 127526 | Master Bedroom
Table | Compact Fluorescent |  | Twist | 1 | 15 | 127526 | Master Bedroom
Ceiling Fan | Incandescent |  | Clear | 4 | 40 | 131331 | Living Room
Table | Incandescent |  | Standard A Lamp | 1 | 60 | 131331 | Living Room
Floor lamp | Incandescent |  | 3-Way Incandescent | 2 | 100 | 131331 | Living Room
Wall Mount | Compact Fluorescent |  | Globe | 6 | 15 | 131332 | Bathroom
Ceiling Fixture | Incandescent |  | Standard A Lamp | 1 | 60 | 131332 | Bathroom
Ceiling Fixture | Linear Fluorescent | 48 | T-12 | 2 | 40 | 131333 | Garage
Garage door opener | Incandescent |  | Standard A Lamp | 1 | 60 | 131333 | Garage
Floor lamp | Compact Fluorescent |  | Twist | 12 | 22 | 131334 | Family Room
Ceiling Fan | Incandescent |  | Standard A Lamp | 5 | 60 | 131335 | Dining Room
Ceiling Fixture | Linear Fluorescent | 48 | T-12 | 1 | 40 | 131336 | Kitchen
Ceiling Fixture | Incandescent |  | Standard A Lamp | 1 | 60 | 131336 | Kitchen
Ceiling Fixture | Compact Fluorescent |  | Circline (Screw Base) | 1 | 36 | 131337 | Laundry Room
Ceiling Fixture | Compact Fluorescent |  | A shape bulb | 1 | 15 | 131338 | Hall
Wall Mount | Compact Fluorescent |  | Twist | 3 | 15 | 131339 | Bathroom
Ceiling Fixture | Compact Fluorescent |  | A shape bulb | 1 | 15 | 131339 | Bathroom
Ceiling Fixture | Incandescent |  | Standard A Lamp | 2 | 60 | 1313310 | Bedroom
Ceiling Fixture | Compact Fluorescent |  | Twist | 2 | 22 | 1313311 | Master Bedroom
Table | Incandescent |  | Standard A Lamp | 1 | 40 | 1313311 | Master Bedroom
Track | Incandescent |  | Globe | 3 | 60 | 131891 | Bathroom
Torchiere | Incandescent |  | 3-Way Incandescent | 1 | 100 | 131892 | Bedroom
Torchiere | Incandescent |  | Standard A Lamp | 1 | 60 | 131892 | Bedroom
Table | Compact Fluorescent |  | A shape bulb | 1 | 15 | 131893 | Bedroom
Torchiere | Incandescent |  | 3-Way Incandescent | 1 | 100 | 131893 | Bedroom
Ceiling Fixture | Incandescent |  | Standard A Lamp | 5 | 40 | 131894 | Dining Room
Ceiling Fixture | Incandescent |  | Standard A Lamp | 1 | 60 | 131895 | Hall
Ceiling Fixture | Linear Fluorescent | 48 | T-12 | 2 | 32 | 131896 | Kitchen
Ceiling Fixture | Incandescent |  | Standard A Lamp | 1 | 40 | 131896 | Kitchen
Ceiling Fixture | Compact Fluorescent |  | Twist | 2 | 15 | 131897 | Laundry Room
Ceiling Fixture | Incandescent |  | Standard A Lamp | 1 | 40 | 131898 | Living Room
Torchiere | Incandescent |  | Standard A Lamp | 1 | 60 | 131898 | Living Room
Floor lamp | Incandescent |  | Standard A Lamp | 1 | 40 | 131899 | Master Bedroom
Table | Incandescent |  | 3-Way Incandescent | 1 | 100 | 131899 | Master Bedroom
Table | Incandescent |  | 3-Way Incandescent | 1 | 100 | 131899 | Master Bedroom
Wall Mount | Incandescent |  | Globe | 4 | 60 | 1318910 | Bathroom
Wall Mount | Incandescent |  | Globe | 6 | 40 | 132071 | Bathroom
Ceiling Fixture | Incandescent |  | Standard A Lamp | 2 | 40 | 132072 | Bedroom
Ceiling Fixture | Incandescent |  | Standard A Lamp | 1 | 40 | 132073 | Hall
Ceiling Fixture | Compact Fluorescent |  | Circline (Screw Base) | 1 | 32 | 132074 | Kitchen
Ceiling Fixture | Compact Fluorescent |  | Twist | 1 | 22 | 132074 | Kitchen
Ceiling Fixture | Incandescent |  | Standard A Lamp | 1 | 40 | 132074 | Kitchen
Floor lamp | Incandescent |  | Standard A Lamp | 1 | 40 | 132075 | Living Room
Ceiling Fixture | Incandescent |  | Standard A Lamp | 1 | 40 | 132076 | Bathroom
Ceiling Fixture | Compact Fluorescent |  | Twist | 4 | 23 | 132471 | Bathroom
Floor lamp | Incandescent |  | Standard A Lamp | 1 | 60 | 132472 | Bedroom
Ceiling Fixture | Compact Fluorescent |  | Twist | 1 | 23 | 132474 | Kitchen
Chandelier (Hanging) | Compact Fluorescent |  | Twist | 1 | 23 | 132475 | Living Room
Track | Compact Fluorescent |  | Twist | 3 | 13 | 132476 | Office
Wall Mount | Incandescent |  | Standard A Lamp | 2 | 40 | 134241 | Bathroom
Ceiling Fixture | Incandescent |  | Standard A Lamp | 2 | 40 | 134241 | Bathroom
Ceiling Fixture | Incandescent |  | Standard A Lamp | 2 | 60 | 134242 | Bedroom
Table | Incandescent |  | Standard A Lamp | 1 | 100 | 134242 | Bedroom
Ceiling Fixture | Incandescent |  | Decorative | 1 | 60 | 134243 | Kitchen
Chandelier (Hanging) | Compact Fluorescent |  | Twist | 5 | 15 | 134243 | Kitchen
Architectural | Incandescent |  | Clear | 1 | 40 | 134243 | Kitchen
Ceiling Fixture | Compact Fluorescent |  | Circline (Screw Base) | 1 | 28 | 134244 | Laundry Room
Table | Incandescent |  | Standard A Lamp | 1 | 75 | 134245 | Living Room
Floor lamp | Compact Fluorescent |  | Twist | 2 | 15 | 134245 | Living Room
Table | Compact Fluorescent |  | Straight Tube | 1 | 15 | 134245 | Living Room
Wall Mount | Incandescent |  | Standard A Lamp | 2 | 40 | 134246 | Bathroom
Ceiling Fixture | Incandescent |  | Standard A Lamp | 2 | 40 | 134246 | Bathroom
Ceiling Fixture | Incandescent |  | Standard A Lamp | 2 | 40 | 134247 | Bedroom
Floor lamp | Incandescent |  | Standard A Lamp | 2 | 75 | 134247 | Bedroom
Ceiling Fixture | Incandescent |  | Clear | 1 | 40 | 134248 | Closet
Wall Mount | Incandescent |  | Globe | 3 | 40 | 134641 | Bathroom
Table | Incandescent |  | Mini base | 5 | 40 | 134642 | Bedroom
Table | Incandescent |  | Standard A Lamp | 1 | 60 | 134642 | Bedroom
Table | Incandescent |  | Mini base | 1 | 25 | 134643 | Dining Room
Ceiling Fixture | Compact Fluorescent |  | Twist | 1 | 22 | 134644 | Hall
Ceiling Fixture | Incandescent |  | Standard A Lamp | 1 | 60 | 134644 | Hall
Ceiling Fixture | Incandescent |  | Standard A Lamp | 2 | 65 | 134645 | Kitchen
Chandelier (Hanging) | Incandescent |  | Standard A Lamp | 1 | 100 | 134646 | Living Room
Table | Compact Fluorescent |  | Twist | 1 | 15 | 134646 | Living Room
Table | Compact Fluorescent |  | Straight Tube | 1 | 28 | 134647 | Bedroom
Wall Mount | Incandescent |  | Standard A Lamp | 1 | 75 | 134647 | Bedroom
Table | Compact Fluorescent |  | Twist | 1 | 15 | 134647 | Bedroom
Ceiling Fixture | Compact Fluorescent |  | Twist | 4 | 15 | 137381 | Bathroom
Ceiling Fixture | Incandescent |  | Standard A Lamp | 1 | 60 | 137381 | Bathroom
Table | Incandescent |  | Standard A Lamp | 1 | 60 | 137382 | Bedroom
Torchiere | Incandescent |  | Standard A Lamp | 1 | 60 | 137382 | Bedroom
Wall Mount | Linear Fluorescent | 18 | T-8 | 1 | 20 | 137383 | Closet
Chandelier (Hanging) | Incandescent |  | Mini base | 5 | 25 | 137384 | Dining Room
Garage door opener | Incandescent |  | Standard A Lamp | 1 | 60 | 137385 | Garage
Ceiling Fixture | Incandescent |  | Standard A Lamp | 1 | 60 | 137385 | Garage
Ceiling Fixture | Linear Fluorescent | 48 | T-12 | 2 | 40 | 137385 | Garage
Ceiling Fixture | Incandescent |  | Mini base | 1 | 5 | 137386 | Kitchen
Ceiling Fixture | Linear Fluorescent | 48 | T-8 | 2 | 32 | 137386 | Kitchen
Ceiling Fixture | Linear Fluorescent | 48 | T-12 | 2 | 40 | 137386 | Kitchen
Architectural | Incandescent |  | Standard A Lamp | 1 | 40 | 137386 | Kitchen
Ceiling Fixture | Incandescent |  | Standard A Lamp | 2 | 60 | 137387 | Laundry Room
Wall Mount | Linear Fluorescent | 18 | T-8 | 1 | 16 | 137387 | Laundry Room
Torchiere | Compact Fluorescent |  | 3-Way CFL | 1 | 22 | 137388 | Living Room
Table | Incandescent |  | Standard A Lamp | 1 | 25 | 137388 | Living Room
Table | Compact Fluorescent |  | Twist | 1 | 15 | 137388 | Living Room
Table | Incandescent |  | Standard A Lamp | 1 | 60 | 137388 | Living Room
Ceiling Fixture | Incandescent |  | Standard A Lamp | 2 | 60 | 137389 | Bathroom
Ceiling Fixture | Compact Fluorescent |  | Twist | 4 | 15 | 137389 | Bathroom
Table | Incandescent |  | Mini base | 2 | 25 | 1373810 | Master Bedroom
Wall Mount | Incandescent |  | Standard A Lamp | 1 | 60 | 1373810 | Master Bedroom
Table | Incandescent |  | Standard A Lamp | 1 | 60 | 1373810 | Master Bedroom
Ceiling Fixture | Incandescent |  | Standard A Lamp | 1 | 60 | 139601 | Bathroom
Wall Mount | Incandescent |  | Standard A Lamp | 1 | 60 | 139601 | Bathroom
Wall Mount | Incandescent |  | Standard A Lamp | 1 | 60 | 139602 | Bathroom
Ceiling Fixture | Incandescent |  | Standard A Lamp | 2 | 60 | 139602 | Bathroom
Ceiling Fixture | Incandescent |  | Standard A Lamp | 1 | 60 | 139603 | Bedroom
Ceiling Fixture | Incandescent |  | Standard A Lamp | 2 | 60 | 139604 | Bedroom
Ceiling Fixture | Incandescent |  | Standard A Lamp | 2 | 60 | 139605 | Bedroom
Table | Incandescent |  | Standard A Lamp | 1 | 60 | 139606 | Hall
Chandelier (Hanging) | Incandescent |  | Standard A Lamp | 3 | 40 | 139607 | Kitchen
Ceiling Fixture | Incandescent |  | Standard A Lamp | 1 | 60 | 139607 | Kitchen
Ceiling Fixture | Incandescent |  | Standard A Lamp | 1 | 60 | 139608 | Laundry Room
Table | Incandescent |  | Standard A Lamp | 1 | 60 | 139609 | Living Room
Wall Mount | Incandescent |  | Standard A Lamp | 3 | 40 | 140271 | Bathroom
Chandelier (Hanging) | Incandescent |  | Standard A Lamp | 5 | 40 | 140272 | Dining Room
Table | Incandescent |  | Decorative | 1 | 40 | 140272 | Dining Room
Table | Incandescent |  | Decorative | 1 | 25 | 140273 | Other
Table | Compact Fluorescent |  | 3-Way CFL | 1 | 22 | 140273 | Other
Floor lamp | Compact Fluorescent |  | Pin base | 1 | 36 | 140273 | Other
Ceiling Fixture | Compact Fluorescent |  | A shape bulb | 2 | 22 | 140274 | Bedroom
Floor lamp | Compact Fluorescent |  | Twist | 3 | 22 | 140274 | Bedroom
Floor lamp | Compact Fluorescent |  | Reflector | 1 | 22 | 140274 | Bedroom
Table | Compact Fluorescent |  | Twist | 1 | 22 | 140274 | Bedroom
Ceiling Fixture | Compact Fluorescent |  | Twist | 1 | 28 | 140275 | Kitchen
Ceiling Fixture | Linear Fluorescent | 48 | T-12 | 2 | 32 | 140275 | Kitchen
Ceiling Fixture | Compact Fluorescent |  | Twist | 2 | 15 | 140275 | Kitchen
Ceiling Fan | Incandescent |  | Standard A Lamp | 1 | 15 | 140276 | Living Room
Table | Compact Fluorescent |  | 3-Way CFL | 1 | 22 | 140276 | Living Room
Floor lamp | Incandescent |  | Standard A Lamp | 1 | 40 | 140276 | Living Room
Table | Halogen |  | Quartz Tube | 1 | 50 | 140276 | Living Room
Ceiling Fixture | Compact Fluorescent |  | Twist | 2 | 22 | 140277 | Master Bedroom
Table | Incandescent |  | Standard A Lamp | 2 | 60 | 140277 | Master Bedroom
Table | Compact Fluorescent |  | Twist | 1 | 22 | 140277 | Master Bedroom
Table | Compact Fluorescent |  | Mini base | 2 | 22 | 140277 | Master Bedroom
Table | Halogen |  | Quartz Tube | 1 | 100 | 140277 | Master Bedroom
Wall Mount | Incandescent |  | Standard A Lamp | 3 | 40 | 140278 | Bathroom
Wall Mount | Compact Fluorescent |  | Reflector | 2 | 15 | 140278 | Bathroom
Ceiling Fixture | Compact Fluorescent |  | Twist | 1 | 22 | 140279 | Closet
Ceiling Fixture | Compact Fluorescent |  | Twist | 1 | 22 | 1402710 | Office
Table | Compact Fluorescent |  | Twist | 1 | 22 | 1402710 | Office
Ceiling Fixture | Compact Fluorescent |  | Twist | 2 | 22 | 1402711 | Laundry Room
Ceiling Fixture | Compact Fluorescent |  | Twist | 1 | 15 | 140821 | Bathroom
Floor lamp | Compact Fluorescent |  | Twist | 1 | 23 | 140822 | Bedroom
Floor lamp | Compact Fluorescent |  | Twist | 1 | 23 | 140823 | Bedroom
Chandelier (Hanging) | Compact Fluorescent |  | Decorative | 6 | 15 | 140824 | Dining Room
Ceiling Fixture | Linear Fluorescent | 72 | T-8 | 4 | 40 | 140825 | Kitchen
Ceiling Fixture | Compact Fluorescent |  | Circline (Screw Base) | 1 | 22 | 140826 | Laundry Room
Floor lamp | Incandescent |  | 3-Way Incandescent | 1 | 250 | 140827 | Living Room
Floor lamp | Compact Fluorescent |  | Twist | 1 | 13 | 140827 | Living Room
Floor lamp | Incandescent |  | 3-Way Incandescent | 1 | 150 | 140827 | Living Room
Ceiling Fan | Incandescent |  | Standard A Lamp | 2 | 40 | 140827 | Living Room
Ceiling Fixture | Compact Fluorescent |  | Twist | 3 | 15 | 140828 | Bathroom
Chandelier (Hanging) | Incandescent |  | Standard A Lamp | 1 | 75 | 140829 | Master Bedroom
Wall Mount | Compact Fluorescent |  | Twist | 1 | 13 | 140829 | Master Bedroom
Chandelier (Hanging) | Compact Fluorescent |  | Twist | 1 | 15 | 1408210 | Other
Chandelier (Hanging) | Compact Fluorescent |  | Flood | 1 | 15 | 1408210 | Other
Floor lamp | Incandescent |  | Standard A Lamp | 1 | 75 | 1408211 | Office
Floor lamp | Compact Fluorescent |  | A shape bulb | 1 | 15 | 1408211 | Office
Ceiling Fixture | Compact Fluorescent |  | Twist | 1 | 23 | 1408211 | Office
Recessed Can | Incandescent |  | Reflector | 1 | 65 | 1408212 | Other
Ceiling Fixture | Incandescent |  | Globe | 1 | 60 | 142151 | Bathroom
Wall Mount | Incandescent |  | Globe | 6 | 60 | 142151 | Bathroom
Ceiling Fixture | Compact Fluorescent |  | Twist | 1 | 15 | 142152 | Bathroom
Ceiling Fan | Incandescent |  | Globe | 1 | 60 | 142153 | Bedroom
Table | Compact Fluorescent |  | Twist | 1 | 15 | 142153 | Bedroom
Ceiling Fixture | Compact Fluorescent |  | Twist | 1 | 15 | 142154 | Bedroom
Ceiling Fixture | Compact Fluorescent |  | Twist | 2 | 15 | 142155 | Bedroom
Ceiling Fixture | Compact Fluorescent |  | Twist | 1 | 15 | 142156 | Closet
Ceiling Fixture | Compact Fluorescent |  | Twist | 1 | 15 | 142157 | Closet
Table | Compact Fluorescent |  | Twist | 1 | 15 | 142158 | Family Room
Ceiling Fixture | Incandescent |  | Standard A Lamp | 1 | 60 | 142159 | Hall
Chandelier (Hanging) | Compact Fluorescent |  | Twist | 8 | 15 | 1421510 | Kitchen
Ceiling Fixture | Compact Fluorescent |  | Twist | 3 | 15 | 1421510 | Kitchen
Ceiling Fixture | Compact Fluorescent |  | Twist | 2 | 15 | 1421511 | Laundry Room
Table | Compact Fluorescent |  | Twist | 1 | 15 | 1421512 | Living Room
Ceiling Fan | Compact Fluorescent |  | Twist | 1 | 15 | 1421512 | Living Room
Ceiling Fixture | Compact Fluorescent |  | Circline (Screw Base) | 1 | 22 | 1421513 | Other
Ceiling Fixture | Linear Fluorescent | 42 | T-12 | 2 | 40 | 143521 | Bathroom
Ceiling Fixture | Linear Fluorescent | 42 | T-8 | 2 | 32 | 143522 | Bathroom
Ceiling Fixture | Compact Fluorescent |  | Globe | 1 | 14 | 143523 | Bedroom
Recessed Can | Compact Fluorescent |  | Flood | 1 | 22 | 143524 | Family Room
Ceiling Fixture | Linear Fluorescent | 42 | T-8 | 2 | 32 | 143526 | Kitchen
Ceiling Fan | Compact Fluorescent |  | Globe | 3 | 14 | 143526 | Kitchen
Ceiling Fixture | Linear Fluorescent | 42 | T-8 | 2 | 32 | 143527 | Master Bedroom
Ceiling Fixture | Compact Fluorescent |  | Twist | 1 | 15 | 143528 | Living Room
Table | Compact Fluorescent |  | Twist | 1 | 22 | 143528 | Living Room
Ceiling Fixture | Linear Fluorescent | 42 | T-8 | 2 | 32 | 143529 | Master Bedroom
Ceiling Fixture | Compact Fluorescent |  | Twist | 1 | 15 | 143529 | Master Bedroom
Ceiling Fixture | Linear Fluorescent | 42 | T-8 | 2 | 32 | 1435210 | Other
Wall Mount | Incandescent |  | Globe | 5 | 40 | 143891 | Bathroom
Ceiling Fixture | Incandescent |  | Standard A Lamp | 1 | 60 | 143891 | Bathroom
Ceiling Fan | Incandescent |  | Standard A Lamp | 1 | 60 | 143892 | Bathroom
Wall Mount | Incandescent |  | Globe | 5 | 40 | 143892 | Bathroom
Ceiling Fixture | Incandescent |  | Standard A Lamp | 2 | 50 | 143893 | Bedroom
Table | Incandescent |  | Standard A Lamp | 1 | 60 | 143893 | Bedroom
Ceiling Fixture | Incandescent |  | Standard A Lamp | 2 | 60 | 143894 | Bedroom
Table | Incandescent |  | Standard A Lamp | 2 | 60 | 143894 | Bedroom
Ceiling Fixture | Linear Fluorescent | 24 | T-12 | 2 | 32 | 143895 | Garage
Ceiling Fixture | Incandescent |  | Standard A Lamp | 2 | 50 | 143896 | Hall
Ceiling Fan | Incandescent |  | Decorative | 4 | 40 | 143897 | Kitchen
Low bay | Linear Fluorescent | 24 | T-8 | 2 | 32 | 143897 | Kitchen
Recessed Can | Incandescent |  | Reflector | 1 | 65 | 143897 | Kitchen
Ceiling Fixture | Compact Fluorescent |  | Twist | 1 | 28 | 143897 | Kitchen
Table | Incandescent |  | Standard A Lamp | 1 | 100 | 143898 | Living Room
Ceiling Fan | Incandescent |  | Decorative | 4 | 40 | 143899 | Master Bedroom
Table | Incandescent |  | Decorative | 2 | 40 | 143899 | Master Bedroom
Ceiling Fixture | Incandescent |  | Standard A Lamp | 1 | 60 | 1438910 | Closet
Ceiling Fixture | Incandescent |  | Standard A Lamp | 2 | 60 | 145431 | Master Bedroom
Wall Mount | Incandescent |  | Globe | 4 | 40 | 145432 | Bathroom
Ceiling Fixture | Incandescent |  | Standard A Lamp | 1 | 60 | 145432 | Bathroom
Ceiling Fixture | Incandescent |  | Standard A Lamp | 2 | 60 | 145433 | Bedroom
Table | Incandescent |  | Standard A Lamp | 1 | 60 | 145433 | Bedroom
Ceiling Fixture | Incandescent |  | Standard A Lamp | 2 | 60 | 145434 | Bedroom
Ceiling Fixture | Incandescent |  | Standard A Lamp | 1 | 60 | 145435 | Closet
Ceiling Fixture | Incandescent |  | Standard A Lamp | 1 | 60 | 145436 | Closet
Chandelier (Hanging) | Incandescent |  | Standard A Lamp | 2 | 60 | 145437 | Hall
Ceiling Fixture | Incandescent |  | Standard A Lamp | 2 | 60 | 145438 | Kitchen
Chandelier (Hanging) | Incandescent |  | Standard A Lamp | 3 | 60 | 145438 | Kitchen
Ceiling Fixture | Incandescent |  | Standard A Lamp | 2 | 60 | 145439 | Laundry Room
Ceiling Fan | Incandescent |  | Standard A Lamp | 3 | 60 | 1454310 | Living Room
Floor lamp | Incandescent |  | Standard A Lamp | 1 | 60 | 1454310 | Living Room
Ceiling Fixture | Incandescent |  | Standard A Lamp | 1 | 60 | 1454311 | Closet
Wall Mount | Incandescent |  | Globe | 8 | 40 | 1454312 | Bathroom
Ceiling Fixture | Incandescent |  | Standard A Lamp | 1 | 60 | 1454312 | Bathroom
Wall Mount | Incandescent |  | Globe | 5 | 60 | 200061 | Bathroom
Ceiling Fixture | Compact Fluorescent |  | Twist | 1 | 15 | 200061 | Bathroom
Ceiling Fixture | Incandescent |  | Standard A Lamp | 2 | 60 | 200062 | Bedroom
Other | Linear Fluorescent | 48 | T-8 | 1 | 32 | 200062 | Bedroom
Ceiling Fixture | Incandescent |  | Standard A Lamp | 2 | 75 | 200063 | Bedroom
Table | Incandescent |  | Decorative | 1 | 60 | 200063 | Bedroom
Ceiling Fixture | Linear Fluorescent | 24 | T-12 | 1 | 20 | 200064 | Closet
Chandelier (Hanging) | Incandescent |  | Globe | 1 | 60 | 200065 | Dining Room
Floor lamp | Incandescent |  | Standard A Lamp | 3 | 90 | 200066 | Family Room
Ceiling Fixture | Incandescent |  | Decorative | 1 | 40 | 200067 | Hall
Ceiling Fixture | Linear Fluorescent | 48 | T-12 | 2 | 25 | 200068 | Dining Room
Ceiling Fixture | Linear Fluorescent | 48 | T-12 | 2 | 40 | 200069 | Laundry Room
Wall Mount | Incandescent |  | Globe | 7 | 60 | 2000610 | Bathroom
Ceiling Fan | Compact Fluorescent |  | Twist | 4 | 22 | 2000611 | Master Bedroom
Ceiling Fixture | Compact Fluorescent |  | Twist | 1 | 15 | 2000612 | Closet
Torchiere | Compact Fluorescent |  | Twist | 1 | 22 | 2000613 | Living Room
Ceiling Fixture | Compact Fluorescent |  | Twist | 1 | 15 | 2000613 | Living Room
Ceiling Fixture | Compact Fluorescent |  | Twist | 1 | 15 | 200461 | Laundry Room
Ceiling Fan | Incandescent |  | Decorative | 2 | 40 | 200462 | Bedroom
Ceiling Fixture | Incandescent |  | Standard A Lamp | 1 | 60 | 200463 | Kitchen
Ceiling Fan | Incandescent |  | Standard A Lamp | 3 | 60 | 200464 | Living Room
Chandelier (Hanging) | Compact Fluorescent |  | Twist | 1 | 15 | 200464 | Living Room
Ceiling Fixture | Incandescent |  | Standard A Lamp | 1 | 60 | 200465 | Hall
Ceiling Fixture | Incandescent |  | Standard A Lamp | 1 | 60 | 200466 | Bedroom
Wall Mount | Compact Fluorescent |  | Twist | 2 | 15 | 200467 | Bathroom
Ceiling Fan | Compact Fluorescent |  | Twist | 4 | 15 | 200468 | Master Bedroom
Ceiling Fixture | Compact Fluorescent |  | Twist | 1 | 15 | 200469 | Bathroom
Wall Mount | Incandescent |  | Globe | 1 | 60 | 200561 | Bathroom
Wall Mount | Incandescent |  | Globe | 3 | 60 | 200562 | Bathroom
Table | Incandescent |  | Standard A Lamp | 1 | 60 | 200563 | Bedroom
Ceiling Fixture | Incandescent |  | Standard A Lamp | 2 | 60 | 200563 | Bedroom
Table | Incandescent |  | Standard A Lamp | 1 | 60 | 200564 | Bedroom
Ceiling Fixture | Incandescent |  | Standard A Lamp | 2 | 60 | 200564 | Bedroom
Table | Incandescent |  | Standard A Lamp | 1 | 60 | 200565 | Bedroom
Ceiling Fixture | Incandescent |  | Standard A Lamp | 2 | 60 | 200565 | Bedroom
Chandelier (Hanging) | Compact Fluorescent |  | Twist | 4 | 22 | 200566 | Family Room
Table | Incandescent |  | Standard A Lamp | 1 | 60 | 200566 | Family Room
Ceiling Fixture | Incandescent |  | Standard A Lamp | 1 | 60 | 200567 | Laundry Room
Chandelier (Hanging) | Compact Fluorescent |  | Twist | 5 | 22 | 200568 | Kitchen
Ceiling Fixture | Compact Fluorescent |  | Twist | 3 | 22 | 200568 | Kitchen
Table | Incandescent |  | Decorative | 1 | 40 | 200983 | Bathroom
Floor lamp | Compact Fluorescent |  | Twist | 3 | 15 | 200984 | Living Room
Ceiling Fixture | Compact Fluorescent |  | Twist | 1 | 15 | 201241 | Bedroom
Ceiling Fixture | Incandescent |  | Decorative | 2 | 60 | 201241 | Bedroom
Torchiere | Compact Fluorescent |  | Twist | 1 | 22 | 201242 | Bedroom
Floor lamp | Incandescent |  | Mini base | 3 | 60 | 201242 | Bedroom
Other | Incandescent |  | Other | 5 | 100 | 201242 | Bedroom
Table | Compact Fluorescent |  | Twist | 1 | 15 | 201243 | Bedroom
Chandelier (Hanging) | Incandescent |  | Mini base | 6 | 40 | 201244 | Dining Room
Ceiling Fixture | Linear Fluorescent | 48 | T-12 | 2 | 40 | 201245 | Kitchen
Ceiling Fixture | Compact Fluorescent |  | Twist | 1 | 22 | 201246 | Laundry Room
Torchiere | Compact Fluorescent |  | Twist | 1 | 22 | 201247 | Living Room
Floor lamp | Compact Fluorescent |  | Twist | 1 | 15 | 201247 | Living Room
Other | Linear Fluorescent | 24 | T-5 | 1 | 16 | 201247 | Living Room
Ceiling Fixture | Compact Fluorescent |  | A shape bulb | 2 | 15 | 201247 | Living Room
Ceiling Fixture | Compact Fluorescent |  | Twist | 1 | 15 | 201247 | Living Room
Ceiling Fixture | Compact Fluorescent |  | Twist | 1 | 15 | 201248 | Bathroom
Floor lamp | Compact Fluorescent |  | Twist | 1 | 15 | 201249 | Master Bedroom
Wall Mount | Incandescent |  | Standard A Lamp | 3 | 60 | 201781 | Bathroom
Ceiling Fixture | Incandescent |  | Standard A Lamp | 2 | 60 | 201782 | Bedroom
Ceiling Fixture | Incandescent |  | Standard A Lamp | 2 | 60 | 201783 | Bedroom
Ceiling Fixture | Incandescent |  | Standard A Lamp | 2 | 75 | 201784 | Bedroom
Ceiling Fixture | Linear Fluorescent | 48 | T-8 | 4 | 32 | 201785 | Garage
Garage door opener | Incandescent |  | Standard A Lamp | 2 | 60 | 201785 | Garage
Ceiling Fixture | Incandescent |  | Standard A Lamp | 2 | 65 | 201786 | Hall
Ceiling Fixture | Incandescent |  | Standard A Lamp | 2 | 40 | 201787 | Laundry Room
Ceiling Fixture | Linear Fluorescent | 48 | T-12 | 2 | 32 | 201788 | Living Room
Table | Incandescent |  | Standard A Lamp | 1 | 75 | 201788 | Living Room
Ceiling Fan | Incandescent |  | Standard A Lamp | 3 | 60 | 201788 | Living Room
Wall Mount | Incandescent |  | Standard A Lamp | 3 | 60 | 201789 | Bathroom
Table | Incandescent |  | Standard A Lamp | 1 | 60 | 2017810 | Master Bedroom
Ceiling Fixture | Incandescent |  | Standard A Lamp | 1 | 60 | 201791 | Bathroom
Wall Mount | Incandescent |  | Standard A Lamp | 1 | 60 | 201792 | Bedroom
Table | Incandescent |  | Standard A Lamp | 1 | 60 | 201792 | Bedroom
Floor lamp | Incandescent |  | Standard A Lamp | 1 | 60 | 201792 | Bedroom
Floor lamp | Compact Fluorescent |  | A shape bulb | 3 | 15 | 201793 | Bedroom
Floor lamp | Incandescent |  | Standard A Lamp | 1 | 60 | 201793 | Bedroom
Wall Mount | Incandescent |  | Standard A Lamp | 1 | 60 | 201794 | Hall
Ceiling Fixture | Incandescent |  | Standard A Lamp | 2 | 60 | 201795 | Hall
Other | Linear Fluorescent | 18 | T-5 | 1 | 16 | 201795 | Hall
Wall Mount | Compact Fluorescent |  | Twist | 1 | 15 | 201796 | Living Room
Wall Mount | Incandescent |  | Standard A Lamp | 1 | 60 | 201796 | Living Room
Wall Mount | Incandescent |  | Standard A Lamp | 3 | 60 | 201911 | Bathroom
Wall Mount | Compact Fluorescent |  | Twist | 1 | 15 | 201911 | Bathroom
Ceiling Fan | Compact Fluorescent |  | Twist | 1 | 15 | 201912 | Bedroom
Ceiling Fixture | Compact Fluorescent |  | Twist | 2 | 15 | 201913 | Kitchen
Ceiling Fixture | Incandescent |  | Standard A Lamp | 2 | 60 | 201914 | Laundry Room
Ceiling Fan | Incandescent |  | Decorative | 3 | 25 | 201915 | Living Room
Table | Incandescent |  | Standard A Lamp | 1 | 60 | 201915 | Living Room
Floor lamp | Incandescent |  | Mini base | 1 | 40 | 201915 | Living Room
Floor lamp | Incandescent |  | Standard A Lamp | 1 | 60 | 201915 | Living Room
Wall Mount | Compact Fluorescent |  | Twist | 1 | 15 | 201915 | Living Room
Table | Incandescent |  | Standard A Lamp | 1 | 60 | 201915 | Living Room
Chandelier (Hanging) | Incandescent |  | Standard A Lamp | 1 | 60 | 201915 | Living Room
Wall Mount | Compact Fluorescent |  | Twist | 2 | 15 | 201961 | Bathroom
Ceiling Fixture | Incandescent |  | Standard A Lamp | 2 | 60 | 201962 | Bedroom
Ceiling Fixture | Compact Fluorescent |  | Twist | 1 | 15 | 201963 | Hall
Ceiling Fixture | Compact Fluorescent |  | Twist | 4 | 15 | 201964 | Kitchen
Wall Mount | Compact Fluorescent |  | Twist | 1 | 15 | 201965 | Living Room
Ceiling Fixture | Incandescent |  | Standard A Lamp | 1 | 60 | 201966 | Master Bedroom
Wall Mount | Incandescent |  | Standard A Lamp | 2 | 60 | 201991 | Bathroom
Recessed Can | Incandescent |  | Standard A Lamp | 1 | 60 | 201991 | Bathroom
Recessed Can | Incandescent |  | Standard A Lamp | 1 | 60 | 201992 | Bathroom
Wall Mount | Incandescent |  | Standard A Lamp | 2 | 60 | 201992 | Bathroom
Ceiling Fixture | Incandescent |  | Standard A Lamp | 2 | 60 | 201993 | Bedroom
Ceiling Fixture | Incandescent |  | Standard A Lamp | 2 | 60 | 201994 | Bedroom
Wall Mount | Incandescent |  | Standard A Lamp | 1 | 60 | 201995 | Closet
Recessed - other | Incandescent |  | Standard A Lamp | 1 | 60 | 201996 | Hall
Ceiling Fixture | Linear Fluorescent | 48 | T-8 | 2 | 32 | 201997 | Kitchen
Chandelier (Hanging) | Incandescent |  | Decorative | 5 | 40 | 201997 | Kitchen
Ceiling Fixture | Incandescent |  | Standard A Lamp | 1 | 60 | 201998 | Living Room
Ceiling Fixture | Incandescent |  | Standard A Lamp | 2 | 60 | 201999 | Master Bedroom
Table | Incandescent |  | Standard A Lamp | 1 | 60 | 201999 | Master Bedroom
Ceiling Fixture | Compact Fluorescent |  | Twist | 2 | 13 | 202101 | Bathroom
Wall Mount | Incandescent |  | Decorative | 3 | 40 | 202101 | Bathroom
Ceiling Fixture | Compact Fluorescent |  | Twist | 2 | 13 | 202102 | Bathroom
Wall Mount | Incandescent |  | Decorative | 3 | 40 | 202102 | Bathroom
Ceiling Fixture | Compact Fluorescent |  | Twist | 2 | 13 | 202103 | Bedroom
Table | Incandescent |  | Decorative | 1 | 40 | 202103 | Bedroom
Ceiling Fixture | Compact Fluorescent |  | Twist | 1 | 13 | 202104 | Closet
Ceiling Fixture | Compact Fluorescent |  | Twist | 2 | 13 | 202105 | Other
Chandelier (Hanging) | Compact Fluorescent |  | Twist | 3 | 7 | 202106 | Dining Room
Ceiling Fixture | Compact Fluorescent |  | Twist | 1 | 13 | 202107 | Hall
Recessed Can | Compact Fluorescent |  | Reflector | 1 | 20 | 202108 | Kitchen
Other | Incandescent |  | Clear | 2 | 40 | 202108 | Kitchen
Ceiling Fixture | Compact Fluorescent |  | Twist | 2 | 13 | 202109 | Laundry Room
Ceiling Fixture | Compact Fluorescent |  | Twist | 2 | 13 | 2021010 | Master Bedroom
Wall Mount | Incandescent |  | Decorative | 1 | 40 | 2021010 | Master Bedroom
Table | Compact Fluorescent |  | Twist | 1 | 20 | 2021011 | Family Room
Wall Mount | Compact Fluorescent |  | Twist | 2 | 15 | 202831 | Bathroom
Ceiling Fixture | Compact Fluorescent |  | Twist | 2 | 22 | 202832 | Bedroom
Recessed - other | Incandescent |  | Standard A Lamp | 2 | 100 | 202832 | Bedroom
Wall Mount | Compact Fluorescent |  | Twist | 2 | 15 | 202833 | Bathroom
Ceiling Fixture | Compact Fluorescent |  | Twist | 1 | 15 | 202833 | Bathroom
Ceiling Fixture | Compact Fluorescent |  | A shape bulb | 2 | 15 | 202834 | Bedroom
Floor lamp | Compact Fluorescent |  | Twist | 1 | 15 | 202834 | Bedroom
Table | Incandescent |  | Standard A Lamp | 1 | 60 | 202835 | Master Bedroom
Ceiling Fixture | Compact Fluorescent |  | Twist | 2 | 15 | 202835 | Master Bedroom
Wall Mount | Compact Fluorescent |  | Twist | 1 | 15 | 202836 | Bathroom
Ceiling Fixture | Compact Fluorescent |  | Twist | 1 | 15 | 202837 | Closet
Ceiling Fixture | Compact Fluorescent |  | Twist | 1 | 15 | 202838 | Hall
Chandelier (Hanging) | Incandescent |  | Standard A Lamp | 4 | 40 | 202839 | Kitchen
Recessed Can | Compact Fluorescent |  | Reflector | 1 | 22 | 202839 | Kitchen
Recessed Can | Incandescent |  | Reflector | 1 | 65 | 202839 | Kitchen
Ceiling Fixture | Compact Fluorescent |  | Twist | 1 | 15 | 2028310 | Laundry Room
Floor lamp | Compact Fluorescent |  | Twist | 3 | 22 | 2028311 | Living Room
Table | Incandescent |  | 3-Way Incandescent | 1 | 100 | 2028311 | Living Room
Ceiling Fixture | Compact Fluorescent |  | Twist | 2 | 22 | 2028312 | Office
Table | Incandescent |  | Standard A Lamp | 2 | 100 | 2028312 | Office
Table | Compact Fluorescent |  | Twist | 1 | 15 | 2028312 | Office
Ceiling Fixture | Compact Fluorescent |  | Twist | 1 | 22 | 2028313 | Closet
Ceiling Fixture | Compact Fluorescent |  | Twist | 1 | 15 | 203001 | Bathroom
Torchiere | Incandescent |  | Standard A Lamp | 1 | 150 | 203002 | Bedroom
Wall Mount | Compact Fluorescent |  | Twist | 1 | 15 | 203004 | Dining Room
Chandelier (Hanging) | Compact Fluorescent |  | Twist | 5 | 15 | 203005 | Other
Ceiling Fixture | Compact Fluorescent |  | Twist | 1 | 15 | 203006 | Hall
Ceiling Fixture | Compact Fluorescent |  | Twist | 3 | 15 | 203007 | Kitchen
Ceiling Fixture | Compact Fluorescent |  | Twist | 1 | 15 | 203008 | Laundry Room
Wall Mount | Compact Fluorescent |  | Twist | 2 | 15 | 203009 | Living Room
Ceiling Fixture | Compact Fluorescent |  | Twist | 1 | 13 | 2030010 | Bathroom
Floor lamp | Compact Fluorescent |  | Twist | 3 | 15 | 2030011 | Master Bedroom
Floor lamp | Other |  | LED Interior | 2 | 1 | 2030011 | Master Bedroom
Torchiere | Incandescent |  | Decorative | 2 | 60 | 2030011 | Master Bedroom
Wall Mount | Incandescent |  | Mini base | 1 | 40 | 203061 | Master Bedroom
Wall Mount | Compact Fluorescent |  | Twist | 1 | 15 | 203062 | Bathroom
Ceiling Fixture | Compact Fluorescent |  | Twist | 1 | 15 | 203063 | Hall
Wall Mount | Incandescent |  | Standard A Lamp | 1 | 60 | 203064 | Bedroom
Ceiling Fixture | Linear Fluorescent | 48 | T-8 | 2 | 32 | 203065 | Kitchen
Ceiling Fixture | Compact Fluorescent |  | Twist | 1 | 15 | 203065 | Kitchen
Table | Incandescent |  | Standard A Lamp | 1 | 40 | 203065 | Kitchen
Wall Mount | Incandescent |  | Standard A Lamp | 1 | 40 | 203066 | Bedroom
Ceiling Fixture | Compact Fluorescent |  | Twist | 1 | 15 | 203067 | Bathroom
Ceiling Fixture | Incandescent |  | Standard A Lamp | 1 | 75 | 203171 | Bathroom
Ceiling Fixture | Incandescent |  | Standard A Lamp | 2 | 40 | 203172 | Dining Room
Chandelier (Hanging) | Incandescent |  | Standard A Lamp | 6 | 40 | 203173 | Dining Room
Ceiling Fixture | Incandescent |  | Standard A Lamp | 2 | 60 | 203174 | Bedroom
Table | Incandescent |  | Decorative | 3 | 40 | 203174 | Bedroom
Ceiling Fixture | Incandescent |  | Standard A Lamp | 1 | 75 | 203175 | Hall
Ceiling Fixture | Linear Fluorescent | 48 | T-12 | 2 | 40 | 203176 | Kitchen
Ceiling Fan | Incandescent |  | Mini base | 4 | 40 | 203177 | Living Room
Table | Compact Fluorescent |  | Twist | 1 | 22 | 203177 | Living Room
Ceiling Fixture | Incandescent |  | Standard A Lamp | 2 | 60 | 203178 | Bedroom
Table | Compact Fluorescent |  | Twist | 1 | 22 | 203178 | Bedroom
Wall Mount | Compact Fluorescent |  | Twist | 3 | 15 | 203179 | Bathroom
Ceiling Fixture | Compact Fluorescent |  | Twist | 2 | 15 | 2031710 | Office
Ceiling Fixture | Incandescent |  | Standard A Lamp | 2 | 75 | 2031711 | Living Room
Floor lamp | Incandescent |  | 3-Way Incandescent | 1 | 100 | 2031711 | Living Room
Ceiling Fixture | Incandescent |  | Standard A Lamp | 1 | 75 | 2031712 | Laundry Room
Ceiling Fixture | Compact Fluorescent |  | Twist | 1 | 25 | 203221 | Bathroom
Ceiling Fixture | Compact Fluorescent |  | Twist | 1 | 20 | 203222 | Bathroom
Ceiling Fan | Compact Fluorescent |  | Twist | 1 | 15 | 203223 | Bedroom
Ceiling Fixture | Compact Fluorescent |  | Twist | 1 | 15 | 203224 | Bedroom
Ceiling Fixture | Compact Fluorescent |  | Twist | 1 | 15 | 203225 | Closet
Ceiling Fan | Compact Fluorescent |  | Twist | 1 | 15 | 203226 | Hall
Track | Halogen |  | Mini base | 5 | 20 | 203227 | Kitchen
Ceiling Fixture | Compact Fluorescent |  | Twist | 3 | 15 | 203227 | Kitchen
Ceiling Fixture | Compact Fluorescent |  | Twist | 2 | 15 | 203228 | Laundry Room
Table | Compact Fluorescent |  | Twist | 1 | 25 | 203229 | Living Room
Ceiling Fixture | Incandescent |  | Globe | 1 | 40 | 2032210 | Closet
Ceiling Fan | Compact Fluorescent |  | Twist | 3 | 25 | 2032211 | Master Bedroom
Ceiling Fixture | Compact Fluorescent |  | A shape bulb | 2 | 7 | 203641 | Hall
Chandelier (Hanging) | Compact Fluorescent |  | A shape bulb | 5 | 7 | 203642 | Kitchen
Ceiling Fixture | Compact Fluorescent |  | A shape bulb | 2 | 7 | 203642 | Kitchen
Table | Compact Fluorescent |  | A shape bulb | 1 | 7 | 203642 | Kitchen
Ceiling Fixture | Compact Fluorescent |  | Twist | 1 | 15 | 203642 | Kitchen
Ceiling Fixture | Compact Fluorescent |  | A shape bulb | 2 | 7 | 203643 | Laundry Room
Ceiling Fan | Incandescent |  | Decorative | 3 | 40 | 203644 | Living Room
Floor lamp | Compact Fluorescent |  | A shape bulb | 1 | 7 | 203644 | Living Room
Ceiling Fixture | Compact Fluorescent |  | A shape bulb | 2 | 7 | 203645 | Bathroom
Other | Incandescent |  | Mini base | 1 | 5 | 203645 | Bathroom
Ceiling Fan | Compact Fluorescent |  | A shape bulb | 1 | 7 | 203645 | Bathroom
Ceiling Fixture | Compact Fluorescent |  | A shape bulb | 2 | 7 | 203646 | Bathroom
Ceiling Fixture | Compact Fluorescent |  | A shape bulb | 2 | 7 | 203647 | Bedroom
Ceiling Fixture | Compact Fluorescent |  | A shape bulb | 1 | 7 | 203648 | Bedroom
Ceiling Fixture | Compact Fluorescent |  | A shape bulb | 2 | 7 | 203648 | Bedroom
Other | Incandescent |  | Standard A Lamp | 1 | 40 | 203648 | Bedroom
Ceiling Fixture | Compact Fluorescent |  | A shape bulb | 1 | 7 | 203649 | Master Bedroom
Ceiling Fixture | Compact Fluorescent |  | A shape bulb | 1 | 7 | 203649 | Master Bedroom
Table | Compact Fluorescent |  | A shape bulb | 1 | 7 | 203649 | Master Bedroom
Table | Incandescent |  | Standard A Lamp | 1 | 90 | 203771 | Living Room
Torchiere | Incandescent |  | Standard A Lamp | 2 | 100 | 203771 | Living Room
Wall Mount | Incandescent |  | Globe | 5 | 40 | 203772 | Bathroom
Ceiling Fan | Incandescent |  | Standard A Lamp | 1 | 60 | 203772 | Bathroom
Wall Mount | Incandescent |  | Standard A Lamp | 1 | 40 | 203773 | Other
Wall Mount | Incandescent |  | Reflector | 1 | 150 | 203773 | Other
Chandelier (Hanging) | Incandescent |  | Mini base | 4 | 25 | 203774 | Dining Room
Ceiling Fixture | Incandescent |  | Standard A Lamp | 1 | 100 | 203775 | Hall
Ceiling Fixture | Linear Fluorescent | 42 | T-12 | 2 | 40 | 203776 | Kitchen
Ceiling Fixture | Incandescent |  | Standard A Lamp | 2 | 100 | 203776 | Kitchen
Other | Incandescent |  | Reflector | 1 | 40 | 203776 | Kitchen
Ceiling Fixture | Linear Fluorescent | 42 | T-12 | 2 | 40 | 203777 | Laundry Room
Wall Mount | Incandescent |  | Globe | 5 | 40 | 203778 | Bathroom
Ceiling Fan | Incandescent |  | Standard A Lamp | 1 | 60 | 203778 | Bathroom
Table | Incandescent |  | Mini base | 6 | 25 | 203779 | Master Bedroom
Table | Incandescent |  | Standard A Lamp | 1 | 75 | 203779 | Master Bedroom
Ceiling Fixture | Incandescent |  | Standard A Lamp | 1 | 100 | 203779 | Master Bedroom
Table | Incandescent |  | Standard A Lamp | 1 | 60 | 2037710 | Office
Table | Incandescent |  | Mini base | 1 | 25 | 2037710 | Office
Ceiling Fixture | Incandescent |  | Standard A Lamp | 2 | 100 | 2037711 | Bedroom
Table | Incandescent |  | Standard A Lamp | 1 | 60 | 2037711 | Bedroom
Ceiling Fixture | Incandescent |  | Mini base | 3 | 25 | 2037712 | Hall
Ceiling Fixture | Compact Fluorescent |  | Twist | 2 | 15 | 203781 | Office
Ceiling Fixture | Linear Fluorescent | 24 | T-12 | 2 | 20 | 203782 | Bathroom
Ceiling Fixture | Compact Fluorescent |  | Twist | 1 | 15 | 203782 | Bathroom
Ceiling Fixture | Incandescent |  | Standard A Lamp | 1 | 60 | 203783 | Bathroom
Ceiling Fixture | Linear Fluorescent | 48 | T-12 | 2 | 40 | 203783 | Bathroom
Track | Incandescent |  | Reflector | 3 | 30 | 203783 | Bathroom
Floor lamp | Compact Fluorescent |  | Twist | 1 | 22 | 203783 | Bathroom
Floor lamp | Compact Fluorescent |  | Twist | 1 | 15 | 203783 | Bathroom
Ceiling Fixture | Linear Fluorescent | 24 | T-12 | 1 | 20 | 203784 | Kitchen
Ceiling Fixture | Incandescent |  | Standard A Lamp | 1 | 60 | 203785 | Laundry Room
Ceiling Fixture | Incandescent |  | Standard A Lamp | 2 | 60 | 203786 | Master Bedroom
Table | Compact Fluorescent |  | Twist | 1 | 15 | 203786 | Master Bedroom
Ceiling Fixture | Incandescent |  | Standard A Lamp | 1 | 75 | 203787 | Closet
Ceiling Fixture | Linear Fluorescent | 24 | T-12 | 2 | 20 | 203788 | Bathroom
Ceiling Fixture | Incandescent |  | Standard A Lamp | 1 | 60 | 203788 | Bathroom
Ceiling Fixture | Compact Fluorescent |  | Twist | 1 | 15 | 203911 | Master Bedroom
Torchiere | Compact Fluorescent |  | Twist | 1 | 22 | 203911 | Master Bedroom
Table | Incandescent |  | Standard A Lamp | 1 | 60 | 203912 | Bathroom
Ceiling Fixture | Linear Fluorescent | 48 | T-12 | 2 | 40 | 203912 | Bathroom
Ceiling Fixture | Compact Fluorescent |  | Twist | 1 | 15 | 203914 | Bedroom
Chandelier (Hanging) | Incandescent |  | Decorative | 5 | 40 | 203915 | Kitchen
Ceiling Fixture | Incandescent |  | Standard A Lamp | 1 | 60 | 203916 | Living Room
Ceiling Fixture | Incandescent |  | Standard A Lamp | 1 | 60 | 203917 | Garage
Ceiling Fixture | Compact Fluorescent |  | Twist | 2 | 15 | 204011 | Kitchen
Ceiling Fixture | Linear Fluorescent | 48 | T-12 | 2 | 32 | 204011 | Kitchen
Ceiling Fixture | Incandescent |  | Standard A Lamp | 1 | 100 | 204012 | Laundry Room
Ceiling Fixture | Incandescent |  | Standard A Lamp | 2 | 60 | 204013 | Bedroom
Table | Incandescent |  | Standard A Lamp | 1 | 60 | 204013 | Bedroom
Ceiling Fixture | Incandescent |  | Standard A Lamp | 2 | 100 | 204014 | Living Room
Table | Incandescent |  | Standard A Lamp | 1 | 100 | 204014 | Living Room
Ceiling Fixture | Compact Fluorescent |  | Twist | 4 | 15 | 204015 | Dining Room
Track | Incandescent |  | Decorative | 4 | 25 | 204016 | Bathroom
Ceiling Fixture | Incandescent |  | Standard A Lamp | 2 | 100 | 204017 | Bedroom
Table | Incandescent |  | Standard A Lamp | 1 | 100 | 204018 | Family Room
Table | Incandescent |  | Decorative | 2 | 40 | 204018 | Family Room
Table | Incandescent |  | Standard A Lamp | 1 | 100 | 204019 | Master Bedroom
Table | Compact Fluorescent |  | Other | 1 | 42 | 204019 | Master Bedroom
Ceiling Fixture | Incandescent |  | Standard A Lamp | 1 | 100 | 204019 | Master Bedroom
Track | Incandescent |  | Decorative | 4 | 40 | 2040110 | Bathroom
Ceiling Fixture | Compact Fluorescent |  | Twist | 2 | 22 | 204291 | Bathroom
Ceiling Fixture | Compact Fluorescent |  | Twist | 2 | 22 | 204292 | Bathroom
Ceiling Fan | Compact Fluorescent |  | Twist | 3 | 22 | 204293 | Bedroom
Ceiling Fan | Compact Fluorescent |  | Twist | 3 | 22 | 204294 | Bedroom
Chandelier (Hanging) | Compact Fluorescent |  | Straight Tube | 1 | 22 | 204295 | Dining Room
Ceiling Fan | Compact Fluorescent |  | Twist | 3 | 22 | 204296 | Other
Floor lamp | Compact Fluorescent |  | Twist | 1 | 22 | 204297 | Family Room
Ceiling Fixture | Incandescent |  | Standard A Lamp | 1 | 60 | 204298 | Garage
Ceiling Fixture | Linear Fluorescent | 48 | T-8 | 2 | 40 | 204298 | Garage
Ceiling Fixture | Compact Fluorescent |  | Twist | 2 | 22 | 204299 | Hall
Ceiling Fixture | Incandescent |  | Standard A Lamp | 1 | 60 | 2042910 | Hall
Ceiling Fixture | Compact Fluorescent |  | Twist | 2 | 22 | 2042911 | Kitchen
Track | Incandescent |  | Standard A Lamp | 3 | 40 | 2042912 | Laundry Room
Floor lamp | Compact Fluorescent |  | Twist | 2 | 15 | 2042913 | Living Room
Ceiling Fan | Incandescent |  | Standard A Lamp | 4 | 60 | 2042914 | Master Bedroom
Ceiling Fixture | Compact Fluorescent |  | Twist | 1 | 15 | 2042915 | Other
Wall Mount | Incandescent |  | Mini base | 6 | 25 | 204391 | Bathroom
Wall Mount | Compact Fluorescent |  | Twist | 1 | 15 | 204392 | Bedroom
Wall Mount | Incandescent |  | Standard A Lamp | 1 | 60 | 204392 | Bedroom
Table | Incandescent |  | Standard A Lamp | 1 | 60 | 204392 | Bedroom
Wall Mount | Compact Fluorescent |  | Twist | 1 | 15 | 204393 | Hall
Ceiling Fixture | Compact Fluorescent |  | Twist | 3 | 15 | 204394 | Kitchen
Ceiling Fan | Compact Fluorescent |  | Twist | 4 | 15 | 204395 | Living Room
Torchiere | Compact Fluorescent |  | Twist | 2 | 15 | 204395 | Living Room
Wall Mount | Incandescent |  | Standard A Lamp | 1 | 60 | 204395 | Living Room
Wall Mount | Compact Fluorescent |  | A shape bulb | 1 | 15 | 204396 | Office
Wall Mount | Incandescent |  | Globe | 5 | 40 | 204641 | Bathroom
Ceiling Fixture | Incandescent |  | Standard A Lamp | 2 | 60 | 204642 | Bedroom
Table | Incandescent |  | Standard A Lamp | 1 | 40 | 204642 | Bedroom
Ceiling Fixture | Incandescent |  | Standard A Lamp | 2 | 60 | 204643 | Bedroom
Table | Incandescent |  | Globe | 1 | 25 | 204643 | Bedroom
Chandelier (Hanging) | Incandescent |  | Standard A Lamp | 3 | 75 | 204644 | Dining Room
Table | Incandescent |  | Decorative | 1 | 5 | 204644 | Dining Room
Ceiling Fixture | Incandescent |  | Globe | 3 | 40 | 204645 | Hall
Ceiling Fixture | Incandescent |  | Standard A Lamp | 1 | 60 | 204646 | Hall
Ceiling Fixture | Linear Fluorescent | 48 | T-12 | 2 | 32 | 204647 | Kitchen
Ceiling Fixture | Halogen |  | PAR | 2 | 50 | 204647 | Kitchen
Recessed - other | Linear Fluorescent | 48 | T-12 | 2 | 32 | 204648 | Laundry Room
Recessed - other | Linear Fluorescent | 48 | T-12 | 2 | 32 | 204649 | Laundry Room
Wall Mount | Incandescent |  | Globe | 5 | 40 | 2046410 | Bathroom
Ceiling Fixture | Incandescent |  | Standard A Lamp | 1 | 60 | 2046410 | Bathroom
Table | Incandescent |  | Standard A Lamp | 1 | 60 | 2046411 | Master Bedroom
Ceiling Fixture | Linear Fluorescent | 48 | T-12 | 2 | 32 | 2046412 | Bedroom
Ceiling Fixture | Incandescent |  | Standard A Lamp | 2 | 60 | 2046413 | Office
Table | Incandescent |  | Standard A Lamp | 1 | 60 | 2046413 | Office
Ceiling Fixture | Compact Fluorescent |  | Twist | 2 | 15 | 204651 | Bathroom
Wall Mount | Incandescent |  | Globe | 8 | 60 | 204651 | Bathroom
Wall Mount | Incandescent |  | Globe | 4 | 60 | 204652 | Bathroom
Ceiling Fixture | Incandescent |  | Standard A Lamp | 2 | 60 | 204653 | Bedroom
Ceiling Fixture | Incandescent |  | Standard A Lamp | 2 | 65 | 204654 | Bedroom
Ceiling Fixture | Incandescent |  | Standard A Lamp | 1 | 60 | 204654 | Bedroom
Ceiling Fixture | Incandescent |  | Standard A Lamp | 2 | 60 | 204655 | Bedroom
Ceiling Fixture | Incandescent |  | Standard A Lamp | 1 | 60 | 204656 | Hall
Chandelier (Hanging) | Incandescent |  | Standard A Lamp | 3 | 60 | 204657 | Kitchen
Ceiling Fixture | Linear Fluorescent | 48 | T-8 | 2 | 32 | 204657 | Kitchen
Ceiling Fixture | Incandescent |  | Standard A Lamp | 3 | 60 | 204657 | Kitchen
Ceiling Fixture | Incandescent |  | Reflector | 1 | 50 | 204657 | Kitchen
Recessed - other | Incandescent |  | Standard A Lamp | 1 | 60 | 204657 | Kitchen
Ceiling Fixture | Incandescent |  | Standard A Lamp | 2 | 60 | 204658 | Laundry Room
Ceiling Fan | Compact Fluorescent |  | Circline (Screw Base) | 1 | 22 | 204659 | Living Room
Ceiling Fixture | Linear Fluorescent | 48 | T-12 | 1 | 40 | 2046510 | Office
Ceiling Fixture | Compact Fluorescent |  | Twist | 1 | 15 | 204701 | Bathroom
Ceiling Fixture | Incandescent |  | Standard A Lamp | 1 | 100 | 204702 | Bathroom
Table | Incandescent |  | Standard A Lamp | 1 | 60 | 204703 | Bathroom
Floor lamp | Incandescent |  | Standard A Lamp | 1 | 60 | 204704 | Bedroom
Table | Incandescent |  | 3-Way Incandescent | 1 | 100 | 204705 | Family Room
Floor lamp | Compact Fluorescent |  | Twist | 1 | 15 | 204705 | Family Room
Floor lamp | Incandescent |  | 3-Way Incandescent | 1 | 100 | 204705 | Family Room
Ceiling Fan | Incandescent |  | Standard A Lamp | 4 | 60 | 204706 | Kitchen
Ceiling Fixture | Linear Fluorescent | 24 | T-12 | 2 | 20 | 204706 | Kitchen
Ceiling Fixture | Incandescent |  | Standard A Lamp | 2 | 60 | 204707 | Laundry Room
Ceiling Fixture | Compact Fluorescent |  | Twist | 2 | 25 | 204841 | Bathroom
Ceiling Fixture | Linear Fluorescent | 24 | T-12 | 1 | 20 | 204841 | Bathroom
Ceiling Fixture | Linear Fluorescent | 24 | T-12 | 1 | 20 | 204842 | Bathroom
Ceiling Fixture | Compact Fluorescent |  | Twist | 2 | 20 | 204842 | Bathroom
Ceiling Fixture | Compact Fluorescent |  | Twist | 2 | 20 | 204843 | Bedroom
Table | Compact Fluorescent |  | Twist | 1 | 20 | 204843 | Bedroom
Ceiling Fixture | Compact Fluorescent |  | Twist | 2 | 20 | 204844 | Bedroom
Table | Compact Fluorescent |  | Twist | 1 | 20 | 204844 | Bedroom
Chandelier (Hanging) | Compact Fluorescent |  | Twist | 5 | 20 | 204845 | Living Room
Torchiere | Halogen |  | Quartz Tube | 1 | 150 | 204846 | Family Room
Table | Compact Fluorescent |  | Twist | 1 | 20 | 204846 | Family Room
Ceiling Fixture | Compact Fluorescent |  | Twist | 1 | 20 | 204847 | Hall
Ceiling Fixture | Linear Fluorescent | 48 | T-12 | 4 | 34 | 204848 | Kitchen
Ceiling Fixture | Compact Fluorescent |  | Twist | 1 | 20 | 204848 | Kitchen
Ceiling Fixture | Compact Fluorescent |  | Twist | 2 | 20 | 204849 | Laundry Room
Ceiling Fixture | Compact Fluorescent |  | Twist | 1 | 20 | 2048410 | Living Room
Table | Compact Fluorescent |  | Twist | 1 | 20 | 2048410 | Living Room
Ceiling Fan | Compact Fluorescent |  | Twist | 3 | 13 | 2048411 | Other
Floor lamp | Compact Fluorescent |  | Twist | 1 | 13 | 2048411 | Other
Ceiling Fixture | Compact Fluorescent |  | Twist | 2 | 20 | 2048412 | Other
Ceiling Fixture | Incandescent |  | Standard A Lamp | 1 | 40 | 205111 | Closet
Chandelier (Hanging) | Compact Fluorescent |  | Twist | 1 | 22 | 205112 | Living Room
Ceiling Fixture | Incandescent |  | Standard A Lamp | 1 | 90 | 205113 | Kitchen
Ceiling Fixture | Compact Fluorescent |  | Twist | 2 | 22 | 205113 | Kitchen
Wall Mount | Compact Fluorescent |  | Twist | 1 | 7 | 205114 | Hall
Ceiling Fixture | Incandescent |  | Standard A Lamp | 1 | 40 | 205115 | Bathroom
Table | Incandescent |  | Standard A Lamp | 1 | 60 | 205116 | Bedroom
Table | Incandescent |  | Decorative | 1 | 40 | 205117 | Office
Table | Incandescent |  | Standard A Lamp | 1 | 65 | 205117 | Office
Wall Mount | Incandescent |  | Standard A Lamp | 2 | 65 | 205118 | Bathroom
Table | Incandescent |  | Standard A Lamp | 1 | 15 | 205119 | Master Bedroom
Table | Compact Fluorescent |  | Twist | 1 | 15 | 205171 | Bathroom
Ceiling Fixture | Incandescent |  | Standard A Lamp | 2 | 60 | 205172 | Bathroom
Wall Mount | Incandescent |  | Globe | 3 | 60 | 205172 | Bathroom
Table | Compact Fluorescent |  | Twist | 1 | 15 | 205173 | Living Room
Chandelier (Hanging) | Incandescent |  | Standard A Lamp | 1 | 60 | 205174 | Dining Room
Ceiling Fixture | Incandescent |  | Standard A Lamp | 2 | 60 | 205175 | Kitchen
Wall Mount | Incandescent |  | Globe | 3 | 40 | 205176 | Bathroom
Table | Compact Fluorescent |  | Twist | 1 | 15 | 205178 | Bedroom
Ceiling Fixture | Incandescent |  | Standard A Lamp | 2 | 60 | 205179 | Laundry Room
Ceiling Fixture | Incandescent |  | Standard A Lamp | 1 | 75 | 205351 | Bedroom
Table | Incandescent |  | Standard A Lamp | 1 | 75 | 205351 | Bedroom
Ceiling Fixture | Incandescent |  | Standard A Lamp | 2 | 75 | 205352 | Bedroom
Ceiling Fixture | Compact Fluorescent |  | Twist | 1 | 15 | 205352 | Bedroom
Ceiling Fixture | Incandescent |  | Standard A Lamp | 1 | 75 | 205353 | Kitchen
Wall Mount | Compact Fluorescent |  | Twist | 1 | 15 | 205353 | Kitchen
Ceiling Fixture | Compact Fluorescent |  | Twist | 2 | 15 | 205354 | Living Room
Ceiling Fixture | Incandescent |  | Standard A Lamp | 2 | 75 | 205355 | Master Bedroom
Wall Mount | Incandescent |  | Globe | 3 | 40 | 205411 | Bathroom
Ceiling Fixture | Incandescent |  | Standard A Lamp | 2 | 60 | 205412 | Bedroom
Ceiling Fixture | Compact Fluorescent |  | Twist | 2 | 15 | 205413 | Hall
Ceiling Fixture | Compact Fluorescent |  | Twist | 2 | 15 | 205414 | Kitchen
Chandelier (Hanging) | Compact Fluorescent |  | Twist | 1 | 15 | 205414 | Kitchen
Ceiling Fan | Compact Fluorescent |  | Twist | 1 | 15 | 205414 | Kitchen
Wall Mount | Incandescent |  | Globe | 3 | 40 | 205415 | Bathroom
Ceiling Fixture | Compact Fluorescent |  | Twist | 2 | 15 | 205416 | Bedroom
Table | Incandescent |  | Standard A Lamp | 1 | 75 | 205416 | Bedroom
Ceiling Fixture | Compact Fluorescent |  | Twist | 2 | 13 | 205417 | Laundry Room
Ceiling Fixture | Linear Fluorescent | 48 | T-12 | 2 | 40 | 205418 | Garage
Table | Incandescent |  | Standard A Lamp | 1 | 75 | 205419 | Living Room
Floor lamp | Halogen |  | Quartz Tube | 1 | 100 | 205419 | Living Room
Ceiling Fixture | Incandescent |  | Standard A Lamp | 2 | 60 | 2054110 | Bedroom
Table | Incandescent |  | Decorative | 2 | 40 | 2054110 | Bedroom
Wall Mount | Compact Fluorescent |  | Globe | 3 | 22 | 205421 | Bathroom
Ceiling Fixture | Compact Fluorescent |  | Twist | 2 | 15 | 205422 | Bathroom
Wall Mount | Compact Fluorescent |  | Twist | 3 | 22 | 205422 | Bathroom
Ceiling Fixture | Compact Fluorescent |  | Twist | 1 | 22 | 205423 | Bedroom
Ceiling Fixture | Compact Fluorescent |  | Twist | 1 | 15 | 205424 | Hall
Chandelier (Hanging) | Compact Fluorescent |  | Twist | 1 | 22 | 205425 | Living Room
Table | Compact Fluorescent |  | Twist | 1 | 15 | 205425 | Living Room
Floor lamp | Compact Fluorescent |  | Twist | 1 | 15 | 205425 | Living Room
Ceiling Fixture | Compact Fluorescent |  | Twist | 1 | 22 | 205425 | Living Room
Ceiling Fixture | Compact Fluorescent |  | Twist | 2 | 15 | 205426 | Master Bedroom
Ceiling Fixture | Incandescent |  | Standard A Lamp | 2 | 40 | 205921 | Bedroom
Wall Mount | Incandescent |  | Globe | 2 | 90 | 205921 | Bedroom
Torchiere | Incandescent |  | 3-Way Incandescent | 1 | 75 | 205921 | Bedroom
Chandelier (Hanging) | Incandescent |  | Standard A Lamp | 2 | 60 | 205922 | Master Bedroom
Table | Incandescent |  | Globe | 1 | 60 | 205923 | Family Room
Ceiling Fixture | Incandescent |  | Standard A Lamp | 1 | 60 | 205924 | Dining Room
Ceiling Fixture | Incandescent |  | Standard A Lamp | 1 | 60 | 205925 | Kitchen
Ceiling Fixture | Incandescent |  | Standard A Lamp | 1 | 60 | 205926 | Laundry Room
Torchiere | Incandescent |  | Standard A Lamp | 1 | 60 | 205927 | Living Room
Table | Incandescent |  | Standard A Lamp | 1 | 60 | 205927 | Living Room
Wall Mount | Incandescent |  | Globe | 1 | 90 | 205928 | Bathroom
Ceiling Fixture | Incandescent |  | Standard A Lamp | 1 | 60 | 205929 | Bedroom
Wall Mount | Incandescent |  | Standard A Lamp | 5 | 60 | 206111 | Bathroom
Ceiling Fixture | Incandescent |  | Standard A Lamp | 3 | 60 | 206111 | Bathroom
Ceiling Fixture | Incandescent |  | Standard A Lamp | 1 | 60 | 206112 | Hall
Table | Incandescent |  | Standard A Lamp | 1 | 60 | 206113 | Bedroom
Wall Mount | Incandescent |  | Standard A Lamp | 1 | 60 | 206114 | Master Bedroom
Wall Mount | Incandescent |  | 3-Way Incandescent | 1 | 100 | 206114 | Master Bedroom
Ceiling Fan | Incandescent |  | Standard A Lamp | 3 | 60 | 206115 | Dining Room
Table | Incandescent |  | 3-Way Incandescent | 1 | 100 | 206116 | Living Room
Floor lamp | Incandescent |  | Standard A Lamp | 1 | 60 | 206116 | Living Room
Ceiling Fixture | Incandescent |  | Standard A Lamp | 2 | 60 | 206116 | Living Room
Ceiling Fan | Incandescent |  | Standard A Lamp | 3 | 40 | 206116 | Living Room
Ceiling Fixture | Linear Fluorescent | 48 | T-12 | 2 | 40 | 206117 | Kitchen
Architectural | Incandescent |  | Reflector | 2 | 40 | 206117 | Kitchen
Ceiling Fixture | Incandescent |  | Standard A Lamp | 1 | 60 | 206118 | Laundry Room
Ceiling Fixture | Incandescent |  | Standard A Lamp | 1 | 60 | 206119 | Office
Table | Halogen |  | Other | 1 | 30 | 206119 | Office
Wall Mount | Incandescent |  | Mini base | 2 | 60 | 2061110 | Bedroom
Table | Incandescent |  | Mini base | 1 | 60 | 2061110 | Bedroom
Wall Mount | Compact Fluorescent |  | A shape bulb | 1 | 15 | 2061111 | Bathroom
Wall Mount | Incandescent |  | Standard A Lamp | 1 | 60 | 2061111 | Bathroom
Ceiling Fixture | Incandescent |  | Standard A Lamp | 1 | 60 | 2061111 | Bathroom
Wall Mount | Compact Fluorescent |  | Twist | 1 | 15 | 206211 | Bathroom
Table | Compact Fluorescent |  | Twist | 1 | 15 | 206212 | Bedroom
Floor lamp | Compact Fluorescent |  | Twist | 3 | 15 | 206212 | Bedroom
Ceiling Fixture | Compact Fluorescent |  | Twist | 1 | 15 | 206213 | Bedroom
Ceiling Fixture | Incandescent |  | Standard A Lamp | 1 | 60 | 206214 | Bedroom
Ceiling Fixture | Compact Fluorescent |  | Twist | 1 | 15 | 206215 | Hall
Ceiling Fixture | Compact Fluorescent |  | Twist | 1 | 15 | 206216 | Kitchen
Table | Compact Fluorescent |  | Twist | 1 | 15 | 206216 | Kitchen
Ceiling Fixture | Compact Fluorescent |  | Twist | 1 | 15 | 206217 | Laundry Room
Table | Compact Fluorescent |  | Twist | 1 | 15 | 206218 | Living Room
Ceiling Fixture | Compact Fluorescent |  | Twist | 1 | 22 | 206301 | Other
Ceiling Fixture | Compact Fluorescent |  | Twist | 2 | 22 | 206302 | Bathroom
Ceiling Fixture | Incandescent |  | Standard A Lamp | 2 | 60 | 206303 | Bathroom
Ceiling Fixture | Compact Fluorescent |  | Twist | 2 | 28 | 206304 | Bedroom
Ceiling Fixture | Incandescent |  | Standard A Lamp | 2 | 60 | 206305 | Bedroom
Chandelier (Hanging) | Incandescent |  | Decorative | 5 | 40 | 206306 | Dining Room
Ceiling Fixture | Compact Fluorescent |  | Twist | 2 | 22 | 206307 | Hall
Ceiling Fixture | Compact Fluorescent |  | Twist | 2 | 22 | 206308 | Kitchen
Ceiling Fixture | Compact Fluorescent |  | Twist | 2 | 15 | 206309 | Kitchen
Ceiling Fixture | Compact Fluorescent |  | Twist | 2 | 15 | 2063010 | Laundry Room
Ceiling Fan | Incandescent |  | Standard A Lamp | 5 | 60 | 2063011 | Living Room
Ceiling Fixture | Incandescent |  | Reflector | 2 | 60 | 2063011 | Living Room
Wall Mount | Incandescent |  | Standard A Lamp | 4 | 60 | 206391 | Bathroom
Ceiling Fixture | Incandescent |  | Standard A Lamp | 2 | 60 | 206392 | Bedroom
Table | Incandescent |  | Standard A Lamp | 1 | 60 | 206392 | Bedroom
Ceiling Fixture | Incandescent |  | Standard A Lamp | 1 | 60 | 206393 | Closet
Ceiling Fixture | Compact Fluorescent |  | Twist | 2 | 15 | 206394 | Bedroom
Ceiling Fixture | Incandescent |  | Standard A Lamp | 1 | 60 | 206395 | Closet
Table | Incandescent |  | Standard A Lamp | 1 | 60 | 206395 | Closet
Chandelier (Hanging) | Compact Fluorescent |  | Twist | 5 | 15 | 206396 | Dining Room
Ceiling Fixture | Incandescent |  | Globe | 1 | 60 | 206397 | Family Room
Floor lamp | Compact Fluorescent |  | Twist | 4 | 15 | 206397 | Family Room
Ceiling Fixture | Incandescent |  | Standard A Lamp | 2 | 60 | 206398 | Hall
Recessed Can | Incandescent |  | Reflector | 1 | 65 | 206399 | Kitchen
Ceiling Fixture | Incandescent |  | Standard A Lamp | 2 | 60 | 2063910 | Laundry Room
Ceiling Fixture | Incandescent |  | Standard A Lamp | 1 | 60 | 2063911 | Living Room
Floor lamp | Compact Fluorescent |  | Twist | 2 | 15 | 2063911 | Living Room
Ceiling Fixture | Incandescent |  | Standard A Lamp | 1 | 60 | 2063912 | Bathroom
Wall Mount | Incandescent |  | Standard A Lamp | 3 | 60 | 2063912 | Bathroom
Table | Incandescent |  | Decorative | 3 | 25 | 2063913 | Bedroom
Ceiling Fixture | Incandescent |  | Standard A Lamp | 1 | 60 | 2063914 | Closet
Track | Compact Fluorescent |  | Twist | 4 | 15 | 206541 | Bathroom
Table | Compact Fluorescent |  | Twist | 1 | 15 | 206542 | Bedroom
Table | Incandescent |  | Standard A Lamp | 1 | 40 | 206543 | Master Bedroom
Ceiling Fixture | Compact Fluorescent |  | Twist | 1 | 15 | 206544 | Hall
Ceiling Fixture | Compact Fluorescent |  | Twist | 1 | 15 | 206545 | Kitchen
Ceiling Fixture | Compact Fluorescent |  | Twist | 1 | 15 | 206546 | Living Room
Chandelier (Hanging) | Incandescent |  | Standard A Lamp | 2 | 75 | 206561 | Bathroom
Ceiling Fixture | Incandescent |  | Standard A Lamp | 2 | 60 | 206562 | Bedroom
Ceiling Fixture | Incandescent |  | Standard A Lamp | 1 | 75 | 206562 | Bedroom
Ceiling Fixture | Incandescent |  | Standard A Lamp | 3 | 75 | 206563 | Bedroom
Table | Incandescent |  | Standard A Lamp | 1 | 100 | 206563 | Bedroom
Ceiling Fixture | Incandescent |  | Standard A Lamp | 2 | 65 | 206564 | Hall
Ceiling Fixture | Incandescent |  | Standard A Lamp | 2 | 60 | 206565 | Kitchen
Chandelier (Hanging) | Compact Fluorescent |  | Twist | 1 | 22 | 206565 | Kitchen
Table | Incandescent |  | Standard A Lamp | 1 | 75 | 206566 | Living Room
Ceiling Fixture | Incandescent |  | Standard A Lamp | 1 | 40 | 206811 | Bedroom
Ceiling Fixture | Incandescent |  | Standard A Lamp | 2 | 100 | 206812 | Bathroom
Ceiling Fixture | Incandescent |  | Standard A Lamp | 2 | 75 | 206813 | Bathroom
Ceiling Fixture | Incandescent |  | Standard A Lamp | 2 | 100 | 206814 | Closet
Floor lamp | Incandescent |  | Mini base | 1 | 40 | 206815 | Bedroom
Ceiling Fixture | Incandescent |  | Standard A Lamp | 1 | 75 | 206816 | Bedroom
Recessed Can | Halogen |  | PAR | 1 | 30 | 206817 | Living Room
Ceiling Fixture | Incandescent |  | Standard A Lamp | 3 | 75 | 206817 | Living Room
Ceiling Fixture | Incandescent |  | Standard A Lamp | 1 | 75 | 206818 | Hall
Ceiling Fan | Incandescent |  | Standard A Lamp | 1 | 75 | 206819 | Kitchen
Ceiling Fixture | Incandescent |  | Standard A Lamp | 2 | 75 | 206819 | Kitchen
Ceiling Fixture | Incandescent |  | Standard A Lamp | 2 | 75 | 2068110 | Laundry Room
Recessed Can | Halogen |  | PAR | 1 | 30 | 2068111 | Living Room
Ceiling Fixture | Incandescent |  | Standard A Lamp | 2 | 75 | 2068112 | Master Bedroom
Other | Incandescent |  | Standard A Lamp | 1 | 75 | 2068113 | Other
Wall Mount | Incandescent |  | Globe | 4 | 40 | 206821 | Bathroom
Ceiling Fixture | Incandescent |  | Standard A Lamp | 1 | 40 | 206821 | Bathroom
Floor lamp | Incandescent |  | Standard A Lamp | 1 | 40 | 206822 | Family Room
Torchiere | Halogen |  | Quartz Tube | 1 | 100 | 206822 | Family Room
Ceiling Fixture | Incandescent |  | Decorative | 1 | 60 | 206823 | Hall
Torchiere | Halogen |  | Quartz Tube | 1 | 100 | 206824 | Kitchen
Wall Mount | Incandescent |  | Standard A Lamp | 1 | 60 | 206824 | Kitchen
Chandelier (Hanging) | Incandescent |  | Standard A Lamp | 1 | 60 | 206824 | Kitchen
Wall Mount | Incandescent |  | Standard A Lamp | 1 | 60 | 206824 | Kitchen
Ceiling Fixture | Linear Fluorescent | 48 | T-8 | 2 | 32 | 206824 | Kitchen
Chandelier (Hanging) | Incandescent |  | Decorative | 6 | 40 | 206825 | Living Room
Ceiling Fixture | Incandescent |  | Standard A Lamp | 1 | 60 | 206825 | Living Room
Wall Mount | Incandescent |  | Globe | 4 | 40 | 206826 | Bathroom
Floor lamp | Incandescent |  | 3-Way Incandescent | 1 | 150 | 206827 | Master Bedroom
Track | Incandescent |  | Reflector | 2 | 75 | 206827 | Master Bedroom
Ceiling Fixture | Incandescent |  | Standard A Lamp | 1 | 60 | 206828 | Laundry Room
Ceiling Fixture | Linear Fluorescent | 48 | T-12 | 2 | 40 | 206828 | Laundry Room
Ceiling Fixture | Incandescent |  | Reflector | 2 | 60 | 206828 | Laundry Room
Ceiling Fixture | Incandescent |  | Standard A Lamp | 1 | 40 | 206891 | Bathroom
Wall Mount | Halogen |  | Quartz Tube | 2 | 75 | 206891 | Bathroom
Wall Mount | Incandescent |  | Standard A Lamp | 2 | 75 | 206891 | Bathroom
Table | Incandescent |  | Reflector | 1 | 25 | 206891 | Bathroom
Recessed - other | Incandescent |  | Standard A Lamp | 1 | 60 | 206892 | Bedroom
Table | Incandescent |  | Standard A Lamp | 1 | 90 | 206893 | Bedroom
Table | Incandescent |  | Standard A Lamp | 1 | 60 | 206894 | Bedroom
Ceiling Fixture | Incandescent |  | Standard A Lamp | 1 | 75 | 206895 | Closet
Table | Incandescent |  | Standard A Lamp | 1 | 75 | 206896 | Dining Room
Ceiling Fixture | Incandescent |  | Standard A Lamp | 1 | 75 | 206896 | Dining Room
Table | Incandescent |  | Standard A Lamp | 1 | 75 | 206897 | Kitchen
Table | Halogen |  | Quartz Tube | 1 | 30 | 206897 | Kitchen
Table | Compact Fluorescent |  | Twist | 1 | 15 | 206897 | Kitchen
Ceiling Fan | Incandescent |  | Standard A Lamp | 1 | 40 | 206897 | Kitchen
Chandelier (Hanging) | Incandescent |  | Standard A Lamp | 1 | 40 | 206897 | Kitchen
Ceiling Fixture | Incandescent |  | Standard A Lamp | 1 | 40 | 206897 | Kitchen
Table | Incandescent |  | Standard A Lamp | 1 | 90 | 206898 | Living Room
Table | Compact Fluorescent |  | Twist | 1 | 15 | 206898 | Living Room
Wall Mount | Halogen |  | Other | 3 | 30 | 206899 | Bathroom
Table | Incandescent |  | Mini base | 1 | 25 | 206899 | Bathroom
Table | Incandescent |  | Standard A Lamp | 1 | 60 | 2068910 | Master Bedroom
Table | Compact Fluorescent |  | Twist | 1 | 15 | 2068910 | Master Bedroom
Ceiling Fan | Halogen |  | Other | 1 | 25 | 2068910 | Master Bedroom
Ceiling Fixture | Incandescent |  | Standard A Lamp | 1 | 75 | 2068911 | Laundry Room
Ceiling Fixture | Incandescent |  | Standard A Lamp | 1 | 40 | 206971 | Bathroom
Ceiling Fixture | Incandescent |  | Standard A Lamp | 1 | 60 | 206972 | Bathroom
Wall Mount | Incandescent |  | Globe | 4 | 40 | 206972 | Bathroom
Torchiere | Incandescent |  | Standard A Lamp | 2 | 65 | 206973 | Bedroom
Table | Incandescent |  | Standard A Lamp | 1 | 60 | 206973 | Bedroom
Ceiling Fixture | Incandescent |  | Standard A Lamp | 1 | 60 | 206973 | Bedroom
Ceiling Fixture | Incandescent |  | Standard A Lamp | 2 | 40 | 206974 | Bedroom
Ceiling Fixture | Incandescent |  | Standard A Lamp | 1 | 60 | 206975 | Hall
Ceiling Fixture | Linear Fluorescent | 48 | T-8 | 2 | 40 | 206976 | Kitchen
Ceiling Fixture | Incandescent |  | Standard A Lamp | 1 | 40 | 206977 | Laundry Room
Torchiere | Incandescent |  | Standard A Lamp | 1 | 60 | 206978 | Living Room
Ceiling Fan | Incandescent |  | Standard A Lamp | 1 | 60 | 206978 | Living Room
Table | Incandescent |  | Standard A Lamp | 1 | 100 | 206978 | Living Room
Ceiling Fixture | Incandescent |  | Standard A Lamp | 2 | 60 | 206979 | Master Bedroom
Table | Incandescent |  | Standard A Lamp | 1 | 40 | 206979 | Master Bedroom
Chandelier (Hanging) | Incandescent |  | Decorative | 3 | 25 | 2069710 | Other
Wall Mount | Incandescent |  | Standard A Lamp | 2 | 60 | 207221 | Bathroom
Ceiling Fixture | Incandescent |  | Standard A Lamp | 1 | 75 | 207222 | Bathroom
Ceiling Fixture | Incandescent |  | Standard A Lamp | 1 | 60 | 207223 | Bathroom
Ceiling Fixture | Compact Fluorescent |  | Twist | 2 | 15 | 207223 | Bathroom
Chandelier (Hanging) | Incandescent |  | Standard A Lamp | 1 | 60 | 207224 | Bedroom
Chandelier (Hanging) | Incandescent |  | Standard A Lamp | 1 | 60 | 207225 | Hall
Ceiling Fixture | Incandescent |  | Standard A Lamp | 1 | 75 | 207226 | Kitchen
Chandelier (Hanging) | Incandescent |  | Decorative | 5 | 40 | 207226 | Kitchen
Ceiling Fixture | Linear Fluorescent | 48 | T-12 | 2 | 32 | 207227 | Laundry Room
Table | Incandescent |  | Standard A Lamp | 1 | 100 | 207228 | Living Room
Floor lamp | Incandescent |  | Standard A Lamp | 1 | 75 | 207228 | Living Room
Ceiling Fan | Incandescent |  | Standard A Lamp | 4 | 75 | 207229 | Living Room
Ceiling Fixture | Compact Fluorescent |  | Twist | 2 | 15 | 207229 | Living Room
Ceiling Fixture | Incandescent |  | Standard A Lamp | 1 | 60 | 207229 | Living Room
Ceiling Fixture | Incandescent |  | Standard A Lamp | 2 | 75 | 207229 | Living Room
Wall Mount | Incandescent |  | Standard A Lamp | 1 | 60 | 2072210 | Other
Ceiling Fixture | Incandescent |  | Standard A Lamp | 3 | 60 | 2072211 | Bedroom
Table | Incandescent |  | Standard A Lamp | 1 | 40 | 2072211 | Bedroom
Ceiling Fixture | Incandescent |  | Standard A Lamp | 1 | 75 | 2072212 | Hall
Wall Mount | Incandescent |  | Standard A Lamp | 1 | 75 | 2072213 | Bedroom
Table | Incandescent |  | Standard A Lamp | 2 | 75 | 2072213 | Bedroom
Floor lamp | Incandescent |  | Decorative | 1 | 60 | 2072214 | Bedroom
Table | Incandescent |  | Standard A Lamp | 1 | 40 | 2072214 | Bedroom
Wall Mount | Incandescent |  | Standard A Lamp | 1 | 60 | 2072214 | Bedroom
Ceiling Fixture | Incandescent |  | Standard A Lamp | 2 | 75 | 2072214 | Bedroom
Ceiling Fixture | Compact Fluorescent |  | Twist | 1 | 13 | 207291 | Bedroom
Ceiling Fixture | Compact Fluorescent |  | Twist | 1 | 23 | 207292 | Master Bedroom
Table | Compact Fluorescent |  | Twist | 1 | 15 | 207292 | Master Bedroom
Ceiling Fixture | Compact Fluorescent |  | Twist | 2 | 23 | 207293 | Bathroom
Wall Mount | Compact Fluorescent |  | Twist | 2 | 13 | 207293 | Bathroom
Ceiling Fixture | Compact Fluorescent |  | Twist | 2 | 13 | 207294 | Closet
Table | Compact Fluorescent |  | 3-Way CFL | 1 | 23 | 207295 | Living Room
Ceiling Fixture | Incandescent |  | Standard A Lamp | 3 | 60 | 207296 | Family Room
Ceiling Fixture | Linear Fluorescent | 48 | T-12 | 2 | 40 | 207297 | Kitchen
Ceiling Fixture | Incandescent |  | Mini base | 2 | 40 | 207298 | Laundry Room
Ceiling Fixture | Incandescent |  | Mini base | 2 | 40 | 207299 | Bathroom
Ceiling Fixture | Compact Fluorescent |  | Twist | 2 | 13 | 2072911 | Bedroom
Ceiling Fixture | Compact Fluorescent |  | Twist | 2 | 13 | 2072912 | Hall
Wall Mount | Incandescent |  | Standard A Lamp | 1 | 60 | 207311 | Bathroom
Wall Mount | Incandescent |  | Standard A Lamp | 1 | 60 | 207312 | Bathroom
Ceiling Fixture | Incandescent |  | Standard A Lamp | 2 | 60 | 207313 | Bedroom
Ceiling Fixture | Incandescent |  | Standard A Lamp | 2 | 60 | 207314 | Bedroom
Ceiling Fixture | Incandescent |  | Standard A Lamp | 2 | 60 | 207315 | Bedroom
Ceiling Fixture | Incandescent |  | Standard A Lamp | 5 | 40 | 207316 | Dining Room
Ceiling Fixture | Incandescent |  | Standard A Lamp | 1 | 65 | 207317 | Hall
Ceiling Fixture | Incandescent |  | Standard A Lamp | 2 | 60 | 207318 | Kitchen
Wall Mount | Incandescent |  | Standard A Lamp | 1 | 60 | 207319 | Living Room
Floor lamp | Incandescent |  | Standard A Lamp | 1 | 60 | 207319 | Living Room
Ceiling Fixture | Linear Fluorescent | 48 | T-12 | 2 | 32 | 2073110 | Closet
Wall Mount | Compact Fluorescent |  | Twist | 2 | 15 | 207331 | Bathroom
Ceiling Fixture | Incandescent |  | Other | 1 | 40 | 207331 | Bathroom
Ceiling Fixture | Incandescent |  | Standard A Lamp | 1 | 60 | 207332 | Bedroom
Ceiling Fixture | Compact Fluorescent |  | Twist | 1 | 15 | 207332 | Bedroom
Ceiling Fixture | Compact Fluorescent |  | Twist | 2 | 15 | 207333 | Bedroom
Table | Compact Fluorescent |  | Twist | 1 | 15 | 207333 | Bedroom
Wall Mount | Compact Fluorescent |  | Pin base | 1 | 15 | 207334 | Dining Room
Ceiling Fixture | Incandescent |  | Decorative | 1 | 40 | 207335 | Hall
Chandelier (Hanging) | Compact Fluorescent |  | Decorative | 2 | 7 | 207336 | Kitchen
Architectural | Incandescent |  | Mini base | 2 | 40 | 207336 | Kitchen
Recessed Can | Compact Fluorescent |  | Reflector | 1 | 15 | 207336 | Kitchen
Architectural | Halogen |  | Other | 3 | 20 | 207336 | Kitchen
Ceiling Fixture | Compact Fluorescent |  | Twist | 1 | 22 | 207337 | Living Room
Ceiling Fan | Incandescent |  | Standard A Lamp | 2 | 60 | 207337 | Living Room
Floor lamp | Compact Fluorescent |  | Twist | 1 | 15 | 207337 | Living Room
Table | Compact Fluorescent |  | Twist | 1 | 15 | 207337 | Living Room
Ceiling Fixture | Incandescent |  | Decorative | 3 | 40 | 207338 | Bathroom
Wall Mount | Compact Fluorescent |  | Twist | 3 | 15 | 207338 | Bathroom
Wall Mount | Incandescent |  | Standard A Lamp | 1 | 60 | 207338 | Bathroom
Ceiling Fixture | Incandescent |  | Standard A Lamp | 2 | 60 | 207339 | Master Bedroom
Floor lamp | Compact Fluorescent |  | Twist | 1 | 15 | 207339 | Master Bedroom
Floor lamp | Incandescent |  | Standard A Lamp | 2 | 40 | 207339 | Master Bedroom
Ceiling Fixture | Incandescent |  | Standard A Lamp | 1 | 60 | 2073310 | Office
Ceiling Fixture | Compact Fluorescent |  | Twist | 1 | 15 | 2073310 | Office
Table | Halogen |  | Other | 1 | 20 | 2073310 | Office
Recessed Can | Compact Fluorescent |  | Reflector | 1 | 15 | 2073311 | Laundry Room
Wall Mount | Incandescent |  | Standard A Lamp | 1 | 60 | 207361 | Bedroom
Ceiling Fixture | Compact Fluorescent |  | Twist | 1 | 15 | 207361 | Bedroom
Ceiling Fixture | Incandescent |  | Decorative | 10 | 40 | 207362 | Bedroom
Ceiling Fixture | Incandescent |  | Standard A Lamp | 1 | 65 | 207362 | Bedroom
Ceiling Fixture | Incandescent |  | Decorative | 4 | 40 | 207362 | Bedroom
Wall Mount | Compact Fluorescent |  | Twist | 1 | 15 | 207363 | Hall
Ceiling Fixture | Incandescent |  | Standard A Lamp | 1 | 60 | 207364 | Kitchen
Table | Compact Fluorescent |  | Twist | 1 | 22 | 207364 | Kitchen
Recessed - other | Incandescent |  | Standard A Lamp | 1 | 60 | 207364 | Kitchen
Table | Compact Fluorescent |  | Twist | 1 | 15 | 207365 | Living Room
Ceiling Fixture | Incandescent |  | Decorative | 4 | 40 | 207365 | Living Room
Floor lamp | Incandescent |  | Standard A Lamp | 3 | 60 | 207365 | Living Room
Ceiling Fixture | Incandescent |  | Standard A Lamp | 2 | 40 | 207366 | Bathroom
Ceiling Fixture | Compact Fluorescent |  | Twist | 2 | 22 | 208041 | Bedroom
Ceiling Fixture | Compact Fluorescent |  | Twist | 2 | 22 | 208042 | Bedroom
Ceiling Fixture | Compact Fluorescent |  | Twist | 2 | 22 | 208043 | Bathroom
Ceiling Fixture | Linear Fluorescent | 24 | T-12 | 1 | 20 | 208043 | Bathroom
Ceiling Fixture | Linear Fluorescent | 48 | T-8 | 2 | 40 | 208044 | Dining Room
Ceiling Fixture | Compact Fluorescent |  | Twist | 2 | 22 | 208045 | Hall
Ceiling Fixture | Linear Fluorescent | 48 | T-8 | 2 | 32 | 208046 | Kitchen
Ceiling Fixture | Compact Fluorescent |  | Twist | 2 | 22 | 208047 | Laundry Room
Ceiling Fan | Incandescent |  | Standard A Lamp | 1 | 100 | 208048 | Living Room
Table | Incandescent |  | Mini base | 3 | 25 | 208048 | Living Room
Ceiling Fixture | Compact Fluorescent |  | Twist | 2 | 15 | 208049 | Bathroom
Ceiling Fixture | Linear Fluorescent | 24 | T-12 | 1 | 20 | 208049 | Bathroom
Ceiling Fixture | Compact Fluorescent |  | Twist | 2 | 15 | 2080410 | Closet
Ceiling Fixture | Compact Fluorescent |  | Twist | 2 | 22 | 2080411 | Master Bedroom
Ceiling Fixture | Compact Fluorescent |  | Twist | 2 | 22 | 2080412 | Bedroom
Wall Mount | Compact Fluorescent |  | Twist | 2 | 15 | 208321 | Bathroom
Ceiling Fixture | Compact Fluorescent |  | Twist | 2 | 15 | 208322 | Bedroom
Ceiling Fixture | Compact Fluorescent |  | Twist | 2 | 15 | 208323 | Bedroom
Chandelier (Hanging) | Compact Fluorescent |  | Twist | 3 | 15 | 208324 | Dining Room
Ceiling Fixture | Compact Fluorescent |  | Twist | 1 | 15 | 208325 | Kitchen
Ceiling Fixture | Incandescent |  | Standard A Lamp | 1 | 60 | 208326 | Laundry Room
Table | Compact Fluorescent |  | Twist | 1 | 15 | 208327 | Living Room
Wall Mount | Compact Fluorescent |  | Twist | 2 | 15 | 208328 | Bathroom
Ceiling Fixture | Compact Fluorescent |  | Twist | 2 | 15 | 208329 | Master Bedroom
Wall Mount | Incandescent |  | Mini base | 4 | 40 | 208491 | Bathroom
Ceiling Fixture | Incandescent |  | Standard A Lamp | 1 | 60 | 208491 | Bathroom
Wall Mount | Incandescent |  | Standard A Lamp | 1 | 60 | 208492 | Bedroom
Floor lamp | Incandescent |  | Standard A Lamp | 1 | 60 | 208493 | Bedroom
Wall Mount | Incandescent |  | Standard A Lamp | 1 | 60 | 208493 | Bedroom
Ceiling Fixture | Incandescent |  | Standard A Lamp | 1 | 60 | 208494 | Hall
Ceiling Fixture | Incandescent |  | Standard A Lamp | 1 | 60 | 208495 | Hall
Ceiling Fixture | Incandescent |  | Standard A Lamp | 1 | 60 | 208496 | Kitchen
Chandelier (Hanging) | Incandescent |  | Mini base | 4 | 40 | 208496 | Kitchen
Architectural | Incandescent |  | Standard A Lamp | 1 | 60 | 208496 | Kitchen
Ceiling Fixture | Incandescent |  | Standard A Lamp | 1 | 60 | 208497 | Laundry Room
Table | Incandescent |  | Standard A Lamp | 1 | 75 | 208498 | Living Room
Ceiling Fixture | Incandescent |  | Standard A Lamp | 1 | 100 | 208499 | Bathroom
Wall Mount | Incandescent |  | Standard A Lamp | 3 | 40 | 208499 | Bathroom
Wall Mount | Incandescent |  | Standard A Lamp | 1 | 60 | 2084910 | Master Bedroom
Ceiling Fixture | Compact Fluorescent |  | Twist | 2 | 15 | 208581 | Bathroom
Chandelier (Hanging) | Incandescent |  | Mini base | 6 | 40 | 208582 | Dining Room
Floor lamp | Compact Fluorescent |  | Straight Tube | 1 | 22 | 208582 | Dining Room
Ceiling Fixture | Compact Fluorescent |  | Twist | 2 | 15 | 208583 | Family Room
Wall Mount | Compact Fluorescent |  | Twist | 1 | 15 | 208584 | Hall
Ceiling Fixture | Compact Fluorescent |  | Twist | 2 | 15 | 208585 | Kitchen
Architectural | Incandescent |  | Clear | 1 | 40 | 208585 | Kitchen
Ceiling Fixture | Compact Fluorescent |  | Twist | 2 | 15 | 208586 | Laundry Room
Table | Compact Fluorescent |  | Twist | 1 | 15 | 208587 | Living Room
Ceiling Fixture | Compact Fluorescent |  | Twist | 2 | 15 | 208588 | Bathroom
Wall Mount | Compact Fluorescent |  | Twist | 1 | 15 | 208589 | Master Bedroom
Table | Incandescent |  | Standard A Lamp | 1 | 75 | 208589 | Master Bedroom
Wall Mount | Incandescent |  | Standard A Lamp | 1 | 75 | 2085810 | Closet
Wall Mount | Incandescent |  | Standard A Lamp | 1 | 100 | 2085811 | Bedroom
Ceiling Fixture | Linear Fluorescent | 48 | T-12 | 2 | 40 | 2085812 | Bedroom
Wall Mount | Linear Fluorescent | 24 | T-12 | 1 | 32 | 2085812 | Bedroom
Table | Compact Fluorescent |  | Twist | 1 | 15 | 2085812 | Bedroom
Wall Mount | Compact Fluorescent |  | Twist | 1 | 15 | 2085812 | Bedroom
Ceiling Fan | Incandescent |  | Decorative | 3 | 60 | 208741 | Living Room
Wall Mount | Incandescent |  | Clear | 3 | 40 | 208742 | Bathroom
Ceiling Fixture | Linear Fluorescent | 48 | T-12 | 4 | 40 | 208743 | Office
Ceiling Fixture | Incandescent |  | Standard A Lamp | 1 | 60 | 208744 | Bathroom
Wall Mount | Incandescent |  | Globe | 3 | 40 | 208744 | Bathroom
Ceiling Fixture | Compact Fluorescent |  | Twist | 2 | 13 | 208745 | Master Bedroom
Table | Incandescent |  | Mini base | 1 | 60 | 208745 | Master Bedroom
Recessed Can | Incandescent |  | Reflector | 1 | 65 | 208746 | Kitchen
Other | Incandescent |  | Clear | 1 | 25 | 208746 | Kitchen
Chandelier (Hanging) | Incandescent |  | Mini base | 3 | 230 | 208747 | Dining Room
Other | Incandescent |  | Decorative | 1 | 25 | 208747 | Dining Room
Ceiling Fixture | Incandescent |  | Standard A Lamp | 1 | 60 | 208748 | Closet
Ceiling Fixture | Incandescent |  | Standard A Lamp | 1 | 60 | 208749 | Laundry Room
Ceiling Fixture | Incandescent |  | Standard A Lamp | 1 | 75 | 2087410 | Hall
Ceiling Fan | Incandescent |  | Mini base | 3 | 60 | 2087411 | Living Room
Table | Compact Fluorescent |  | Twist | 2 | 13 | 2087411 | Living Room
Floor lamp | Compact Fluorescent |  | Twist | 2 | 19 | 2087411 | Living Room
Ceiling Fixture | Compact Fluorescent |  | Twist | 2 | 13 | 2087412 | Bedroom
Ceiling Fixture | Incandescent |  | Clear | 1 | 40 | 2087413 | Closet
Ceiling Fan | Incandescent |  | Standard A Lamp | 1 | 60 | 208791 | Bathroom
Wall Mount | Incandescent |  | Mini base | 4 | 25 | 208791 | Bathroom
Ceiling Fixture | Incandescent |  | Standard A Lamp | 2 | 60 | 208792 | Bedroom
Table | Incandescent |  | Standard A Lamp | 1 | 40 | 208792 | Bedroom
Ceiling Fixture | Incandescent |  | Standard A Lamp | 1 | 60 | 208793 | Bedroom
Ceiling Fixture | Compact Fluorescent |  | Twist | 1 | 15 | 208794 | Closet
Ceiling Fixture | Compact Fluorescent |  | Twist | 3 | 15 | 208795 | Dining Room
Ceiling Fan | Incandescent |  | Decorative | 3 | 40 | 208796 | Family Room
Table | Compact Fluorescent |  | Twist | 1 | 15 | 208796 | Family Room
Ceiling Fixture | Incandescent |  | Standard A Lamp | 1 | 60 | 208797 | Hall
Ceiling Fixture | Incandescent |  | Standard A Lamp | 2 | 60 | 208798 | Kitchen
Ceiling Fixture | Incandescent |  | Standard A Lamp | 2 | 60 | 208799 | Laundry Room
Table | Compact Fluorescent |  | Straight Tube | 1 | 28 | 2087910 | Living Room
Table | Incandescent |  | Mini base | 1 | 5 | 2087910 | Living Room
Table | Incandescent |  | Clear | 1 | 25 | 2087910 | Living Room
Ceiling Fixture | Incandescent |  | Standard A Lamp | 2 | 60 | 2087911 | Bedroom
Table | Incandescent |  | Standard A Lamp | 1 | 40 | 2087911 | Bedroom
Table | Incandescent |  | Decorative | 1 | 25 | 2087911 | Bedroom
Wall Mount | Incandescent |  | Mini base | 4 | 25 | 2087912 | Bathroom
Ceiling Fan | Incandescent |  | Standard A Lamp | 1 | 60 | 2087912 | Bathroom
Ceiling Fixture | Incandescent |  | 3-Way Incandescent | 1 | 100 | 208811 | Bedroom
Wall Mount | Linear Fluorescent | 18 | T-5 | 1 | 20 | 208811 | Bedroom
Table | Incandescent |  | Standard A Lamp | 1 | 75 | 208812 | Bedroom
Architectural | Linear Fluorescent | 24 | T-5 | 1 | 26 | 208813 | Bedroom
Ceiling Fixture | Compact Fluorescent |  | Twist | 1 | 15 | 208814 | Hall
Ceiling Fixture | Compact Fluorescent |  | Twist | 2 | 22 | 208815 | Kitchen
Architectural | Incandescent |  | Standard A Lamp | 1 | 40 | 208815 | Kitchen
Architectural | Linear Fluorescent | 12 | T-4 | 1 | 16 | 208815 | Kitchen
Torchiere | Incandescent |  | Standard A Lamp | 2 | 75 | 208816 | Living Room
Floor lamp | Incandescent |  | Standard A Lamp | 1 | 100 | 208816 | Living Room
Recessed Can | Compact Fluorescent |  | Twist | 1 | 22 | 209071 | Bathroom
Ceiling Fan | Incandescent |  | Standard A Lamp | 3 | 40 | 209072 | Bedroom
Floor lamp | Compact Fluorescent |  | Twist | 1 | 22 | 209072 | Bedroom
Ceiling Fan | Incandescent |  | Standard A Lamp | 4 | 40 | 209073 | Bedroom
Floor lamp | Incandescent |  | Standard A Lamp | 1 | 60 | 209073 | Bedroom
Ceiling Fixture | Compact Fluorescent |  | Twist | 1 | 22 | 209074 | Closet
Ceiling Fixture | Linear Fluorescent | 36 | T-12 | 2 | 60 | 209075 | Garage
Chandelier (Hanging) | Compact Fluorescent |  | Twist | 5 | 22 | 209076 | Kitchen
Track | Compact Fluorescent |  | Twist | 3 | 22 | 209076 | Kitchen
Floor lamp | Compact Fluorescent |  | Twist | 1 | 22 | 209076 | Kitchen
Ceiling Fan | Incandescent |  | Decorative | 4 | 60 | 209077 | Living Room
Ceiling Fixture | Compact Fluorescent |  | Twist | 2 | 22 | 209077 | Living Room
Ceiling Fixture | Compact Fluorescent |  | Twist | 1 | 22 | 209078 | Bathroom
Recessed - other | Compact Fluorescent |  | Twist | 1 | 22 | 209078 | Bathroom
Ceiling Fixture | Linear Fluorescent | 48 | T-8 | 1 | 32 | 209561 | Bathroom
Wall Mount | Incandescent |  | Standard A Lamp | 2 | 60 | 209561 | Bathroom
Ceiling Fixture | Incandescent |  | Standard A Lamp | 1 | 60 | 209562 | Bedroom
Ceiling Fixture | Incandescent |  | Globe | 2 | 40 | 209563 | Hall
Ceiling Fixture | Compact Fluorescent |  | Twist | 2 | 15 | 209564 | Kitchen
Other | Compact Fluorescent |  | Twist | 1 | 15 | 209564 | Kitchen
Floor lamp | Compact Fluorescent |  | Twist | 2 | 15 | 209565 | Living Room
Ceiling Fixture | Compact Fluorescent |  | A shape bulb | 2 | 15 | 209566 | Master Bedroom
Ceiling Fixture | Incandescent |  | Standard A Lamp | 1 | 60 | 209971 | Bathroom
Ceiling Fixture | Incandescent |  | Standard A Lamp | 1 | 60 | 209972 | Bedroom
Ceiling Fixture | Linear Fluorescent | 48 | T-12 | 2 | 40 | 209973 | Living Room
Ceiling Fixture | Incandescent |  | Standard A Lamp | 2 | 65 | 209973 | Living Room
Table | Incandescent |  | Decorative | 1 | 40 | 209973 | Living Room
Wall Mount | Incandescent |  | Standard A Lamp | 1 | 60 | 209974 | Bedroom
Wall Mount | Incandescent |  | Clear | 6 | 40 | 210651 | Bathroom
Ceiling Fixture | Incandescent |  | Standard A Lamp | 1 | 60 | 210652 | Bedroom
Table | Incandescent |  | Standard A Lamp | 1 | 60 | 210652 | Bedroom
Chandelier (Hanging) | Incandescent |  | Standard A Lamp | 1 | 60 | 210653 | Dining Room
Ceiling Fixture | Linear Fluorescent | 48 | T-8 | 2 | 32 | 210654 | Kitchen
Recessed Can | Incandescent |  | Reflector | 1 | 65 | 210654 | Kitchen
Ceiling Fixture | Incandescent |  | Standard A Lamp | 1 | 60 | 210655 | Laundry Room
Floor lamp | Incandescent |  | Standard A Lamp | 1 | 60 | 210656 | Living Room
Ceiling Fixture | Incandescent |  | Standard A Lamp | 4 | 60 | 210656 | Living Room
Floor lamp | Compact Fluorescent |  | Straight Tube | 1 | 28 | 210656 | Living Room
Wall Mount | Incandescent |  | Clear | 6 | 40 | 210657 | Bathroom
Ceiling Fixture | Incandescent |  | Standard A Lamp | 1 | 60 | 210657 | Bathroom
Ceiling Fixture | Incandescent |  | Standard A Lamp | 1 | 60 | 210658 | Bedroom
Table | Compact Fluorescent |  | Twist | 1 | 15 | 210658 | Bedroom
Table | Incandescent |  | 3-Way Incandescent | 1 | 100 | 210658 | Bedroom
Ceiling Fixture | Incandescent |  | Standard A Lamp | 1 | 65 | 210659 | Closet
Table | Incandescent |  | Standard A Lamp | 1 | 60 | 2106510 | Office
Wall Mount | Incandescent |  | Globe | 6 | 40 | 210711 | Bathroom
Chandelier (Hanging) | Incandescent |  | Standard A Lamp | 5 | 40 | 210712 | Dining Room
Table | Incandescent |  | Standard A Lamp | 1 | 100 | 210713 | Family Room
Table | Compact Fluorescent |  | Twist | 1 | 15 | 210713 | Family Room
Ceiling Fixture | Incandescent |  | Standard A Lamp | 2 | 40 | 210714 | Hall
Recessed Can | Compact Fluorescent |  | Reflector | 1 | 15 | 210715 | Kitchen
Ceiling Fixture | Incandescent |  | Standard A Lamp | 2 | 60 | 210716 | Laundry Room
Ceiling Fixture | Incandescent |  | Standard A Lamp | 2 | 40 | 210717 | Living Room
Table | Incandescent |  | Standard A Lamp | 1 | 40 | 210717 | Living Room
Wall Mount | Incandescent |  | Standard A Lamp | 1 | 40 | 210718 | Master Bedroom
Ceiling Fixture | Incandescent |  | Standard A Lamp | 2 | 40 | 210718 | Master Bedroom
Table | Incandescent |  | Mini base | 2 | 40 | 210718 | Master Bedroom
Wall Mount | Incandescent |  | Globe | 8 | 25 | 210719 | Bathroom
Ceiling Fixture | Incandescent |  | Standard A Lamp | 2 | 40 | 210719 | Bathroom
Ceiling Fixture | Incandescent |  | Standard A Lamp | 1 | 40 | 2107110 | Closet
Ceiling Fixture | Incandescent |  | Standard A Lamp | 2 | 40 | 2107111 | Office
Ceiling Fixture | Incandescent |  | Standard A Lamp | 1 | 40 | 2107112 | Closet
Ceiling Fixture | Incandescent |  | Standard A Lamp | 2 | 40 | 2107113 | Bedroom
Table | Incandescent |  | Standard A Lamp | 1 | 40 | 2107113 | Bedroom
Ceiling Fan | Incandescent |  | Standard A Lamp | 2 | 40 | 2107114 | Family Room
Ceiling Fixture | Incandescent |  | Standard A Lamp | 2 | 60 | 210791 | Bedroom
Ceiling Fixture | Incandescent |  | Standard A Lamp | 2 | 60 | 210792 | Hall
Ceiling Fixture | Incandescent |  | Standard A Lamp | 3 | 60 | 210793 | Other
Wall Mount | Incandescent |  | Standard A Lamp | 2 | 60 | 210794 | Bathroom
Ceiling Fixture | Incandescent |  | Standard A Lamp | 2 | 60 | 210795 | Bedroom
Ceiling Fixture | Incandescent |  | Standard A Lamp | 1 | 60 | 210796 | Bedroom
Ceiling Fixture | Linear Fluorescent | 48 | T-12 | 2 | 40 | 210797 | Kitchen
Ceiling Fixture | Incandescent |  | Standard A Lamp | 1 | 60 | 210797 | Kitchen
Ceiling Fixture | Incandescent |  | Standard A Lamp | 1 | 60 | 210798 | Laundry Room
Ceiling Fan | Incandescent |  | Standard A Lamp | 4 | 40 | 210799 | Living Room
Table | Incandescent |  | Decorative | 1 | 40 | 210799 | Living Room
Floor lamp | Incandescent |  | Standard A Lamp | 1 | 40 | 210799 | Living Room
Table | Incandescent |  | Standard A Lamp | 1 | 40 | 210799 | Living Room
Table | Incandescent |  | Mini base | 1 | 5 | 210799 | Living Room
Wall Mount | Incandescent |  | Standard A Lamp | 2 | 60 | 2107910 | Bathroom
Table | Incandescent |  | Decorative | 1 | 60 | 2107910 | Bathroom
Ceiling Fixture | Incandescent |  | Standard A Lamp | 2 | 40 | 2107911 | Master Bedroom
Ceiling Fixture | Incandescent |  | Standard A Lamp | 1 | 40 | 2107911 | Master Bedroom
Ceiling Fan | Incandescent |  | Standard A Lamp | 5 | 60 | 2107912 | Family Room
Floor lamp | Incandescent |  | Standard A Lamp | 1 | 150 | 2107912 | Family Room
Table | Halogen |  | Quartz Tube | 1 | 50 | 2107912 | Family Room
Ceiling Fixture | Incandescent |  | Standard A Lamp | 1 | 60 | 2107913 | Hall
Ceiling Fixture | Incandescent |  | Standard A Lamp | 1 | 60 | 2107914 | Hall
Ceiling Fixture | Incandescent |  | Standard A Lamp | 1 | 75 | 210881 | Bathroom
Wall Mount | Incandescent |  | Standard A Lamp | 1 | 40 | 210881 | Bathroom
Ceiling Fixture | Compact Fluorescent |  | Twist | 1 | 15 | 210882 | Bedroom
Ceiling Fixture | Incandescent |  | Standard A Lamp | 1 | 60 | 210883 | Bedroom
Ceiling Fixture | Incandescent |  | Globe | 1 | 14 | 210884 | Dining Room
Ceiling Fixture | Compact Fluorescent |  | Twist | 1 | 15 | 210885 | Hall
Ceiling Fixture | Incandescent |  | Standard A Lamp | 1 | 60 | 210886 | Kitchen
Ceiling Fixture | Compact Fluorescent |  | Twist | 1 | 15 | 210887 | Laundry Room
Floor lamp | Compact Fluorescent |  | Twist | 2 | 15 | 210888 | Living Room
Ceiling Fan | Compact Fluorescent |  | Twist | 1 | 15 | 210888 | Living Room
Table | Compact Fluorescent |  | Twist | 1 | 15 | 210888 | Living Room
Ceiling Fixture | Incandescent |  | Standard A Lamp | 1 | 75 | 210889 | Bathroom
Wall Mount | Compact Fluorescent |  | Twist | 1 | 15 | 210889 | Bathroom
Ceiling Fixture | Incandescent |  | Standard A Lamp | 1 | 60 | 2108810 | Master Bedroom
Table | Incandescent |  | Decorative | 1 | 20 | 2108810 | Master Bedroom
Table | Compact Fluorescent |  | Twist | 1 | 15 | 2108810 | Master Bedroom
Ceiling Fixture | Incandescent |  | Standard A Lamp | 1 | 40 | 2108811 | Closet
Ceiling Fixture | Incandescent |  | Standard A Lamp | 1 | 60 | 210961 | Bedroom
Wall Mount | Incandescent |  | Clear | 3 | 40 | 210962 | Bathroom
Ceiling Fixture | Incandescent |  | Standard A Lamp | 2 | 60 | 210962 | Bathroom
Track | Compact Fluorescent |  | Twist | 3 | 15 | 210963 | Kitchen
Ceiling Fixture | Compact Fluorescent |  | Twist | 2 | 15 | 210964 | Laundry Room
Table | Incandescent |  | Standard A Lamp | 1 | 40 | 210965 | Living Room
Torchiere | Incandescent |  | Standard A Lamp | 1 | 40 | 210965 | Living Room
Ceiling Fixture | Compact Fluorescent |  | Twist | 1 | 15 | 210966 | Bedroom
Ceiling Fixture | Linear Fluorescent | 42 | T-12 | 2 | 40 | 210967 | Other
Ceiling Fan | Incandescent |  | Standard A Lamp | 1 | 75 | 211101 | Master Bedroom
Table | Incandescent |  | Standard A Lamp | 1 | 100 | 211101 | Master Bedroom
Ceiling Fixture | Incandescent |  | Reflector | 1 | 65 | 211102 | Bathroom
Ceiling Fixture | Incandescent |  | Standard A Lamp | 2 | 75 | 211103 | Bedroom
Ceiling Fixture | Incandescent |  | Standard A Lamp | 1 | 75 | 211104 | Hall
Wall Mount | Incandescent |  | Standard A Lamp | 1 | 60 | 211105 | Bathroom
Ceiling Fixture | Incandescent |  | Standard A Lamp | 2 | 75 | 211106 | Bedroom
Table | Incandescent |  | Standard A Lamp | 1 | 100 | 211106 | Bedroom
Table | Incandescent |  | 3-Way Incandescent | 1 | 100 | 211107 | Living Room
Floor lamp | Compact Fluorescent |  | Twist | 1 | 22 | 211107 | Living Room
Floor lamp | Incandescent |  | 3-Way Incandescent | 1 | 100 | 211107 | Living Room
Chandelier (Hanging) | Compact Fluorescent |  | Straight Tube | 1 | 22 | 211108 | Dining Room
Ceiling Fixture | Incandescent |  | Standard A Lamp | 1 | 40 | 211109 | Kitchen
Ceiling Fixture | Incandescent |  | Standard A Lamp | 2 | 75 | 211109 | Kitchen
Ceiling Fixture | Incandescent |  | Standard A Lamp | 1 | 60 | 211231 | Bathroom
Ceiling Fixture | Compact Fluorescent |  | Twist | 1 | 15 | 211231 | Bathroom
Ceiling Fixture | Incandescent |  | Standard A Lamp | 1 | 60 | 211232 | Bedroom
Ceiling Fixture | Compact Fluorescent |  | Twist | 2 | 15 | 211233 | Bedroom
Table | Compact Fluorescent |  | Twist | 1 | 15 | 211234 | Family Room
Ceiling Fixture | Linear Fluorescent | 48 | T-12 | 2 | 40 | 211235 | Garage
Ceiling Fixture | Incandescent |  | Decorative | 4 | 40 | 211236 | Hall
Ceiling Fixture | Compact Fluorescent |  | Twist | 2 | 15 | 211237 | Kitchen
Ceiling Fixture | Compact Fluorescent |  | Twist | 1 | 15 | 211237 | Kitchen
Chandelier (Hanging) | Incandescent |  | Decorative | 5 | 40 | 211237 | Kitchen
Track | Incandescent |  | Standard A Lamp | 1 | 100 | 211238 | Living Room
Ceiling Fixture | Incandescent |  | Standard A Lamp | 1 | 60 | 211239 | Bathroom
Ceiling Fan | Incandescent |  | Standard A Lamp | 1 | 60 | 2112310 | Bedroom
Wall Mount | Incandescent |  | Globe | 4 | 40 | 211261 | Bathroom
Ceiling Fixture | Compact Fluorescent |  | Twist | 1 | 15 | 211262 | Bedroom
Table | Incandescent |  | Standard A Lamp | 1 | 40 | 211262 | Bedroom
Ceiling Fixture | Compact Fluorescent |  | Twist | 1 | 15 | 211263 | Hall
Ceiling Fixture | Compact Fluorescent |  | Twist | 2 | 15 | 211264 | Kitchen
Ceiling Fixture | Linear Fluorescent | 48 | T-12 | 2 | 32 | 211264 | Kitchen
Wall Mount | Compact Fluorescent |  | Twist | 1 | 15 | 211264 | Kitchen
Other | Incandescent |  | Standard A Lamp | 1 | 15 | 211265 | Living Room
Table | Incandescent |  | 3-Way Incandescent | 1 | 100 | 211266 | Bedroom
Ceiling Fixture | Incandescent |  | Standard A Lamp | 1 | 60 | 211331 | Hall
Ceiling Fixture | Compact Fluorescent |  | Twist | 1 | 15 | 211332 | Bathroom
Ceiling Fixture | Incandescent |  | Standard A Lamp | 1 | 60 | 211333 | Bedroom
Table | Incandescent |  | Standard A Lamp | 1 | 60 | 211333 | Bedroom
Ceiling Fixture | Incandescent |  | Standard A Lamp | 2 | 60 | 211334 | Bedroom
Ceiling Fixture | Incandescent |  | Standard A Lamp | 1 | 60 | 211334 | Bedroom
Table | Compact Fluorescent |  | Twist | 2 | 22 | 211334 | Bedroom
Ceiling Fixture | Compact Fluorescent |  | Twist | 1 | 15 | 211335 | Bedroom
Table | Incandescent |  | Reflector | 1 | 40 | 211335 | Bedroom
Ceiling Fixture | Incandescent |  | Standard A Lamp | 1 | 60 | 211336 | Bathroom
Ceiling Fixture | Compact Fluorescent |  | Twist | 2 | 15 | 211337 | Kitchen
Recessed Can | Compact Fluorescent |  | Twist | 1 | 15 | 211337 | Kitchen
Ceiling Fixture | Compact Fluorescent |  | Twist | 1 | 15 | 211337 | Kitchen
Ceiling Fixture | Compact Fluorescent |  | Twist | 1 | 15 | 211338 | Laundry Room
Ceiling Fan | Compact Fluorescent |  | Twist | 3 | 15 | 211339 | Living Room
Other | Incandescent |  | Globe | 1 | 40 | 211339 | Living Room
Architectural | Compact Fluorescent |  | Twist | 1 | 15 | 211339 | Living Room
Ceiling Fixture | Incandescent |  | Reflector | 1 | 75 | 2113310 | Garage
Ceiling Fixture | Incandescent |  | Standard A Lamp | 2 | 60 | 211401 | Bathroom
Ceiling Fixture | Incandescent |  | Standard A Lamp | 2 | 60 | 211402 | Bathroom
Ceiling Fixture | Incandescent |  | Standard A Lamp | 1 | 60 | 211403 | Bedroom
Ceiling Fixture | Incandescent |  | Standard A Lamp | 1 | 60 | 211404 | Hall
Ceiling Fixture | Compact Fluorescent |  | Twist | 2 | 22 | 211405 | Kitchen
Ceiling Fixture | Incandescent |  | Standard A Lamp | 2 | 60 | 211405 | Kitchen
Table | Compact Fluorescent |  | Twist | 1 | 22 | 211406 | Living Room
Ceiling Fixture | Incandescent |  | Standard A Lamp | 2 | 60 | 211407 | Bedroom
Table | Compact Fluorescent |  | Twist | 1 | 22 | 211407 | Bedroom
Ceiling Fixture | Compact Fluorescent |  | Twist | 1 | 22 | 211408 | Garage
Ceiling Fixture | Compact Fluorescent |  | Twist | 1 | 15 | 211409 | Garage
Ceiling Fixture | Linear Fluorescent | 48 | T-12 | 2 | 32 | 211409 | Garage
Wall Mount | Incandescent |  | Globe | 2 | 75 | 212261 | Bathroom
Chandelier (Hanging) | Incandescent |  | Mini base | 6 | 40 | 212262 | Dining Room
Ceiling Fan | Incandescent |  | Decorative | 4 | 65 | 212263 | Family Room
Table | Compact Fluorescent |  | Straight Tube | 1 | 28 | 212263 | Family Room
Ceiling Fixture | Compact Fluorescent |  | Twist | 2 | 22 | 212264 | Bedroom
Wall Mount | Incandescent |  | Standard A Lamp | 1 | 60 | 212264 | Bedroom
Ceiling Fixture | Incandescent |  | Clear | 3 | 75 | 212265 | Hall
Chandelier (Hanging) | Compact Fluorescent |  | Twist | 1 | 15 | 212266 | Kitchen
Ceiling Fixture | Compact Fluorescent |  | Twist | 1 | 15 | 212266 | Kitchen
Ceiling Fixture | Incandescent |  | Standard A Lamp | 1 | 60 | 212267 | Laundry Room
Table | Compact Fluorescent |  | Twist | 1 | 22 | 212268 | Living Room
Ceiling Fan | Incandescent |  | Decorative | 5 | 40 | 212268 | Living Room
Wall Mount | Incandescent |  | Standard A Lamp | 3 | 65 | 212269 | Bathroom
Wall Mount | Incandescent |  | 3-Way Incandescent | 1 | 100 | 2122610 | Master Bedroom
Ceiling Fixture | Compact Fluorescent |  | Twist | 1 | 22 | 2122610 | Master Bedroom
Ceiling Fixture | Compact Fluorescent |  | Twist | 2 | 22 | 2122611 | Bedroom
Floor lamp | Compact Fluorescent |  | Straight Tube | 1 | 28 | 2122611 | Bedroom
Ceiling Fixture | Incandescent |  | Standard A Lamp | 2 | 40 | 212351 | Office
Table | Incandescent |  | Standard A Lamp | 1 | 60 | 212351 | Office
Ceiling Fixture | Incandescent |  | Standard A Lamp | 1 | 40 | 212352 | Hall
Ceiling Fixture | Incandescent |  | Standard A Lamp | 2 | 40 | 212353 | Bedroom
Table | Incandescent |  | Standard A Lamp | 1 | 100 | 212353 | Bedroom
Ceiling Fixture | Incandescent |  | Standard A Lamp | 1 | 40 | 212354 | Laundry Room
Wall Mount | Incandescent |  | Globe | 4 | 60 | 212355 | Bathroom
Ceiling Fixture | Incandescent |  | Standard A Lamp | 1 | 40 | 212355 | Bathroom
Table | Incandescent |  | Standard A Lamp | 2 | 40 | 212356 | Living Room
Table | Incandescent |  | Standard A Lamp | 1 | 60 | 212356 | Living Room
Ceiling Fixture | Incandescent |  | Standard A Lamp | 1 | 40 | 212356 | Living Room
Ceiling Fixture | Linear Fluorescent | 48 | T-12 | 2 | 40 | 212357 | Kitchen
Architectural | Incandescent |  | Standard A Lamp | 1 | 60 | 212357 | Kitchen
Ceiling Fan | Incandescent |  | Standard A Lamp | 3 | 100 | 212357 | Kitchen
Ceiling Fixture | Incandescent |  | Standard A Lamp | 2 | 60 | 212358 | Master Bedroom
Ceiling Fixture | Incandescent |  | Standard A Lamp | 1 | 60 | 212359 | Bathroom
Wall Mount | Incandescent |  | Globe | 6 | 60 | 212359 | Bathroom
Ceiling Fixture | Incandescent |  | Standard A Lamp | 1 | 100 | 212411 | Kitchen
Torchiere | Incandescent |  | Standard A Lamp | 1 | 100 | 212412 | Living Room
Wall Mount | Incandescent |  | Clear | 1 | 100 | 212412 | Living Room
Wall Mount | Incandescent |  | Standard A Lamp | 1 | 60 | 212414 | Bedroom
Ceiling Fixture | Incandescent |  | Standard A Lamp | 1 | 100 | 212415 | Bathroom
Wall Mount | Incandescent |  | Standard A Lamp | 1 | 100 | 212416 | Bedroom
Ceiling Fixture | Compact Fluorescent |  | Twist | 1 | 15 | 212781 | Bathroom
Torchiere | Compact Fluorescent |  | Straight Tube | 1 | 22 | 212782 | Bedroom
Table | Incandescent |  | Standard A Lamp | 1 | 60 | 212783 | Bedroom
Chandelier (Hanging) | Incandescent |  | Clear | 3 | 60 | 212784 | Dining Room
Ceiling Fan | Incandescent |  | Standard A Lamp | 4 | 100 | 212784 | Dining Room
Garage door opener | Incandescent |  | Reflector | 1 | 65 | 212785 | Garage
Ceiling Fixture | Incandescent |  | Standard A Lamp | 1 | 100 | 212786 | Hall
Ceiling Fixture | Linear Fluorescent | 48 | T-12 | 2 | 40 | 212787 | Kitchen
Ceiling Fixture | Incandescent |  | Standard A Lamp | 1 | 100 | 212788 | Laundry Room
Ceiling Fixture | Linear Fluorescent | 24 | T-12 | 2 | 16 | 212788 | Laundry Room
Ceiling Fixture | Compact Fluorescent |  | Twist | 1 | 15 | 212789 | Bathroom
Ceiling Fixture | Linear Fluorescent | 24 | T-12 | 2 | 20 | 212789 | Bathroom
Ceiling Fixture | Incandescent |  | Standard A Lamp | 1 | 100 | 2127810 | Closet
Table | Incandescent |  | Decorative | 1 | 150 | 2127811 | Master Bedroom
Torchiere | Incandescent |  | Standard A Lamp | 2 | 60 | 2127811 | Master Bedroom
Ceiling Fixture | Compact Fluorescent |  | Twist | 1 | 15 | 2127812 | Living Room
Torchiere | Compact Fluorescent |  | Twist | 1 | 22 | 2127812 | Living Room
Ceiling Fixture | Incandescent |  | Mini base | 3 | 40 | 212791 | Bathroom
Wall Mount | Incandescent |  | Standard A Lamp | 1 | 60 | 212792 | Bedroom
Table | Incandescent |  | Standard A Lamp | 1 | 100 | 212792 | Bedroom
Chandelier (Hanging) | Compact Fluorescent |  | Twist | 5 | 15 | 212793 | Dining Room
Ceiling Fixture | Compact Fluorescent |  | Circline (Screw Base) | 1 | 36 | 212794 | Hall
Ceiling Fan | Incandescent |  | Standard A Lamp | 1 | 60 | 212795 | Hall
Ceiling Fixture | Incandescent |  | Standard A Lamp | 1 | 60 | 212796 | Hall
Architectural | Halogen |  | MR | 1 | 30 | 212797 | Kitchen
Ceiling Fixture | Incandescent |  | Standard A Lamp | 3 | 60 | 212797 | Kitchen
Ceiling Fixture | Incandescent |  | Standard A Lamp | 1 | 60 | 212798 | Laundry Room
Wall Mount | Incandescent |  | Globe | 5 | 60 | 212798 | Laundry Room
Ceiling Fixture | Halogen |  | Other | 1 | 60 | 212799 | Living Room
Table | Incandescent |  | Standard A Lamp | 1 | 75 | 212799 | Living Room
Torchiere | Incandescent |  | Standard A Lamp | 1 | 100 | 212799 | Living Room
Floor lamp | Incandescent |  | Standard A Lamp | 1 | 40 | 212799 | Living Room
Table | Incandescent |  | Standard A Lamp | 1 | 60 | 212799 | Living Room
Ceiling Fixture | Incandescent |  | Standard A Lamp | 2 | 60 | 2127910 | Bedroom
Table | Incandescent |  | Standard A Lamp | 1 | 60 | 2127910 | Bedroom
Wall Mount | Incandescent |  | Clear | 5 | 40 | 212881 | Bedroom
Wall Mount | Incandescent |  | Decorative | 2 | 40 | 212881 | Bedroom
Table | Incandescent |  | Standard A Lamp | 1 | 65 | 212881 | Bedroom
Chandelier (Hanging) | Incandescent |  | Globe | 3 | 65 | 212882 | Family Room
Floor lamp | Incandescent |  | Standard A Lamp | 1 | 65 | 212882 | Family Room
Ceiling Fixture | Incandescent |  | Globe | 1 | 65 | 212882 | Family Room
Wall Mount | Incandescent |  | Globe | 3 | 40 | 212883 | Bedroom
Ceiling Fixture | Incandescent |  | Standard A Lamp | 2 | 60 | 212883 | Bedroom
Ceiling Fan | Incandescent |  | Decorative | 3 | 40 | 212884 | Kitchen
Wall Mount | Incandescent |  | Globe | 3 | 40 | 212884 | Kitchen
Ceiling Fixture | Incandescent |  | Standard A Lamp | 1 | 60 | 212884 | Kitchen
Ceiling Fixture | Compact Fluorescent |  | Twist | 2 | 22 | 213151 | Bathroom
Ceiling Fixture | Incandescent |  | Standard A Lamp | 2 | 40 | 213152 | Bathroom
Ceiling Fixture | Compact Fluorescent |  | Twist | 2 | 22 | 213153 | Bedroom
Ceiling Fixture | Compact Fluorescent |  | Twist | 2 | 22 | 213154 | Hall
Ceiling Fixture | Compact Fluorescent |  | Twist | 2 | 15 | 213155 | Kitchen
Ceiling Fixture | Compact Fluorescent |  | Twist | 2 | 15 | 213156 | Laundry Room
Chandelier (Hanging) | Compact Fluorescent |  | Twist | 1 | 28 | 213157 | Living Room
Table | Incandescent |  | 3-Way Incandescent | 1 | 75 | 213157 | Living Room
Floor lamp | Incandescent |  | 3-Way Incandescent | 1 | 65 | 213157 | Living Room
Ceiling Fixture | Compact Fluorescent |  | Twist | 2 | 15 | 213158 | Master Bedroom
Table | Incandescent |  | Mini base | 2 | 25 | 213158 | Master Bedroom
Ceiling Fixture | Compact Fluorescent |  | Twist | 2 | 22 | 213159 | Office
Table | Incandescent |  | Standard A Lamp | 1 | 60 | 213159 | Office
Floor lamp | Compact Fluorescent |  | Twist | 1 | 15 | 213541 | Living Room
Ceiling Fixture | Incandescent |  | Standard A Lamp | 2 | 60 | 213541 | Living Room
Ceiling Fixture | Incandescent |  | Standard A Lamp | 1 | 75 | 213542 | Laundry Room
Ceiling Fixture | Compact Fluorescent |  | Twist | 1 | 15 | 213542 | Laundry Room
Table | Compact Fluorescent |  | Twist | 1 | 15 | 213544 | Master Bedroom
Ceiling Fixture | Incandescent |  | Standard A Lamp | 1 | 60 | 213545 | Hall
Ceiling Fixture | Incandescent |  | Standard A Lamp | 1 | 60 | 213546 | Bathroom
Ceiling Fixture | Incandescent |  | Standard A Lamp | 1 | 60 | 213547 | Kitchen
Ceiling Fixture | Compact Fluorescent |  | Twist | 2 | 15 | 213547 | Kitchen
Architectural | Incandescent |  | Standard A Lamp | 1 | 60 | 213547 | Kitchen
Ceiling Fan | Incandescent |  | Standard A Lamp | 1 | 100 | 213548 | Dining Room
Ceiling Fixture | Incandescent |  | Standard A Lamp | 2 | 60 | 213549 | Bathroom
Ceiling Fixture | Compact Fluorescent |  | Twist | 1 | 15 | 2135410 | Bedroom
Ceiling Fan | Incandescent |  | Standard A Lamp | 1 | 40 | 2135411 | Bedroom
Ceiling Fan | Compact Fluorescent |  | Twist | 4 | 22 | 213691 | Bedroom
Table | Compact Fluorescent |  | Twist | 1 | 22 | 213691 | Bedroom
Wall Mount | Compact Fluorescent |  | Twist | 2 | 22 | 213691 | Bedroom
Recessed Can | Compact Fluorescent |  | Twist | 1 | 22 | 213691 | Bedroom
Ceiling Fixture | Compact Fluorescent |  | Twist | 2 | 22 | 213692 | Bedroom
Table | Compact Fluorescent |  | Twist | 1 | 22 | 213692 | Bedroom
Ceiling Fan | Incandescent |  | Standard A Lamp | 4 | 60 | 213693 | Family Room
Table | Compact Fluorescent |  | Twist | 1 | 22 | 213693 | Family Room
Recessed Can | Compact Fluorescent |  | Twist | 1 | 22 | 213694 | Kitchen
Chandelier (Hanging) | Compact Fluorescent |  | Twist | 1 | 15 | 213694 | Kitchen
Ceiling Fixture | Compact Fluorescent |  | Twist | 2 | 22 | 213695 | Laundry Room
Wall Mount | Compact Fluorescent |  | Twist | 2 | 22 | 213695 | Laundry Room
Ceiling Fan | Compact Fluorescent |  | Twist | 4 | 22 | 213696 | Office
Floor lamp | Halogen |  | Quartz Tube | 1 | 75 | 213696 | Office
Wall Mount | Incandescent |  | Standard A Lamp | 4 | 60 | 213951 | Bathroom
Ceiling Fixture | Incandescent |  | Standard A Lamp | 1 | 60 | 213951 | Bathroom
Ceiling Fan | Compact Fluorescent |  | Twist | 1 | 15 | 213952 | Dining Room
Ceiling Fixture | Linear Fluorescent | 48 | T-8 | 1 | 32 | 213952 | Dining Room
Ceiling Fixture | Incandescent |  | Standard A Lamp | 2 | 60 | 213953 | Master Bedroom
Table | Incandescent |  | Mini base | 1 | 25 | 213953 | Master Bedroom
Ceiling Fixture | Incandescent |  | Standard A Lamp | 1 | 60 | 213954 | Hall
Ceiling Fixture | Incandescent |  | Standard A Lamp | 1 | 60 | 213955 | Hall
Ceiling Fixture | Compact Fluorescent |  | Twist | 1 | 15 | 213956 | Kitchen
Ceiling Fixture | Incandescent |  | Standard A Lamp | 1 | 60 | 213957 | Laundry Room
Table | Compact Fluorescent |  | Twist | 1 | 15 | 213958 | Living Room
Chandelier (Hanging) | Incandescent |  | Standard A Lamp | 1 | 40 | 213959 | Bathroom
Ceiling Fixture | Incandescent |  | Decorative | 1 | 60 | 2139510 | Master Bedroom
Table | Incandescent |  | Standard A Lamp | 1 | 60 | 2139510 | Master Bedroom
Ceiling Fixture | Incandescent |  | Standard A Lamp | 1 | 60 | 2139511 | Bedroom
Chandelier (Hanging) | Compact Fluorescent |  | Twist | 1 | 15 | 2139512 | Living Room
Table | Incandescent |  | Mini base | 3 | 40 | 2139512 | Living Room
Wall Mount | Incandescent |  | Standard A Lamp | 2 | 60 | 214291 | Bathroom
Recessed - other | Linear Fluorescent | 48 | T-12 | 2 | 32 | 214291 | Bathroom
Recessed - other | Linear Fluorescent | 48 | T-12 | 2 | 32 | 214292 | Bathroom
Ceiling Fixture | Incandescent |  | Standard A Lamp | 2 | 40 | 214293 | Bedroom
Ceiling Fixture | Incandescent |  | Standard A Lamp | 2 | 40 | 214294 | Bedroom
Ceiling Fixture | Incandescent |  | Standard A Lamp | 1 | 60 | 214295 | Closet
Chandelier (Hanging) | Incandescent |  | Standard A Lamp | 5 | 40 | 214296 | Dining Room
Ceiling Fan | Incandescent |  | Standard A Lamp | 3 | 40 | 214297 | Family Room
Ceiling Fixture | Incandescent |  | Standard A Lamp | 2 | 40 | 214298 | Hall
Recessed - other | Linear Fluorescent | 48 | T-8 | 2 | 32 | 214299 | Kitchen
Ceiling Fixture | Incandescent |  | Standard A Lamp | 2 | 60 | 2142910 | Laundry Room
Ceiling Fixture | Incandescent |  | Standard A Lamp | 1 | 40 | 2142911 | Living Room
Ceiling Fixture | Incandescent |  | Standard A Lamp | 2 | 40 | 2142912 | Master Bedroom
Chandelier (Hanging) | Incandescent |  | Standard A Lamp | 1 | 40 | 2142913 | Dining Room
Wall Mount | Incandescent |  | Globe | 3 | 40 | 215181 | Bathroom
Ceiling Fixture | Incandescent |  | Standard A Lamp | 1 | 60 | 215181 | Bathroom
Chandelier (Hanging) | Incandescent |  | Decorative | 3 | 40 | 215182 | Bathroom
Wall Mount | Compact Fluorescent |  | Twist | 2 | 15 | 215182 | Bathroom
Ceiling Fixture | Compact Fluorescent |  | Twist | 1 | 15 | 215183 | Bedroom
Chandelier (Hanging) | Compact Fluorescent |  | Twist | 1 | 22 | 215184 | Bedroom
Ceiling Fan | Compact Fluorescent |  | Twist | 2 | 15 | 215185 | Master Bedroom
Ceiling Fixture | Incandescent |  | Standard A Lamp | 1 | 40 | 215186 | Closet
Ceiling Fixture | Compact Fluorescent |  | Twist | 1 | 15 | 215187 | Dining Room
Ceiling Fixture | Compact Fluorescent |  | Twist | 2 | 15 | 215188 | Kitchen
Ceiling Fan | Incandescent |  | Standard A Lamp | 1 | 60 | 215189 | Living Room
Table | Compact Fluorescent |  | Twist | 1 | 15 | 215189 | Living Room
Table | Incandescent |  | Decorative | 1 | 25 | 215189 | Living Room
Ceiling Fixture | Compact Fluorescent |  | Twist | 1 | 15 | 215189 | Living Room
Wall Mount | Compact Fluorescent |  | Twist | 2 | 15 | 215351 | Bathroom
Ceiling Fixture | Compact Fluorescent |  | Twist | 1 | 7 | 215351 | Bathroom
Ceiling Fixture | Compact Fluorescent |  | Twist | 2 | 15 | 215352 | Bedroom
Table | Compact Fluorescent |  | Twist | 2 | 15 | 215352 | Bedroom
Ceiling Fixture | Incandescent |  | Decorative | 6 | 25 | 215353 | Dining Room
Ceiling Fixture | Linear Fluorescent | 42 | T-12 | 2 | 40 | 215354 | Garage
Track | Compact Fluorescent |  | Twist | 4 | 15 | 215354 | Garage
Wall Mount | Halogen |  | Quartz Tube | 2 | 100 | 215354 | Garage
Ceiling Fixture | Incandescent |  | Standard A Lamp | 2 | 60 | 215355 | Hall
Ceiling Fixture | Halogen |  | MR | 6 | 50 | 215356 | Kitchen
Ceiling Fixture | Incandescent |  | Decorative | 1 | 25 | 215356 | Kitchen
Ceiling Fixture | Compact Fluorescent |  | Twist | 1 | 15 | 215357 | Laundry Room
Ceiling Fan | Incandescent |  | Standard A Lamp | 3 | 60 | 215358 | Living Room
Table | Incandescent |  | Decorative | 1 | 25 | 215358 | Living Room
Floor lamp | Compact Fluorescent |  | Twist | 2 | 15 | 215358 | Living Room
Wall Mount | Incandescent |  | Globe | 8 | 40 | 215359 | Bathroom
Ceiling Fixture | Compact Fluorescent |  | Twist | 1 | 15 | 215359 | Bathroom
Table | Compact Fluorescent |  | Twist | 1 | 15 | 2153510 | Master Bedroom
Ceiling Fixture | Incandescent |  | Standard A Lamp | 2 | 60 | 2153510 | Master Bedroom
Ceiling Fixture | Incandescent |  | Standard A Lamp | 1 | 60 | 2153511 | Bedroom
Floor lamp | Compact Fluorescent |  | Twist | 1 | 15 | 2153511 | Bedroom
Wall Mount | Incandescent |  | Standard A Lamp | 2 | 60 | 215481 | Bathroom
Ceiling Fixture | Incandescent |  | Standard A Lamp | 2 | 60 | 215481 | Bathroom
Ceiling Fixture | Incandescent |  | Standard A Lamp | 1 | 60 | 215482 | Bedroom
Ceiling Fan | Compact Fluorescent |  | Twist | 2 | 13 | 215483 | Master Bedroom
Table | Incandescent |  | Standard A Lamp | 1 | 60 | 215483 | Master Bedroom
Table | Incandescent |  | Mini base | 1 | 25 | 215483 | Master Bedroom
Ceiling Fixture | Incandescent |  | Standard A Lamp | 1 | 60 | 215484 | Closet
Ceiling Fixture | Incandescent |  | Standard A Lamp | 1 | 60 | 215485 | Closet
Chandelier (Hanging) | Incandescent |  | Decorative | 5 | 40 | 215486 | Family Room
Ceiling Fixture | Incandescent |  | Decorative | 2 | 60 | 215486 | Family Room
Floor lamp | Compact Fluorescent |  | Twist | 1 | 13 | 215486 | Family Room
Ceiling Fixture | Incandescent |  | Standard A Lamp | 2 | 60 | 215487 | Hall
Ceiling Fixture | Linear Fluorescent | 48 | T-12 | 2 | 40 | 215488 | Kitchen
Ceiling Fixture | Compact Fluorescent |  | Twist | 2 | 13 | 215488 | Kitchen
Ceiling Fixture | Linear Fluorescent | 48 | T-12 | 2 | 40 | 215489 | Laundry Room
Table | Compact Fluorescent |  | Twist | 1 | 13 | 2154810 | Dining Room
Floor lamp | Incandescent |  | Globe | 1 | 40 | 2154810 | Dining Room
Wall Mount | Incandescent |  | Standard A Lamp | 2 | 60 | 2154811 | Bathroom
Ceiling Fixture | Incandescent |  | Standard A Lamp | 1 | 60 | 2154812 | Bedroom
Ceiling Fixture | Incandescent |  | Standard A Lamp | 1 | 60 | 215551 | Bathroom
Ceiling Fixture | Incandescent |  | Standard A Lamp | 2 | 60 | 215552 | Bedroom
Ceiling Fixture | Incandescent |  | Standard A Lamp | 2 | 60 | 215553 | Bedroom
Chandelier (Hanging) | Incandescent |  | Decorative | 5 | 40 | 215554 | Dining Room
Ceiling Fixture | Incandescent |  | Standard A Lamp | 1 | 60 | 215555 | Hall
Ceiling Fixture | Incandescent |  | Standard A Lamp | 1 | 60 | 215556 | Kitchen
Ceiling Fixture | Compact Fluorescent |  | Twist | 1 | 15 | 215557 | Laundry Room
Table | Incandescent |  | Standard A Lamp | 1 | 60 | 215558 | Living Room
Ceiling Fixture | Incandescent |  | Standard A Lamp | 1 | 60 | 215559 | Bathroom
Ceiling Fixture | Incandescent |  | Standard A Lamp | 2 | 60 | 2155510 | Master Bedroom
Ceiling Fixture | Incandescent |  | Standard A Lamp | 1 | 60 | 2155511 | Dining Room
Ceiling Fixture | Compact Fluorescent |  | Twist | 1 | 22 | 215591 | Bedroom
Ceiling Fixture | Incandescent |  | Standard A Lamp | 2 | 60 | 215591 | Bedroom
Wall Mount | Incandescent |  | Standard A Lamp | 3 | 60 | 215591 | Bedroom
Ceiling Fixture | Incandescent |  | Decorative | 3 | 60 | 215592 | Kitchen
Table | Incandescent |  | Standard A Lamp | 1 | 75 | 215592 | Kitchen
Wall Mount | Incandescent |  | Standard A Lamp | 2 | 60 | 215593 | Bedroom
Other | Incandescent |  | Decorative | 1 | 25 | 215593 | Bedroom
Chandelier (Hanging) | Incandescent |  | Standard A Lamp | 2 | 60 | 215594 | Bedroom
Table | Incandescent |  | Standard A Lamp | 1 | 60 | 215594 | Bedroom
Wall Mount | Incandescent |  | Standard A Lamp | 1 | 60 | 215595 | Living Room
Ceiling Fixture | Incandescent |  | Standard A Lamp | 1 | 60 | 215595 | Living Room
Chandelier (Hanging) | Incandescent |  | Standard A Lamp | 1 | 60 | 215596 | Laundry Room
Ceiling Fixture | Incandescent |  | Decorative | 1 | 60 | 215597 | Other
Floor lamp | Incandescent |  | Standard A Lamp | 1 | 60 | 215711 | Bedroom
Ceiling Fan | Incandescent |  | Decorative | 1 | 40 | 215712 | Master Bedroom
Ceiling Fixture | Incandescent |  | Mini base | 3 | 15 | 215713 | Bathroom
Wall Mount | Incandescent |  | Standard A Lamp | 3 | 75 | 215713 | Bathroom
Wall Mount | Compact Fluorescent |  | Twist | 2 | 22 | 215714 | Bedroom
Table | Incandescent |  | Standard A Lamp | 1 | 60 | 215714 | Bedroom
Ceiling Fixture | Incandescent |  | Mini base | 3 | 5 | 215715 | Bathroom
Wall Mount | Incandescent |  | Standard A Lamp | 1 | 60 | 215715 | Bathroom
Ceiling Fixture | Incandescent |  | Standard A Lamp | 1 | 60 | 215716 | Hall
Table | Compact Fluorescent |  | Twist | 1 | 22 | 215717 | Office
Track | Incandescent |  | Standard A Lamp | 1 | 60 | 215718 | Living Room
Table | Incandescent |  | Mini base | 3 | 40 | 215718 | Living Room
Ceiling Fixture | Linear Fluorescent | 48 | T-12 | 2 | 40 | 215719 | Kitchen
Ceiling Fixture | Incandescent |  | Standard A Lamp | 2 | 5 | 215719 | Kitchen
Architectural | Incandescent |  | Standard A Lamp | 1 | 60 | 215719 | Kitchen
Ceiling Fixture | Incandescent |  | Mini base | 2 | 5 | 2157110 | Laundry Room
Ceiling Fan | Incandescent |  | Standard A Lamp | 1 | 40 | 2157111 | Dining Room
Wall Mount | Compact Fluorescent |  | Twist | 1 | 15 | 215801 | Bathroom
Table | Compact Fluorescent |  | Twist | 1 | 15 | 215802 | Bedroom
Wall Mount | Compact Fluorescent |  | Twist | 1 | 15 | 215803 | Bedroom
Ceiling Fixture | Incandescent |  | Standard A Lamp | 1 | 60 | 215804 | Hall
Ceiling Fan | Compact Fluorescent |  | Twist | 3 | 15 | 215805 | Kitchen
Ceiling Fixture | Compact Fluorescent |  | Twist | 1 | 15 | 215805 | Kitchen
Recessed - other | Incandescent |  | Standard A Lamp | 1 | 40 | 215805 | Kitchen
Floor lamp | Compact Fluorescent |  | Twist | 1 | 22 | 215806 | Living Room
Table | Incandescent |  | Standard A Lamp | 1 | 25 | 215806 | Living Room
Wall Mount | Incandescent |  | Standard A Lamp | 1 | 60 | 215941 | Bathroom
Wall Mount | Incandescent |  | Standard A Lamp | 3 | 40 | 215942 | Bathroom
Wall Mount | Incandescent |  | Decorative | 1 | 60 | 215943 | Bedroom
Ceiling Fixture | Linear Fluorescent | 36 | T-12 | 2 | 40 | 215944 | Kitchen
Ceiling Fixture | Linear Fluorescent | 24 | T-12 | 2 | 40 | 215944 | Kitchen
Ceiling Fixture | Linear Fluorescent | 24 | T-12 | 2 | 40 | 215944 | Kitchen
Floor lamp | Incandescent |  | Standard A Lamp | 1 | 150 | 215945 | Living Room
Wall Mount | Compact Fluorescent |  | Twist | 1 | 13 | 215946 | Master Bedroom
Floor lamp | Incandescent |  | Standard A Lamp | 1 | 60 | 215946 | Master Bedroom
Ceiling Fixture | Compact Fluorescent |  | Twist | 2 | 15 | 215991 | Master Bedroom
Table | Compact Fluorescent |  | Twist | 1 | 15 | 215991 | Master Bedroom
Ceiling Fixture | Linear Fluorescent | 48 | T-12 | 1 | 40 | 215992 | Kitchen
Ceiling Fixture | Compact Fluorescent |  | Twist | 2 | 15 | 215992 | Kitchen
Track | Incandescent |  | Standard A Lamp | 2 | 60 | 215992 | Kitchen
Track | Incandescent |  | Standard A Lamp | 3 | 30 | 215993 | Other
Ceiling Fixture | Linear Fluorescent | 48 | T-12 | 2 | 40 | 215994 | Garage
Exterior | Compact Fluorescent |  | Reflector | 2 | 15 | 215994 | Garage
Ceiling Fixture | Compact Fluorescent |  | Twist | 2 | 15 | 215995 | Bathroom
Wall Mount | Incandescent |  | Clear | 4 | 40 | 215995 | Bathroom
Ceiling Fixture | Compact Fluorescent |  | Pin base | 2 | 15 | 215996 | Bedroom
Table | Compact Fluorescent |  | Twist | 1 | 15 | 215996 | Bedroom
Ceiling Fixture | Compact Fluorescent |  | Twist | 2 | 15 | 215997 | Bathroom
Wall Mount | Incandescent |  | Clear | 4 | 40 | 215997 | Bathroom
Ceiling Fixture | Compact Fluorescent |  | Twist | 2 | 15 | 215998 | Bedroom
Ceiling Fixture | Compact Fluorescent |  | Twist | 1 | 15 | 215999 | Hall
Ceiling Fan | Incandescent |  | Clear | 3 | 60 | 2159910 | Living Room
Ceiling Fixture | Incandescent |  | Standard A Lamp | 2 | 60 | 2159910 | Living Room
Table | Compact Fluorescent |  | Twist | 1 | 15 | 2159910 | Living Room
Floor lamp | Halogen |  | Quartz Tube | 1 | 50 | 2159910 | Living Room
Torchiere | Incandescent |  | Standard A Lamp | 1 | 100 | 2159911 | Dining Room
Chandelier (Hanging) | Incandescent |  | Mini base | 5 | 60 | 2159911 | Dining Room
Floor lamp | Incandescent |  | Standard A Lamp | 1 | 40 | 2159911 | Dining Room
Ceiling Fixture | Compact Fluorescent |  | Twist | 2 | 15 | 2159912 | Laundry Room
Ceiling Fixture | Compact Fluorescent |  | Twist | 2 | 13 | 216301 | Bathroom
Wall Mount | Incandescent |  | Globe | 5 | 40 | 216301 | Bathroom
Ceiling Fixture | Compact Fluorescent |  | Twist | 2 | 13 | 216302 | Bathroom
Ceiling Fan | Compact Fluorescent |  | A shape bulb | 1 | 13 | 216303 | Bedroom
Ceiling Fan | Compact Fluorescent |  | Twist | 2 | 13 | 216304 | Bedroom
Table | Compact Fluorescent |  | Twist | 1 | 13 | 216304 | Bedroom
Table | Compact Fluorescent |  | Twist | 1 | 13 | 216305 | Family Room
Ceiling Fixture | Compact Fluorescent |  | Twist | 2 | 13 | 216306 | Hall
Ceiling Fixture | Compact Fluorescent |  | Twist | 2 | 13 | 216307 | Kitchen
Ceiling Fixture | Compact Fluorescent |  | Twist | 2 | 13 | 216308 | Laundry Room
Ceiling Fixture | Incandescent |  | Standard A Lamp | 2 | 60 | 216311 | Bathroom
Wall Mount | Incandescent |  | Clear | 2 | 60 | 216312 | Bathroom
Ceiling Fixture | Compact Fluorescent |  | Twist | 1 | 15 | 216312 | Bathroom
Table | Compact Fluorescent |  | Twist | 1 | 20 | 216313 | Bedroom
Table | Incandescent |  | Standard A Lamp | 1 | 60 | 216313 | Bedroom
Table | Incandescent |  | Standard A Lamp | 1 | 60 | 216314 | Bedroom
Table | Incandescent |  | 3-Way Incandescent | 1 | 100 | 216315 | Bedroom
Chandelier (Hanging) | Incandescent |  | Decorative | 4 | 25 | 216317 | Dining Room
Ceiling Fixture | Compact Fluorescent |  | Twist | 1 | 13 | 216318 | Other
Chandelier (Hanging) | Compact Fluorescent |  | Twist | 1 | 23 | 216319 | Family Room
Ceiling Fixture | Compact Fluorescent |  | Twist | 1 | 15 | 2163110 | Hall
Track | Compact Fluorescent |  | Twist | 2 | 15 | 2163111 | Kitchen
Ceiling Fixture | Incandescent |  | Clear | 1 | 60 | 2163112 | Laundry Room
Table | Compact Fluorescent |  | Twist | 1 | 23 | 2163113 | Living Room
Ceiling Fixture | Incandescent |  | Standard A Lamp | 2 | 40 | 216761 | Bathroom
Wall Mount | Compact Fluorescent |  | Twist | 1 | 15 | 216762 | Bedroom
Table | Incandescent |  | Standard A Lamp | 1 | 75 | 216762 | Bedroom
Wall Mount | Compact Fluorescent |  | Twist | 1 | 15 | 216763 | Garage
Ceiling Fixture | Linear Fluorescent | 48 | T-12 | 2 | 40 | 216764 | Living Room
Floor lamp | Incandescent |  | Standard A Lamp | 1 | 100 | 216764 | Living Room
Table | Compact Fluorescent |  | Twist | 1 | 15 | 216764 | Living Room
Wall Mount | Incandescent |  | Decorative | 4 | 40 | 216765 | Master Bedroom
Low bay | Linear Fluorescent | 36 | T-12 | 1 | 32 | 216766 | Kitchen
Ceiling Fixture | Linear Fluorescent | 48 | T-12 | 2 | 40 | 216766 | Kitchen
Wall Mount | Compact Fluorescent |  | Twist | 4 | 13 | 217231 | Bathroom
Wall Mount | Compact Fluorescent |  | Twist | 4 | 15 | 217232 | Bathroom
Chandelier (Hanging) | Compact Fluorescent |  | Twist | 1 | 15 | 217233 | Bedroom
Table | Compact Fluorescent |  | Twist | 1 | 13 | 217233 | Bedroom
Chandelier (Hanging) | Compact Fluorescent |  | Twist | 1 | 15 | 217234 | Bedroom
Table | Incandescent |  | Mini base | 1 | 25 | 217234 | Bedroom
Chandelier (Hanging) | Compact Fluorescent |  | Twist | 5 | 15 | 217235 | Dining Room
Wall Mount | Compact Fluorescent |  | Twist | 1 | 15 | 217236 | Other
Table | Incandescent |  | Standard A Lamp | 1 | 100 | 217237 | Family Room
Table | Compact Fluorescent |  | Twist | 1 | 22 | 217237 | Family Room
Ceiling Fan | Incandescent |  | Standard A Lamp | 3 | 100 | 217237 | Family Room
Recessed - other | Compact Fluorescent |  | Twist | 1 | 15 | 217237 | Family Room
Chandelier (Hanging) | Incandescent |  | Mini base | 6 | 40 | 217238 | Dining Room
Table | Compact Fluorescent |  | Twist | 1 | 15 | 217238 | Dining Room
Ceiling Fixture | Linear Fluorescent | 96 | T-12 | 2 | 95 | 217239 | Garage
Garage door opener | Incandescent |  | Standard A Lamp | 2 | 90 | 217239 | Garage
Chandelier (Hanging) | Compact Fluorescent |  | Twist | 1 | 22 | 2172310 | Hall
Chandelier (Hanging) | Compact Fluorescent |  | Twist | 1 | 15 | 2172311 | Hall
Ceiling Fixture | Linear Fluorescent | 48 | T-8 | 2 | 32 | 2172312 | Kitchen
Ceiling Fixture | Linear Fluorescent | 48 | T-12 | 2 | 40 | 2172313 | Laundry Room
Wall Mount | Incandescent |  | Clear | 14 | 40 | 2172314 | Bathroom
Ceiling Fixture | Compact Fluorescent |  | Twist | 1 | 15 | 2172314 | Bathroom
Track | Compact Fluorescent |  | Twist | 3 | 15 | 2172315 | Master Bedroom
Table | Incandescent |  | Other | 1 | 25 | 2172315 | Master Bedroom
Ceiling Fan | Incandescent |  | Standard A Lamp | 3 | 60 | 2172315 | Master Bedroom
Chandelier (Hanging) | Compact Fluorescent |  | Twist | 1 | 22 | 2172316 | Office
Table | Compact Fluorescent |  | Twist | 3 | 15 | 2172316 | Office
Ceiling Fixture | Linear Fluorescent | 48 | T-12 | 2 | 40 | 2172317 | Closet
Table | Incandescent |  | Standard A Lamp | 1 | 100 | 2172318 | Living Room
Floor lamp | Incandescent |  | Reflector | 1 | 30 | 2172318 | Living Room
Wall Mount | Incandescent |  | Mini base | 4 | 25 | 217291 | Bathroom
Ceiling Fixture | Incandescent |  | Standard A Lamp | 1 | 60 | 217292 | Bedroom
Wall Mount | Incandescent |  | Decorative | 1 | 40 | 217292 | Bedroom
Floor lamp | Incandescent |  | Standard A Lamp | 1 | 60 | 217293 | Bathroom
Ceiling Fixture | Incandescent |  | Standard A Lamp | 1 | 60 | 217294 | Hall
Ceiling Fixture | Incandescent |  | Standard A Lamp | 1 | 60 | 217295 | Kitchen
Chandelier (Hanging) | Compact Fluorescent |  | Twist | 5 | 22 | 217296 | Living Room
Floor lamp | Incandescent |  | Standard A Lamp | 1 | 60 | 217296 | Living Room
Wall Mount | Compact Fluorescent |  | Twist | 2 | 15 | 217311 | Bathroom
Ceiling Fixture | Incandescent |  | Decorative | 3 | 25 | 217311 | Bathroom
Wall Mount | Compact Fluorescent |  | Twist | 2 | 15 | 217312 | Bathroom
Ceiling Fixture | Incandescent |  | Standard A Lamp | 2 | 60 | 217313 | Bedroom
Table | Compact Fluorescent |  | Twist | 1 | 22 | 217313 | Bedroom
Ceiling Fixture | Incandescent |  | Standard A Lamp | 2 | 60 | 217314 | Bedroom
Chandelier (Hanging) | Incandescent |  | Decorative | 8 | 25 | 217315 | Dining Room
Ceiling Fan | Compact Fluorescent |  | Twist | 3 | 15 | 217316 | Family Room
Ceiling Fixture | Incandescent |  | Standard A Lamp | 2 | 60 | 217316 | Family Room
Ceiling Fixture | Linear Fluorescent | 48 | T-12 | 2 | 40 | 217317 | Kitchen
Table | Compact Fluorescent |  | Twist | 1 | 22 | 217318 | Living Room
Ceiling Fixture | Incandescent |  | Mini base | 3 | 25 | 217319 | Hall
Chandelier (Hanging) | Incandescent |  | Standard A Lamp | 1 | 60 | 217451 | Bathroom
Chandelier (Hanging) | Incandescent |  | Standard A Lamp | 1 | 60 | 217452 | Bathroom
Floor lamp | Incandescent |  | 3-Way Incandescent | 1 | 100 | 217453 | Bedroom
Table | Linear Fluorescent | 18 | T-12 | 1 | 15 | 217453 | Bedroom
Floor lamp | Incandescent |  | Standard A Lamp | 1 | 60 | 217454 | Bedroom
Ceiling Fixture | Incandescent |  | Standard A Lamp | 1 | 100 | 217455 | Closet
Chandelier (Hanging) | Incandescent |  | Globe | 1 | 75 | 217456 | Dining Room
Table | Compact Fluorescent |  | Twist | 1 | 15 | 217457 | Family Room
Floor lamp | Incandescent |  | 3-Way Incandescent | 1 | 100 | 217457 | Family Room
Ceiling Fixture | Incandescent |  | Standard A Lamp | 2 | 60 | 217458 | Hall
Ceiling Fixture | Incandescent |  | Standard A Lamp | 2 | 60 | 217459 | Kitchen
Ceiling Fixture | Incandescent |  | Standard A Lamp | 2 | 40 | 217601 | Kitchen
Wall Mount | Incandescent |  | Standard A Lamp | 1 | 40 | 217602 | Living Room
Other | Other |  | Other | 1 | 12 | 217603 | Hall
Wall Mount | Incandescent |  | Standard A Lamp | 2 | 60 | 217604 | Bathroom
Wall Mount | Incandescent |  | Standard A Lamp | 1 | 40 | 217605 | Bedroom
Wall Mount | Compact Fluorescent |  | Twist | 1 | 15 | 217651 | Bathroom
Wall Mount | Incandescent |  | Standard A Lamp | 1 | 75 | 217652 | Bedroom
Chandelier (Hanging) | Incandescent |  | Standard A Lamp | 1 | 60 | 217653 | Bedroom
Wall Mount | Compact Fluorescent |  | Twist | 1 | 15 | 217654 | Hall
Ceiling Fixture | Incandescent |  | Standard A Lamp | 1 | 60 | 217655 | Kitchen
Wall Mount | Incandescent |  | Standard A Lamp | 1 | 75 | 217655 | Kitchen
Wall Mount | Incandescent |  | Standard A Lamp | 2 | 60 | 217661 | Bedroom
Wall Mount | Incandescent |  | Standard A Lamp | 1 | 40 | 217662 | Bathroom
Wall Mount | Incandescent |  | Standard A Lamp | 1 | 60 | 217663 | Bedroom
Wall Mount | Incandescent |  | Standard A Lamp | 1 | 60 | 217664 | Bedroom
Table | Incandescent |  | Standard A Lamp | 1 | 40 | 217664 | Bedroom
Wall Mount | Incandescent |  | Standard A Lamp | 1 | 60 | 217665 | Hall
Ceiling Fixture | Incandescent |  | Standard A Lamp | 2 | 60 | 217666 | Kitchen
Table | Incandescent |  | Decorative | 1 | 60 | 217667 | Living Room
Ceiling Fixture | Incandescent |  | Standard A Lamp | 2 | 65 | 217668 | Other
Ceiling Fixture | Compact Fluorescent |  | Twist | 1 | 15 | 217741 | Bathroom
Ceiling Fixture | Compact Fluorescent |  | Twist | 1 | 13 | 217742 | Bedroom
Table | Compact Fluorescent |  | Twist | 1 | 13 | 217742 | Bedroom
Ceiling Fixture | Compact Fluorescent |  | Twist | 1 | 15 | 217743 | Hall
Ceiling Fixture | Compact Fluorescent |  | Twist | 1 | 15 | 217744 | Kitchen
Track | Halogen |  | MR | 5 | 35 | 217744 | Kitchen
Ceiling Fixture | Compact Fluorescent |  | Twist | 1 | 15 | 217745 | Laundry Room
Table | Compact Fluorescent |  | 3-Way CFL | 1 | 29 | 217746 | Living Room
Table | Compact Fluorescent |  | Straight Tube | 1 | 13 | 217746 | Living Room
Ceiling Fixture | Compact Fluorescent |  | Twist | 1 | 13 | 217747 | Bathroom
Table | Compact Fluorescent |  | Twist | 1 | 13 | 217748 | Master Bedroom
Wall Mount | Incandescent |  | Mini base | 1 | 30 | 217748 | Master Bedroom
Wall Mount | Incandescent |  | Standard A Lamp | 2 | 60 | 218191 | Bathroom
Ceiling Fixture | Incandescent |  | Standard A Lamp | 1 | 60 | 218193 | Bedroom
Ceiling Fan | Incandescent |  | Standard A Lamp | 1 | 60 | 218194 | Living Room
Ceiling Fixture | Incandescent |  | Standard A Lamp | 1 | 60 | 218194 | Living Room
Ceiling Fixture | Incandescent |  | Standard A Lamp | 1 | 75 | 218195 | Other
Ceiling Fixture | Compact Fluorescent |  | Twist | 2 | 13 | 218201 | Bathroom
Ceiling Fixture | Compact Fluorescent |  | Twist | 1 | 13 | 218202 | Bedroom
Table | Compact Fluorescent |  | Twist | 1 | 20 | 218203 | Bedroom
Other | Incandescent |  | Standard A Lamp | 1 | 100 | 218203 | Bedroom
Floor lamp | Compact Fluorescent |  | Twist | 1 | 20 | 218203 | Bedroom
Ceiling Fixture | Compact Fluorescent |  | Twist | 1 | 9 | 218204 | Bedroom
Table | Compact Fluorescent |  | Twist | 1 | 20 | 218204 | Bedroom
Floor lamp | Compact Fluorescent |  | Twist | 1 | 13 | 218205 | Family Room
Ceiling Fixture | Compact Fluorescent |  | Twist | 1 | 13 | 218206 | Laundry Room
Ceiling Fixture | Linear Fluorescent | 48 | T-12 | 2 | 40 | 218207 | Kitchen
Ceiling Fan | Compact Fluorescent |  | Twist | 1 | 13 | 218207 | Kitchen
Floor lamp | Incandescent |  | Standard A Lamp | 1 | 100 | 218461 | Dining Room
Ceiling Fixture | Incandescent |  | Globe | 1 | 100 | 218461 | Dining Room
Wall Mount | Incandescent |  | Globe | 4 | 40 | 218462 | Bathroom
Ceiling Fixture | Incandescent |  | Standard A Lamp | 1 | 60 | 218462 | Bathroom
Ceiling Fixture | Incandescent |  | Standard A Lamp | 1 | 40 | 218463 | Laundry Room
Ceiling Fixture | Incandescent |  | Standard A Lamp | 2 | 60 | 218464 | Garage
Garage door opener | Incandescent |  | Standard A Lamp | 1 | 40 | 218464 | Garage
Ceiling Fixture | Incandescent |  | Clear | 3 | 40 | 218465 | Living Room
Floor lamp | Incandescent |  | Standard A Lamp | 1 | 100 | 218465 | Living Room
Table | Incandescent |  | Decorative | 1 | 40 | 218465 | Living Room
Ceiling Fixture | Linear Fluorescent | 48 | T-12 | 1 | 40 | 218466 | Kitchen
Ceiling Fixture | Incandescent |  | Standard A Lamp | 1 | 60 | 218466 | Kitchen
Other | Halogen |  | MR | 2 | 50 | 218466 | Kitchen
Table | Incandescent |  | Standard A Lamp | 1 | 60 | 218467 | Living Room
Wall Mount | Incandescent |  | Standard A Lamp | 1 | 60 | 218467 | Living Room
Ceiling Fixture | Incandescent |  | Standard A Lamp | 1 | 60 | 218468 | Hall
Ceiling Fixture | Incandescent |  | Standard A Lamp | 1 | 60 | 218469 | Bedroom
Wall Mount | Incandescent |  | Standard A Lamp | 1 | 40 | 218469 | Bedroom
Wall Mount | Incandescent |  | Globe | 4 | 40 | 2184610 | Bathroom
Table | Incandescent |  | Standard A Lamp | 1 | 60 | 2184611 | Bedroom
Ceiling Fixture | Incandescent |  | Standard A Lamp | 1 | 60 | 2184612 | Closet
Wall Mount | Compact Fluorescent |  | Twist | 2 | 22 | 218551 | Bathroom
Wall Mount | Compact Fluorescent |  | Twist | 2 | 22 | 218552 | Bathroom
Ceiling Fixture | Incandescent |  | Standard A Lamp | 1 | 60 | 218552 | Bathroom
Table | Compact Fluorescent |  | Twist | 1 | 22 | 218553 | Bedroom
Ceiling Fixture | Incandescent |  | Standard A Lamp | 1 | 60 | 218554 | Hall
Chandelier (Hanging) | Incandescent |  | Mini base | 4 | 25 | 218555 | Kitchen
Ceiling Fixture | Incandescent |  | Standard A Lamp | 1 | 60 | 218555 | Kitchen
Ceiling Fan | Incandescent |  | Standard A Lamp | 3 | 40 | 218555 | Kitchen
Table | Incandescent |  | Standard A Lamp | 1 | 40 | 218556 | Laundry Room
Table | Compact Fluorescent |  | Twist | 1 | 22 | 218557 | Living Room
Table | Compact Fluorescent |  | Twist | 1 | 22 | 218558 | Master Bedroom
Ceiling Fixture | Incandescent |  | Standard A Lamp | 1 | 40 | 218701 | Bathroom
Floor lamp | Compact Fluorescent |  | A shape bulb | 1 | 15 | 218702 | Bedroom
Chandelier (Hanging) | Compact Fluorescent |  | A shape bulb | 3 | 15 | 218703 | Dining Room
Chandelier (Hanging) | Incandescent |  | Standard A Lamp | 1 | 40 | 218704 | Kitchen
Ceiling Fixture | Incandescent |  | Standard A Lamp | 1 | 60 | 218705 | Laundry Room
Floor lamp | Compact Fluorescent |  | Twist | 1 | 13 | 218706 | Living Room
Floor lamp | Incandescent |  | 3-Way Incandescent | 1 | 150 | 218706 | Living Room
Floor lamp | Incandescent |  | Standard A Lamp | 1 | 40 | 218706 | Living Room
Ceiling Fixture | Incandescent |  | Standard A Lamp | 1 | 60 | 218707 | Bathroom
Floor lamp | Incandescent |  | 3-Way Incandescent | 1 | 100 | 218708 | Master Bedroom
Floor lamp | Incandescent |  | Standard A Lamp | 1 | 60 | 218708 | Master Bedroom
Torchiere | Incandescent |  | Standard A Lamp | 1 | 100 | 218708 | Master Bedroom
Floor lamp | Incandescent |  | Standard A Lamp | 1 | 150 | 218709 | Office
Floor lamp | Incandescent |  | Standard A Lamp | 1 | 40 | 218709 | Office
Wall Mount | Incandescent |  | Globe | 3 | 40 | 218931 | Bathroom
Ceiling Fixture | Incandescent |  | Standard A Lamp | 1 | 60 | 218931 | Bathroom
Ceiling Fixture | Incandescent |  | Standard A Lamp | 2 | 60 | 218932 | Bedroom
Table | Incandescent |  | Decorative | 3 | 25 | 218932 | Bedroom
Ceiling Fixture | Incandescent |  | Standard A Lamp | 2 | 60 | 218933 | Bedroom
Ceiling Fixture | Incandescent |  | Decorative | 3 | 40 | 218934 | Dining Room
Ceiling Fixture | Incandescent |  | Standard A Lamp | 2 | 60 | 218935 | Hall
Ceiling Fixture | Halogen |  | PAR | 3 | 50 | 218936 | Kitchen
Ceiling Fixture | Compact Fluorescent |  | Twist | 2 | 15 | 218936 | Kitchen
Architectural | Incandescent |  | Globe | 1 | 40 | 218936 | Kitchen
Ceiling Fixture | Compact Fluorescent |  | Twist | 2 | 15 | 218937 | Laundry Room
Ceiling Fixture | Incandescent |  | Standard A Lamp | 2 | 60 | 218938 | Living Room
Table | Compact Fluorescent |  | Twist | 1 | 15 | 218938 | Living Room
Architectural | Linear Fluorescent | 24 | T-8 | 1 | 16 | 218938 | Living Room
Ceiling Fixture | Incandescent |  | Standard A Lamp | 2 | 60 | 218939 | Bathroom
Wall Mount | Incandescent |  | Globe | 3 | 40 | 218939 | Bathroom
Ceiling Fixture | Incandescent |  | Standard A Lamp | 2 | 60 | 2189310 | Master Bedroom
Floor lamp | Compact Fluorescent |  | Twist | 1 | 19 | 2189310 | Master Bedroom
Ceiling Fixture | Incandescent |  | Standard A Lamp | 1 | 60 | 2189311 | Closet
Chandelier (Hanging) | Incandescent |  | Mini base | 7 | 40 | 219131 | Dining Room
Table | Incandescent |  | Clear | 1 | 40 | 219131 | Dining Room
Ceiling Fixture | Linear Fluorescent | 48 | T-8 | 2 | 32 | 219132 | Closet
Table | Incandescent |  | Standard A Lamp | 2 | 40 | 219133 | Living Room
Chandelier (Hanging) | Incandescent |  | Standard A Lamp | 2 | 40 | 219133 | Living Room
Floor lamp | Incandescent |  | Standard A Lamp | 1 | 40 | 219133 | Living Room
Ceiling Fixture | Linear Fluorescent | 48 | T-8 | 2 | 32 | 219134 | Kitchen
Other | Halogen |  | MR | 2 | 50 | 219134 | Kitchen
Ceiling Fixture | Incandescent |  | Standard A Lamp | 2 | 40 | 219135 | Laundry Room
Ceiling Fixture | Incandescent |  | Standard A Lamp | 2 | 60 | 219136 | Hall
Ceiling Fixture | Incandescent |  | Standard A Lamp | 2 | 60 | 219137 | Bathroom
Wall Mount | Compact Fluorescent |  | Globe | 8 | 9 | 219137 | Bathroom
Ceiling Fixture | Compact Fluorescent |  | Twist | 2 | 15 | 219138 | Office
Floor lamp | Incandescent |  | Standard A Lamp | 1 | 60 | 219138 | Office
Table | Incandescent |  | Standard A Lamp | 1 | 60 | 219138 | Office
Ceiling Fixture | Incandescent |  | Standard A Lamp | 2 | 60 | 219139 | Bedroom
Table | Compact Fluorescent |  | Twist | 1 | 15 | 219139 | Bedroom
Ceiling Fixture | Incandescent |  | Standard A Lamp | 2 | 60 | 2191310 | Bathroom
Wall Mount | Halogen |  | PAR | 1 | 50 | 2191310 | Bathroom
Wall Mount | Compact Fluorescent |  | Twist | 2 | 15 | 219421 | Bathroom
Chandelier (Hanging) | Incandescent |  | Decorative | 5 | 45 | 219422 | Bedroom
Table | Compact Fluorescent |  | Twist | 1 | 15 | 219422 | Bedroom
Chandelier (Hanging) | Incandescent |  | Decorative | 5 | 25 | 219423 | Bedroom
Table | Compact Fluorescent |  | Twist | 1 | 22 | 219423 | Bedroom
Ceiling Fixture | Compact Fluorescent |  | Twist | 2 | 15 | 219424 | Other
Ceiling Fixture | Compact Fluorescent |  | Twist | 2 | 22 | 219425 | Other
Ceiling Fixture | Linear Fluorescent | 48 | T-12 | 2 | 40 | 219426 | Garage
Ceiling Fixture | Incandescent |  | Standard A Lamp | 1 | 60 | 219426 | Garage
Chandelier (Hanging) | Compact Fluorescent |  | Twist | 3 | 22 | 219427 | Kitchen
Chandelier (Hanging) | Compact Fluorescent |  | Twist | 1 | 22 | 219427 | Kitchen
Wall Mount | Incandescent |  | Standard A Lamp | 1 | 60 | 219427 | Kitchen
Chandelier (Hanging) | Incandescent |  | Decorative | 4 | 65 | 219428 | Living Room
Table | Compact Fluorescent |  | Twist | 2 | 22 | 219428 | Living Room
Ceiling Fixture | Compact Fluorescent |  | Twist | 1 | 15 | 219429 | Bathroom
Chandelier (Hanging) | Incandescent |  | Decorative | 4 | 60 | 2194210 | Bedroom
Table | Compact Fluorescent |  | Twist | 1 | 15 | 2194210 | Bedroom
Ceiling Fixture | Compact Fluorescent |  | Twist | 1 | 15 | 2194211 | Closet
Chandelier (Hanging) | Incandescent |  | Decorative | 3 | 45 | 2194212 | Office
Table | Compact Fluorescent |  | Twist | 1 | 15 | 2194212 | Office
Ceiling Fixture | Incandescent |  | Decorative | 6 | 60 | 2194213 | Living Room
Table | Compact Fluorescent |  | Twist | 1 | 22 | 2194213 | Living Room
Wall Mount | Incandescent |  | Globe | 4 | 40 | 219601 | Bathroom
Ceiling Fan | Incandescent |  | Standard A Lamp | 1 | 40 | 219601 | Bathroom
Table | Incandescent |  | Decorative | 3 | 25 | 219602 | Bedroom
Chandelier (Hanging) | Incandescent |  | Decorative | 3 | 25 | 219603 | Bedroom
Floor lamp | Incandescent |  | Globe | 3 | 40 | 219603 | Bedroom
Chandelier (Hanging) | Incandescent |  | Globe | 1 | 100 | 219604 | Dining Room
Chandelier (Hanging) | Incandescent |  | Decorative | 6 | 25 | 219604 | Dining Room
Ceiling Fan | Incandescent |  | Standard A Lamp | 4 | 60 | 219605 | Dining Room
Ceiling Fixture | Incandescent |  | Standard A Lamp | 1 | 60 | 219606 | Hall
Ceiling Fixture | Linear Fluorescent | 48 | T-12 | 2 | 32 | 219607 | Kitchen
Ceiling Fixture | Incandescent |  | Standard A Lamp | 2 | 60 | 219608 | Laundry Room
Chandelier (Hanging) | Incandescent |  | Standard A Lamp | 1 | 90 | 219609 | Living Room
Ceiling Fixture | Incandescent |  | Mini base | 5 | 25 | 219609 | Living Room
Table | Compact Fluorescent |  | Twist | 1 | 15 | 219609 | Living Room
Table | Incandescent |  | Standard A Lamp | 1 | 60 | 219609 | Living Room
Ceiling Fixture | Incandescent |  | Standard A Lamp | 2 | 25 | 2196010 | Bathroom
Ceiling Fixture | Incandescent |  | Standard A Lamp | 1 | 60 | 2196010 | Bathroom
Chandelier (Hanging) | Incandescent |  | Decorative | 6 | 25 | 2196011 | Master Bedroom
Wall Mount | Incandescent |  | Standard A Lamp | 1 | 60 | 2196012 | Bedroom
Floor lamp | Incandescent |  | Standard A Lamp | 3 | 60 | 2196012 | Bedroom
Wall Mount | Incandescent |  | Globe | 3 | 60 | 219701 | Laundry Room
Ceiling Fixture | Incandescent |  | Standard A Lamp | 1 | 60 | 219701 | Laundry Room
Table | Incandescent |  | Standard A Lamp | 1 | 60 | 219702 | Bedroom
Wall Mount | Incandescent |  | Globe | 4 | 60 | 219703 | Bedroom
Ceiling Fixture | Incandescent |  | Standard A Lamp | 2 | 60 | 219703 | Bedroom
Table | Incandescent |  | Decorative | 3 | 40 | 219703 | Bedroom
Table | Incandescent |  | Standard A Lamp | 1 | 60 | 219704 | Family Room
Ceiling Fan | Incandescent |  | Standard A Lamp | 3 | 60 | 219704 | Family Room
Chandelier (Hanging) | Incandescent |  | Decorative | 3 | 40 | 219705 | Dining Room
Ceiling Fixture | Incandescent |  | Standard A Lamp | 2 | 60 | 219711 | Bathroom
Wall Mount | Incandescent |  | Standard A Lamp | 2 | 60 | 219711 | Bathroom
Table | Compact Fluorescent |  | Twist | 1 | 22 | 219713 | Bedroom
Ceiling Fixture | Incandescent |  | Standard A Lamp | 2 | 60 | 219714 | Hall
Ceiling Fixture | Incandescent |  | Standard A Lamp | 3 | 60 | 219715 | Living Room
Table | Compact Fluorescent |  | Twist | 1 | 22 | 219715 | Living Room
Ceiling Fixture | Linear Fluorescent | 48 | T-12 | 1 | 40 | 219821 | Kitchen
Ceiling Fixture | Halogen |  | MR | 4 | 50 | 219821 | Kitchen
Wall Mount | Compact Fluorescent |  | Twist | 3 | 22 | 219822 | Bathroom
Recessed Can | Compact Fluorescent |  | Twist | 1 | 22 | 219822 | Bathroom
Ceiling Fixture | Compact Fluorescent |  | Twist | 1 | 15 | 219823 | Closet
Ceiling Fixture | Compact Fluorescent |  | Twist | 1 | 15 | 219824 | Laundry Room
Ceiling Fixture | Compact Fluorescent |  | Twist | 2 | 15 | 219825 | Bedroom
Chandelier (Hanging) | Incandescent |  | Mini base | 6 | 60 | 219826 | Dining Room
Wall Mount | Compact Fluorescent |  | Twist | 1 | 15 | 219827 | Hall
Table | Compact Fluorescent |  | Twist | 1 | 22 | 219828 | Family Room
Table | Compact Fluorescent |  | Twist | 1 | 22 | 219829 | Living Room
Ceiling Fan | Compact Fluorescent |  | Twist | 3 | 22 | 219829 | Living Room
Ceiling Fixture | Compact Fluorescent |  | Twist | 2 | 22 | 2198210 | Hall
Table | Compact Fluorescent |  | Twist | 1 | 22 | 2198211 | Bedroom
Recessed Can | Compact Fluorescent |  | Other | 1 | 22 | 2198212 | Bathroom
Wall Mount | Compact Fluorescent |  | Twist | 3 | 22 | 2198212 | Bathroom
Ceiling Fan | Compact Fluorescent |  | Twist | 2 | 22 | 2198213 | Master Bedroom
Table | Incandescent |  | Decorative | 1 | 60 | 2198213 | Master Bedroom
Wall Mount | Compact Fluorescent |  | Twist | 1 | 22 | 219841 | Bathroom
Ceiling Fixture | Compact Fluorescent |  | Twist | 1 | 22 | 219842 | Hall
Ceiling Fixture | Compact Fluorescent |  | Twist | 1 | 22 | 219843 | Kitchen
Ceiling Fixture | Incandescent |  | Standard A Lamp | 2 | 60 | 219844 | Bedroom
Ceiling Fixture | Incandescent |  | Standard A Lamp | 1 | 65 | 219845 | Bedroom
Ceiling Fixture | Compact Fluorescent |  | Twist | 2 | 15 | 219971 | Kitchen
Ceiling Fixture | Compact Fluorescent |  | Twist | 1 | 15 | 219972 | Bedroom
Ceiling Fixture | Linear Fluorescent | 18 | T-4 | 1 | 22 | 219973 | Closet
Ceiling Fixture | Compact Fluorescent |  | Twist | 1 | 16 | 219974 | Bathroom
Wall Mount | Incandescent |  | Decorative | 4 | 60 | 219974 | Bathroom
Ceiling Fixture | Compact Fluorescent |  | Twist | 2 | 15 | 219975 | Laundry Room
Ceiling Fan | Incandescent |  | Standard A Lamp | 3 | 40 | 219976 | Dining Room
Floor lamp | Compact Fluorescent |  | Twist | 1 | 15 | 219977 | Living Room
Ceiling Fixture | Compact Fluorescent |  | Twist | 1 | 15 | 219978 | Hall
Ceiling Fixture | Compact Fluorescent |  | Twist | 1 | 15 | 219979 | Bathroom
Track | Halogen |  | MR | 3 | 50 | 2199710 | Bedroom
Ceiling Fixture | Compact Fluorescent |  | Twist | 1 | 15 | 2199711 | Bedroom
Ceiling Fixture | Compact Fluorescent |  | Twist | 1 | 15 | 2199712 | Bedroom
Floor lamp | Compact Fluorescent |  | Twist | 1 | 15 | 2199712 | Bedroom
Ceiling Fixture | Compact Fluorescent |  | Twist | 1 | 13 | 220041 | Bathroom
Ceiling Fixture | Incandescent |  | Standard A Lamp | 1 | 40 | 220042 | Bedroom
Ceiling Fixture | Compact Fluorescent |  | Twist | 1 | 13 | 220043 | Hall
Ceiling Fixture | Compact Fluorescent |  | Twist | 1 | 13 | 220044 | Kitchen
Chandelier (Hanging) | Compact Fluorescent |  | Twist | 1 | 23 | 220044 | Kitchen
Floor lamp | Compact Fluorescent |  | Twist | 1 | 23 | 220045 | Living Room
Floor lamp | Compact Fluorescent |  | Twist | 1 | 13 | 220045 | Living Room
Floor lamp | Incandescent |  | Standard A Lamp | 1 | 60 | 220045 | Living Room
Ceiling Fixture | Compact Fluorescent |  | Twist | 2 | 23 | 220046 | Master Bedroom
Ceiling Fixture | Incandescent |  | Standard A Lamp | 1 | 40 | 220131 | Bathroom
Ceiling Fixture | Incandescent |  | Standard A Lamp | 1 | 60 | 220131 | Bathroom
Ceiling Fixture | Incandescent |  | Standard A Lamp | 1 | 40 | 220132 | Bedroom
Ceiling Fixture | Incandescent |  | Standard A Lamp | 1 | 60 | 220133 | Bedroom
Ceiling Fixture | Incandescent |  | Standard A Lamp | 1 | 40 | 220134 | Hall
Ceiling Fixture | Incandescent |  | Standard A Lamp | 2 | 65 | 220135 | Kitchen
Table | Incandescent |  | Standard A Lamp | 1 | 60 | 220135 | Kitchen
Floor lamp | Compact Fluorescent |  | Twist | 3 | 15 | 220136 | Living Room
Wall Mount | Linear Fluorescent | 48 | T-8 | 1 | 40 | 220136 | Living Room
Ceiling Fixture | Incandescent |  | Standard A Lamp | 1 | 60 | 220171 | Bathroom
Ceiling Fixture | Compact Fluorescent |  | Twist | 1 | 22 | 220172 | Bathroom
Wall Mount | Incandescent |  | Mini base | 6 | 25 | 220172 | Bathroom
Ceiling Fixture | Incandescent |  | Standard A Lamp | 1 | 60 | 220173 | Bedroom
Table | Incandescent |  | Standard A Lamp | 1 | 60 | 220173 | Bedroom
Table | Linear Fluorescent | 24 | T-8 | 2 | 20 | 220173 | Bedroom
Table | Incandescent |  | Mini base | 1 | 5 | 220173 | Bedroom
Ceiling Fixture | Incandescent |  | Standard A Lamp | 1 | 60 | 220174 | Bedroom
Table | Incandescent |  | Decorative | 1 | 60 | 220174 | Bedroom
Table | Incandescent |  | Standard A Lamp | 1 | 60 | 220174 | Bedroom
Ceiling Fixture | Incandescent |  | Reflector | 1 | 75 | 220175 | Garage
Garage door opener | Incandescent |  | Standard A Lamp | 1 | 60 | 220175 | Garage
Wall Mount | Incandescent |  | Reflector | 2 | 75 | 220175 | Garage
Wall Mount | Other |  | Mercury Vapor | 1 | 100 | 220175 | Garage
Ceiling Fixture | Incandescent |  | Standard A Lamp | 1 | 60 | 220176 | Hall
Chandelier (Hanging) | Incandescent |  | Decorative | 6 | 60 | 220177 | Kitchen
Ceiling Fixture | Linear Fluorescent | 48 | T-12 | 2 | 40 | 220177 | Kitchen
Ceiling Fixture | Linear Fluorescent | 24 | T-12 | 2 | 32 | 220177 | Kitchen
Chandelier (Hanging) | Incandescent |  | Decorative | 3 | 60 | 220178 | Living Room
Table | Compact Fluorescent |  | Twist | 1 | 22 | 220178 | Living Room
Table | Incandescent |  | Standard A Lamp | 1 | 150 | 220179 | Master Bedroom
Table | Incandescent |  | Decorative | 1 | 60 | 220179 | Master Bedroom
Table | Compact Fluorescent |  | Twist | 1 | 22 | 220179 | Master Bedroom
Table | Incandescent |  | Decorative | 1 | 60 | 220179 | Master Bedroom
Ceiling Fixture | Incandescent |  | Standard A Lamp | 1 | 60 | 2201710 | Laundry Room
Ceiling Fixture | Compact Fluorescent |  | Twist | 1 | 15 | 220281 | Hall
Ceiling Fan | Incandescent |  | Standard A Lamp | 1 | 45 | 220282 | Bathroom
Ceiling Fixture | Incandescent |  | Standard A Lamp | 2 | 60 | 220283 | Bedroom
Ceiling Fixture | Compact Fluorescent |  | Twist | 1 | 15 | 220284 | Dining Room
Ceiling Fixture | Compact Fluorescent |  | Twist | 1 | 15 | 220285 | Garage
Ceiling Fixture | Compact Fluorescent |  | Twist | 1 | 15 | 220286 | Kitchen
Wall Mount | Compact Fluorescent |  | Twist | 1 | 15 | 220286 | Kitchen
Table | Compact Fluorescent |  | Twist | 1 | 15 | 220287 | Living Room
Floor lamp | Incandescent |  | 3-Way Incandescent | 1 | 100 | 220287 | Living Room
Ceiling Fixture | Incandescent |  | Standard A Lamp | 2 | 60 | 220288 | Master Bedroom
Table | Compact Fluorescent |  | Twist | 1 | 15 | 220288 | Master Bedroom
Ceiling Fixture | Incandescent |  | Standard A Lamp | 1 | 60 | 220481 | Bathroom
Ceiling Fixture | Incandescent |  | Standard A Lamp | 1 | 60 | 220482 | Bedroom
Ceiling Fixture | Incandescent |  | Standard A Lamp | 1 | 60 | 220483 | Bedroom
Ceiling Fixture | Incandescent |  | Standard A Lamp | 1 | 60 | 220484 | Closet
Chandelier (Hanging) | Incandescent |  | Standard A Lamp | 1 | 60 | 220485 | Dining Room
Ceiling Fixture | Incandescent |  | Standard A Lamp | 1 | 60 | 220486 | Hall
Ceiling Fixture | Incandescent |  | Standard A Lamp | 1 | 60 | 220487 | Kitchen
Ceiling Fan | Incandescent |  | Standard A Lamp | 3 | 65 | 220488 | Living Room
Floor lamp | Compact Fluorescent |  | Twist | 1 | 22 | 220488 | Living Room
Ceiling Fan | Incandescent |  | Standard A Lamp | 3 | 60 | 220489 | Master Bedroom
Wall Mount | Incandescent |  | Standard A Lamp | 2 | 60 | 2204810 | Bathroom
Ceiling Fixture | Incandescent |  | Standard A Lamp | 1 | 65 | 2204810 | Bathroom
Ceiling Fixture | Incandescent |  | Standard A Lamp | 3 | 75 | 220561 | Kitchen
Table | Incandescent |  | Standard A Lamp | 1 | 75 | 220562 | Living Room
Ceiling Fixture | Incandescent |  | Standard A Lamp | 1 | 60 | 220563 | Bedroom
Wall Mount | Incandescent |  | Standard A Lamp | 1 | 40 | 220564 | Bathroom
Ceiling Fixture | Incandescent |  | Standard A Lamp | 2 | 60 | 220566 | Other
Ceiling Fixture | Incandescent |  | Standard A Lamp | 2 | 60 | 220671 | Bathroom
Table | Compact Fluorescent |  | Twist | 1 | 22 | 220672 | Bedroom
Chandelier (Hanging) | Incandescent |  | Standard A Lamp | 1 | 60 | 220672 | Bedroom
Table | Compact Fluorescent |  | A shape bulb | 1 | 15 | 220672 | Bedroom
Ceiling Fixture | Incandescent |  | Standard A Lamp | 1 | 60 | 220672 | Bedroom
Ceiling Fixture | Linear Fluorescent | 48 | T-8 | 2 | 60 | 220673 | Kitchen
Ceiling Fan | Compact Fluorescent |  | Twist | 3 | 22 | 220673 | Kitchen
Ceiling Fixture | Incandescent |  | Standard A Lamp | 2 | 65 | 220674 | Laundry Room
Chandelier (Hanging) | Compact Fluorescent |  | Twist | 1 | 15 | 220675 | Living Room
Table | Compact Fluorescent |  | Twist | 1 | 28 | 220675 | Living Room
Ceiling Fixture | Compact Fluorescent |  | Twist | 2 | 22 | 220676 | Bathroom
Ceiling Fixture | Incandescent |  | Standard A Lamp | 2 | 65 | 220677 | Office
Table | Linear Fluorescent | 24 | T-8 | 2 | 16 | 220677 | Office
Ceiling Fixture | Incandescent |  | Standard A Lamp | 2 | 75 | 220678 | Bedroom
Table | Incandescent |  | Standard A Lamp | 1 | 40 | 220678 | Bedroom
Ceiling Fixture | Incandescent |  | Standard A Lamp | 2 | 60 | 220731 | Bathroom
Ceiling Fixture | Incandescent |  | Standard A Lamp | 2 | 60 | 220732 | Bedroom
Table | Compact Fluorescent |  | Twist | 1 | 22 | 220732 | Bedroom
Ceiling Fixture | Incandescent |  | Decorative | 3 | 60 | 220733 | Bedroom
Table | Incandescent |  | Standard A Lamp | 1 | 60 | 220733 | Bedroom
Ceiling Fan | Compact Fluorescent |  | Twist | 3 | 22 | 220734 | Dining Room
Chandelier (Hanging) | Compact Fluorescent |  | Twist | 2 | 22 | 220735 | Family Room
Ceiling Fan | Compact Fluorescent |  | Twist | 4 | 22 | 220735 | Family Room
Table | Incandescent |  | Standard A Lamp | 1 | 95 | 220735 | Family Room
Ceiling Fixture | Linear Fluorescent | 48 | T-12 | 2 | 40 | 220736 | Garage
Garage door opener | Incandescent |  | Standard A Lamp | 1 | 60 | 220736 | Garage
Ceiling Fixture | Incandescent |  | Standard A Lamp | 2 | 100 | 220737 | Hall
Recessed - other | Linear Fluorescent | 42 | T-12 | 2 | 32 | 220738 | Kitchen
Wall Mount | Incandescent |  | Standard A Lamp | 1 | 40 | 220738 | Kitchen
Ceiling Fixture | Compact Fluorescent |  | Twist | 2 | 22 | 220738 | Kitchen
Ceiling Fixture | Incandescent |  | Mini base | 2 | 25 | 220739 | Bathroom
Wall Mount | Compact Fluorescent |  | Twist | 2 | 15 | 220739 | Bathroom
Ceiling Fixture | Incandescent |  | Standard A Lamp | 3 | 60 | 2207310 | Bedroom
Table | Compact Fluorescent |  | Twist | 1 | 22 | 2207310 | Bedroom
Ceiling Fixture | Incandescent |  | Standard A Lamp | 2 | 60 | 2207311 | Closet
Ceiling Fixture | Incandescent |  | Standard A Lamp | 2 | 60 | 2207312 | Other
Ceiling Fixture | Incandescent |  | Standard A Lamp | 3 | 60 | 221121 | Bedroom
Other | Linear Fluorescent | 18 | T-4 | 1 | 16 | 221121 | Bedroom
Ceiling Fixture | Compact Fluorescent |  | Twist | 2 | 15 | 221122 | Bedroom
Ceiling Fixture | Incandescent |  | Standard A Lamp | 1 | 60 | 221122 | Bedroom
Ceiling Fan | Incandescent |  | Standard A Lamp | 4 | 60 | 221123 | Dining Room
Ceiling Fixture | Compact Fluorescent |  | Twist | 3 | 15 | 221124 | Garage
Ceiling Fixture | Linear Fluorescent | 48 | T-12 | 2 | 32 | 221124 | Garage
Garage door opener | Incandescent |  | Standard A Lamp | 1 | 60 | 221124 | Garage
Ceiling Fixture | Incandescent |  | Standard A Lamp | 1 | 60 | 221125 | Hall
Recessed - other | Linear Fluorescent | 48 | T-12 | 2 | 32 | 221126 | Kitchen
Ceiling Fixture | Incandescent |  | Standard A Lamp | 1 | 60 | 221127 | Laundry Room
Ceiling Fan | Compact Fluorescent |  | A shape bulb | 3 | 22 | 221128 | Living Room
Ceiling Fan | Incandescent |  | Standard A Lamp | 1 | 60 | 221128 | Living Room
Wall Mount | Incandescent |  | Standard A Lamp | 2 | 60 | 221129 | Bathroom
Ceiling Fixture | Incandescent |  | Heat Lamp | 1 | 150 | 221129 | Bathroom
Wall Mount | Incandescent |  | Standard A Lamp | 2 | 60 | 2211210 | Bathroom
Ceiling Fixture | Incandescent |  | Standard A Lamp | 1 | 60 | 2211210 | Bathroom
Ceiling Fixture | Incandescent |  | Standard A Lamp | 1 | 60 | 2211211 | Master Bedroom
Table | Compact Fluorescent |  | Twist | 1 | 15 | 2211211 | Master Bedroom
Wall Mount | Incandescent |  | Globe | 3 | 40 | 221191 | Bathroom
Ceiling Fixture | Incandescent |  | Standard A Lamp | 2 | 60 | 221192 | Bedroom
Table | Incandescent |  | Standard A Lamp | 1 | 60 | 221192 | Bedroom
Chandelier (Hanging) | Incandescent |  | Decorative | 5 | 40 | 221193 | Dining Room
Wall Mount | Incandescent |  | Globe | 6 | 40 | 221194 | Bathroom
Ceiling Fixture | Incandescent |  | Standard A Lamp | 1 | 60 | 221194 | Bathroom
Ceiling Fixture | Incandescent |  | Standard A Lamp | 2 | 60 | 221195 | Bedroom
Ceiling Fixture | Incandescent |  | Standard A Lamp | 1 | 60 | 221196 | Bedroom
Ceiling Fixture | Linear Fluorescent | 48 | T-12 | 2 | 40 | 221196 | Bedroom
Recessed Can | Incandescent |  | Standard A Lamp | 1 | 60 | 221197 | Hall
Recessed Can | Incandescent |  | Reflector | 1 | 60 | 221198 | Kitchen
Wall Mount | Incandescent |  | Decorative | 1 | 25 | 221198 | Kitchen
Recessed Can | Incandescent |  | Reflector | 1 | 60 | 221199 | Living Room
Ceiling Fixture | Incandescent |  | Standard A Lamp | 1 | 60 | 2211910 | Other
Table | Compact Fluorescent |  | Twist | 1 | 22 | 2211911 | Family Room
Floor lamp | Compact Fluorescent |  | Pin base | 1 | 28 | 2211911 | Family Room
Ceiling Fixture | Incandescent |  | Standard A Lamp | 1 | 40 | 2211912 | Hall
Ceiling Fixture | Linear Fluorescent | 48 | T-12 | 2 | 32 | 2211913 | Kitchen
Wall Mount | Incandescent |  | Standard A Lamp | 1 | 40 | 2211913 | Kitchen
Ceiling Fixture | Incandescent |  | Standard A Lamp | 1 | 40 | 2211913 | Kitchen
Ceiling Fixture | Incandescent |  | Standard A Lamp | 1 | 60 | 2211914 | Laundry Room
Table | Incandescent |  | Decorative | 1 | 40 | 2211915 | Living Room
Table | Incandescent |  | Standard A Lamp | 1 | 60 | 2211915 | Living Room
Floor lamp | Incandescent |  | 3-Way Incandescent | 1 | 100 | 2211915 | Living Room
Ceiling Fixture | Incandescent |  | Standard A Lamp | 1 | 60 | 2211916 | Bathroom
Wall Mount | Incandescent |  | Globe | 3 | 40 | 2211916 | Bathroom
Ceiling Fan | Incandescent |  | Standard A Lamp | 4 | 60 | 2211917 | Master Bedroom
Table | Incandescent |  | Standard A Lamp | 1 | 100 | 2211917 | Master Bedroom
Wall Mount | Compact Fluorescent |  | Twist | 1 | 15 | 2211917 | Master Bedroom
Wall Mount | Incandescent |  | Globe | 3 | 25 | 221901 | Bathroom
Wall Mount | Incandescent |  | Standard A Lamp | 3 | 60 | 221902 | Bedroom
Table | Compact Fluorescent |  | Twist | 1 | 22 | 221902 | Bedroom
Wall Mount | Incandescent |  | Globe | 3 | 40 | 221902 | Bedroom
Wall Mount | Incandescent |  | Globe | 3 | 40 | 221903 | Bedroom
Wall Mount | Incandescent |  | Globe | 4 | 40 | 221904 | Bedroom
Chandelier (Hanging) | Incandescent |  | Globe | 5 | 60 | 221905 | Dining Room
Ceiling Fixture | Incandescent |  | Standard A Lamp | 1 | 60 | 221905 | Dining Room
Ceiling Fan | Incandescent |  | Standard A Lamp | 1 | 60 | 221906 | Family Room
Wall Mount | Compact Fluorescent |  | Twist | 1 | 22 | 221906 | Family Room
Floor lamp | Compact Fluorescent |  | Straight Tube | 1 | 15 | 221907 | Office
Wall Mount | Incandescent |  | Standard A Lamp | 1 | 60 | 221907 | Office
Wall Mount | Incandescent |  | Standard A Lamp | 3 | 60 | 221907 | Office
Floor lamp | Incandescent |  | Standard A Lamp | 1 | 60 | 221908 | Living Room
Ceiling Fixture | Incandescent |  | Standard A Lamp | 1 | 60 | 221921 | Bathroom
Ceiling Fixture | Incandescent |  | Standard A Lamp | 1 | 60 | 221922 | Bedroom
Floor lamp | Incandescent |  | Standard A Lamp | 5 | 60 | 221922 | Bedroom
Ceiling Fixture | Incandescent |  | Standard A Lamp | 1 | 60 | 221923 | Bedroom
Table | Incandescent |  | Standard A Lamp | 1 | 60 | 221923 | Bedroom
Ceiling Fan | Incandescent |  | Decorative | 3 | 40 | 221924 | Dining Room
Ceiling Fixture | Incandescent |  | Standard A Lamp | 1 | 60 | 221925 | Dining Room
Ceiling Fixture | Linear Fluorescent | 48 | T-12 | 2 | 40 | 221926 | Garage
Ceiling Fixture | Incandescent |  | Standard A Lamp | 1 | 60 | 221927 | Hall
Ceiling Fixture | Incandescent |  | Standard A Lamp | 1 | 60 | 221928 | Kitchen
Ceiling Fixture | Compact Fluorescent |  | Twist | 1 | 15 | 221928 | Kitchen
Ceiling Fixture | Incandescent |  | Standard A Lamp | 1 | 60 | 221929 | Laundry Room
Floor lamp | Incandescent |  | Standard A Lamp | 3 | 60 | 2219210 | Living Room
Ceiling Fixture | Incandescent |  | Standard A Lamp | 1 | 60 | 2219211 | Bathroom
Ceiling Fan | Incandescent |  | Decorative | 4 | 40 | 2219212 | Master Bedroom
Table | Incandescent |  | Decorative | 1 | 40 | 2219212 | Master Bedroom
Floor lamp | Incandescent |  | Standard A Lamp | 1 | 60 | 2219213 | Office
Table | Incandescent |  | Decorative | 1 | 40 | 2219213 | Office
Wall Mount | Compact Fluorescent |  | Twist | 3 | 15 | 222041 | Bathroom
Wall Mount | Compact Fluorescent |  | Twist | 2 | 15 | 222042 | Bathroom
Ceiling Fixture | Compact Fluorescent |  | Twist | 1 | 15 | 222043 | Bedroom
Ceiling Fixture | Compact Fluorescent |  | Twist | 2 | 15 | 222044 | Bedroom
Ceiling Fixture | Compact Fluorescent |  | Twist | 1 | 15 | 222045 | Kitchen
Ceiling Fixture | Compact Fluorescent |  | Twist | 2 | 15 | 222046 | Living Room
Wall Mount | Incandescent |  | Clear | 6 | 40 | 222361 | Bathroom
Wall Mount | Incandescent |  | Mini base | 6 | 25 | 222362 | Bathroom
Table | Incandescent |  | Standard A Lamp | 1 | 60 | 222363 | Bedroom
Recessed Can | Incandescent |  | Reflector | 1 | 40 | 222364 | Closet
Chandelier (Hanging) | Incandescent |  | Mini base | 7 | 25 | 222365 | Dining Room
Ceiling Fixture | Incandescent |  | Decorative | 4 | 25 | 222366 | Closet
Recessed Can | Incandescent |  | Reflector | 1 | 65 | 222367 | Family Room
Table | Incandescent |  | 3-Way Incandescent | 1 | 150 | 222367 | Family Room
Ceiling Fixture | Incandescent |  | Mini base | 4 | 25 | 222368 | Hall
Ceiling Fixture | Linear Fluorescent | 48 | T-12 | 2 | 32 | 222369 | Kitchen
Ceiling Fixture | Incandescent |  | Standard A Lamp | 1 | 60 | 2223610 | Laundry Room
Floor lamp | Compact Fluorescent |  | Twist | 1 | 22 | 2223611 | Living Room
Table | Incandescent |  | 3-Way Incandescent | 1 | 150 | 2223611 | Living Room
Table | Incandescent |  | Standard A Lamp | 1 | 60 | 2223612 | Master Bedroom
Ceiling Fixture | Incandescent |  | Standard A Lamp | 1 | 60 | 222771 | Bathroom
Wall Mount | Incandescent |  | Standard A Lamp | 3 | 60 | 222771 | Bathroom
Ceiling Fixture | Linear Fluorescent | 48 | T-12 | 2 | 40 | 222772 | Bedroom
Table | Compact Fluorescent |  | Twist | 1 | 15 | 222772 | Bedroom
Ceiling Fixture | Linear Fluorescent | 48 | T-12 | 2 | 40 | 222773 | Kitchen
Ceiling Fan | Incandescent |  | Standard A Lamp | 4 | 60 | 222773 | Kitchen
Recessed - other | Incandescent |  | Standard A Lamp | 1 | 60 | 222773 | Kitchen
Ceiling Fixture | Incandescent |  | Standard A Lamp | 2 | 60 | 222774 | Laundry Room
Table | Compact Fluorescent |  | Twist | 1 | 15 | 222775 | Living Room
Chandelier (Hanging) | Incandescent |  | Decorative | 11 | 40 | 222775 | Living Room
Ceiling Fixture | Incandescent |  | Standard A Lamp | 2 | 60 | 222775 | Living Room
Ceiling Fixture | Incandescent |  | Standard A Lamp | 1 | 60 | 222776 | Bathroom
Wall Mount | Compact Fluorescent |  | Globe | 3 | 11 | 222776 | Bathroom
Ceiling Fixture | Incandescent |  | Heat Lamp | 1 | 150 | 222776 | Bathroom
Floor lamp | Incandescent |  | Standard A Lamp | 3 | 60 | 222777 | Master Bedroom
Table | Compact Fluorescent |  | Twist | 1 | 15 | 222777 | Master Bedroom
Ceiling Fan | Incandescent |  | Standard A Lamp | 4 | 60 | 223131 | Living Room
Wall Mount | Incandescent |  | Globe | 3 | 60 | 223132 | Bathroom
Ceiling Fixture | Incandescent |  | Standard A Lamp | 1 | 60 | 223132 | Bathroom
Ceiling Fixture | Incandescent |  | Standard A Lamp | 2 | 60 | 223133 | Bedroom
Ceiling Fixture | Incandescent |  | Standard A Lamp | 2 | 60 | 223134 | Bedroom
Table | Incandescent |  | Standard A Lamp | 1 | 60 | 223134 | Bedroom
Chandelier (Hanging) | Incandescent |  | Standard A Lamp | 3 | 60 | 223135 | Dining Room
Ceiling Fixture | Linear Fluorescent | 48 | T-12 | 2 | 40 | 223136 | Garage
Garage door opener | Incandescent |  | Standard A Lamp | 1 | 40 | 223136 | Garage
Wall Mount | Compact Fluorescent |  | Twist | 1 | 15 | 223136 | Garage
Ceiling Fixture | Linear Fluorescent | 24 | Fluorescent Other | 1 | 60 | 223137 | Kitchen
Track | Halogen |  | Quartz Tube | 3 | 50 | 223137 | Kitchen
Floor lamp | Incandescent |  | Standard A Lamp | 1 | 60 | 223138 | Living Room
Ceiling Fan | Incandescent |  | Mini base | 4 | 40 | 223139 | Master Bedroom
Ceiling Fixture | Incandescent |  | Standard A Lamp | 1 | 60 | 2231310 | Closet
Ceiling Fixture | Incandescent |  | Standard A Lamp | 1 | 60 | 2231311 | Office
Wall Mount | Incandescent |  | Globe | 3 | 60 | 2231312 | Bathroom
Ceiling Fixture | Incandescent |  | Standard A Lamp | 1 | 60 | 2231313 | Laundry Room
Ceiling Fixture | Compact Fluorescent |  | Twist | 1 | 15 | 2231314 | Other
Ceiling Fixture | Incandescent |  | Globe | 4 | 40 | 223201 | Bathroom
Wall Mount | Incandescent |  | Standard A Lamp | 1 | 60 | 223202 | Bedroom
Table | Incandescent |  | Standard A Lamp | 1 | 60 | 223202 | Bedroom
Wall Mount | Incandescent |  | Standard A Lamp | 1 | 60 | 223203 | Bedroom
Table | Incandescent |  | Standard A Lamp | 1 | 60 | 223203 | Bedroom
Ceiling Fixture | Incandescent |  | Standard A Lamp | 1 | 60 | 223204 | Hall
Wall Mount | Linear Fluorescent | 48 | T-12 | 2 | 40 | 223204 | Hall
Ceiling Fixture | Linear Fluorescent | 48 | T-12 | 2 | 40 | 223205 | Kitchen
Table | Incandescent |  | Standard A Lamp | 1 | 60 | 223206 | Living Room
Floor lamp | Incandescent |  | Standard A Lamp | 2 | 60 | 223206 | Living Room
Wall Mount | Incandescent |  | Decorative | 1 | 40 | 223206 | Living Room
Wall Mount | Compact Fluorescent |  | Twist | 4 | 14 | 223421 | Bathroom
Ceiling Fixture | Incandescent |  | Heat Lamp | 2 | 250 | 223421 | Bathroom
Ceiling Fixture | Linear Fluorescent | 48 | T-12 | 2 | 40 | 223422 | Bedroom
Table | Compact Fluorescent |  | Twist | 1 | 15 | 223422 | Bedroom
Ceiling Fixture | Linear Fluorescent | 48 | T-12 | 2 | 40 | 223423 | Bedroom
Floor lamp | Compact Fluorescent |  | 3-Way CFL | 1 | 22 | 223423 | Bedroom
Chandelier (Hanging) | Incandescent |  | Decorative | 5 | 40 | 223424 | Dining Room
Table | Incandescent |  | Standard A Lamp | 1 | 75 | 223425 | Family Room
Garage door opener | Incandescent |  | Standard A Lamp | 2 | 60 | 223426 | Other
Ceiling Fixture | Linear Fluorescent | 48 | T-12 | 2 | 40 | 223426 | Other
Ceiling Fixture | Incandescent |  | Standard A Lamp | 1 | 60 | 223427 | Hall
Table | Compact Fluorescent |  | Twist | 1 | 22 | 223427 | Hall
Ceiling Fixture | Linear Fluorescent | 48 | T-12 | 2 | 40 | 223428 | Kitchen
Ceiling Fixture | Compact Fluorescent |  | Twist | 1 | 22 | 223428 | Kitchen
Ceiling Fixture | Linear Fluorescent | 48 | T-12 | 2 | 40 | 223429 | Laundry Room
Chandelier (Hanging) | Incandescent |  | Globe | 5 | 60 | 2234210 | Living Room
Ceiling Fixture | Linear Fluorescent | 48 | T-12 | 2 | 40 | 2234211 | Bathroom
Wall Mount | Compact Fluorescent |  | 3-Way CFL | 4 | 14 | 2234211 | Bathroom
Ceiling Fixture | Linear Fluorescent | 48 | T-12 | 2 | 40 | 2234212 | Master Bedroom
Wall Mount | Incandescent |  | Standard A Lamp | 1 | 60 | 223581 | Bathroom
Ceiling Fixture | Incandescent |  | Standard A Lamp | 1 | 60 | 223582 | Hall
Ceiling Fan | Incandescent |  | Standard A Lamp | 1 | 60 | 223583 | Kitchen
Chandelier (Hanging) | Incandescent |  | Decorative | 5 | 60 | 223583 | Kitchen
Ceiling Fixture | Incandescent |  | Standard A Lamp | 3 | 60 | 223583 | Kitchen
Ceiling Fixture | Incandescent |  | Standard A Lamp | 1 | 60 | 223583 | Kitchen
Table | Incandescent |  | Standard A Lamp | 1 | 150 | 223584 | Living Room
Table | Compact Fluorescent |  | Twist | 1 | 15 | 223584 | Living Room
Ceiling Fixture | Incandescent |  | Standard A Lamp | 2 | 60 | 223585 | Bedroom
Ceiling Fixture | Incandescent |  | Standard A Lamp | 1 | 60 | 223586 | Laundry Room
Ceiling Fixture | Incandescent |  | Standard A Lamp | 2 | 60 | 223587 | Master Bedroom
Chandelier (Hanging) | Incandescent |  | Standard A Lamp | 1 | 60 | 223588 | Bathroom
Ceiling Fixture | Incandescent |  | Standard A Lamp | 1 | 100 | 223589 | Garage
Floor lamp | Compact Fluorescent |  | Twist | 1 | 15 | 223589 | Garage
Garage door opener | Incandescent |  | Standard A Lamp | 1 | 60 | 223589 | Garage
Ceiling Fixture | Compact Fluorescent |  | Twist | 1 | 22 | 223701 | Bathroom
Architectural | Linear Fluorescent | 48 | T-12 | 2 | 32 | 223702 | Family Room
Torchiere | Halogen |  | Quartz Tube | 1 | 150 | 223702 | Family Room
Torchiere | Incandescent |  | 3-Way Incandescent | 1 | 75 | 223702 | Family Room
Wall Mount | Incandescent |  | Standard A Lamp | 2 | 60 | 223702 | Family Room
Table | Compact Fluorescent |  | Twist | 1 | 22 | 223702 | Family Room
Ceiling Fixture | Linear Fluorescent | 48 | Fluorescent Unknown | 2 | 32 | 223703 | Kitchen
Ceiling Fixture | Compact Fluorescent |  | Twist | 1 | 22 | 223703 | Kitchen
Ceiling Fixture | Incandescent |  | Standard A Lamp | 1 | 75 | 223704 | Laundry Room
Table | Compact Fluorescent |  | Twist | 1 | 22 | 223705 | Living Room
Torchiere | Halogen |  | Quartz Tube | 1 | 300 | 223705 | Living Room
Chandelier (Hanging) | Incandescent |  | Decorative | 4 | 40 | 223705 | Living Room
Chandelier (Hanging) | Incandescent |  | Standard A Lamp | 1 | 60 | 223705 | Living Room
Table | Incandescent |  | Decorative | 1 | 25 | 223705 | Living Room
Table | Compact Fluorescent |  | Straight Tube | 1 | 22 | 223705 | Living Room
Ceiling Fixture | Compact Fluorescent |  | Twist | 2 | 22 | 223706 | Bathroom
Architectural | Incandescent |  | Standard A Lamp | 1 | 60 | 223706 | Bathroom
Ceiling Fixture | Incandescent |  | Standard A Lamp | 1 | 60 | 223707 | Master Bedroom
Table | Incandescent |  | Standard A Lamp | 1 | 60 | 223707 | Master Bedroom
Table | Compact Fluorescent |  | Twist | 1 | 22 | 223707 | Master Bedroom
Table | Halogen |  | MR | 1 | 75 | 223707 | Master Bedroom
Ceiling Fixture | Incandescent |  | Standard A Lamp | 1 | 75 | 223708 | Closet
Ceiling Fixture | Compact Fluorescent |  | Twist | 2 | 22 | 223709 | Bedroom
Table | Incandescent |  | Standard A Lamp | 1 | 100 | 223709 | Bedroom
Ceiling Fixture | Compact Fluorescent |  | Twist | 1 | 15 | 223971 | Bathroom
Wall Mount | Compact Fluorescent |  | Twist | 3 | 15 | 223971 | Bathroom
Ceiling Fixture | Compact Fluorescent |  | Twist | 1 | 15 | 223972 | Bedroom
Ceiling Fixture | Compact Fluorescent |  | Twist | 1 | 15 | 223973 | Other
Ceiling Fixture | Linear Fluorescent | 48 | T-12 | 2 | 40 | 223973 | Other
Ceiling Fixture | Compact Fluorescent |  | Twist | 1 | 15 | 223974 | Hall
Ceiling Fan | Compact Fluorescent |  | Twist | 3 | 15 | 223975 | Kitchen
Architectural | Compact Fluorescent |  | Twist | 1 | 15 | 223975 | Kitchen
Ceiling Fixture | Compact Fluorescent |  | Twist | 1 | 15 | 223975 | Kitchen
Chandelier (Hanging) | Compact Fluorescent |  | Twist | 5 | 15 | 223976 | Living Room
Floor lamp | Compact Fluorescent |  | Twist | 2 | 15 | 223976 | Living Room
Ceiling Fixture | Incandescent |  | Standard A Lamp | 3 | 100 | 223977 | Master Bedroom
Table | Incandescent |  | Decorative | 1 | 40 | 223977 | Master Bedroom
Table | Compact Fluorescent |  | Twist | 1 | 15 | 223977 | Master Bedroom
Track | Compact Fluorescent |  | Twist | 3 | 15 | 224031 | Bathroom
Ceiling Fan | Compact Fluorescent |  | Twist | 3 | 15 | 224032 | Bedroom
Table | Incandescent |  | Clear | 1 | 60 | 224032 | Bedroom
Ceiling Fan | Compact Fluorescent |  | Twist | 3 | 22 | 224033 | Bedroom
Table | Compact Fluorescent |  | Other | 1 | 22 | 224033 | Bedroom
Ceiling Fixture | Incandescent |  | Standard A Lamp | 2 | 60 | 224034 | Closet
Ceiling Fixture | Incandescent |  | Standard A Lamp | 1 | 60 | 224035 | Closet
Ceiling Fan | Compact Fluorescent |  | Twist | 3 | 15 | 224036 | Dining Room
Ceiling Fixture | Compact Fluorescent |  | Twist | 1 | 15 | 224037 | Garage
Other | Halogen |  | PAR | 2 | 50 | 224037 | Garage
Ceiling Fixture | Compact Fluorescent |  | Twist | 2 | 15 | 224038 | Hall
Torchiere | Incandescent |  | Standard A Lamp | 1 | 100 | 224039 | Living Room
Torchiere | Compact Fluorescent |  | Twist | 1 | 15 | 224039 | Living Room
Wall Mount | Incandescent |  | Standard A Lamp | 1 | 60 | 224039 | Living Room
Table | Incandescent |  | Mini base | 1 | 5 | 224039 | Living Room
Ceiling Fan | Compact Fluorescent |  | A shape bulb | 4 | 15 | 2240310 | Master Bedroom
Table | Compact Fluorescent |  | Other | 1 | 28 | 2240310 | Master Bedroom
Wall Mount | Compact Fluorescent |  | Twist | 4 | 15 | 2240311 | Bathroom
Ceiling Fixture | Incandescent |  | Standard A Lamp | 2 | 60 | 2240311 | Bathroom
Wall Mount | Linear Fluorescent | 24 | T-8 | 1 | 20 | 2240312 | Office
Table | Compact Fluorescent |  | Other | 1 | 28 | 2240312 | Office
Ceiling Fan | Incandescent |  | Standard A Lamp | 1 | 60 | 2240312 | Office
Ceiling Fan | Compact Fluorescent |  | Twist | 3 | 15 | 2240313 | Kitchen
Ceiling Fixture | Compact Fluorescent |  | Twist | 2 | 15 | 2240313 | Kitchen
Ceiling Fixture | Compact Fluorescent |  | Twist | 2 | 15 | 2240314 | Other
Chandelier (Hanging) | Compact Fluorescent |  | Twist | 5 | 13 | 224121 | Dining Room
Ceiling Fixture | Incandescent |  | Standard A Lamp | 1 | 60 | 224122 | Hall
Ceiling Fixture | Incandescent |  | Standard A Lamp | 1 | 60 | 224123 | Bathroom
Wall Mount | Other |  | LED Interior | 1 | 1 | 224123 | Bathroom
Ceiling Fixture | Linear Fluorescent | 48 | T-12 | 2 | 40 | 224124 | Kitchen
Ceiling Fixture | Compact Fluorescent |  | Twist | 1 | 13 | 224124 | Kitchen
Other | Compact Fluorescent |  | Twist | 1 | 13 | 224124 | Kitchen
Ceiling Fixture | Incandescent |  | Standard A Lamp | 1 | 60 | 224125 | Laundry Room
Ceiling Fan | Compact Fluorescent |  | Twist | 2 | 13 | 224126 | Living Room
Ceiling Fixture | Incandescent |  | Standard A Lamp | 1 | 60 | 224127 | Bathroom
Wall Mount | Linear Fluorescent | 18 | T-8 | 1 | 15 | 224127 | Bathroom
Wall Mount | Incandescent |  | Mini base | 1 | 7 | 224127 | Bathroom
Ceiling Fixture | Compact Fluorescent |  | Twist | 2 | 13 | 224128 | Master Bedroom
Table | Compact Fluorescent |  | Twist | 1 | 13 | 224128 | Master Bedroom
Ceiling Fixture | Compact Fluorescent |  | Twist | 2 | 13 | 224129 | Office
Ceiling Fixture | Incandescent |  | Standard A Lamp | 1 | 60 | 2241210 | Garage
Table | Compact Fluorescent |  | Twist | 1 | 15 | 224181 | Bedroom
Ceiling Fan | Compact Fluorescent |  | Twist | 3 | 15 | 224182 | Kitchen
Ceiling Fixture | Compact Fluorescent |  | Twist | 3 | 15 | 224182 | Kitchen
Ceiling Fixture | Compact Fluorescent |  | Twist | 1 | 15 | 224182 | Kitchen
Floor lamp | Incandescent |  | Standard A Lamp | 1 | 60 | 224183 | Family Room
Ceiling Fixture | Compact Fluorescent |  | Twist | 3 | 15 | 224183 | Family Room
Wall Mount | Compact Fluorescent |  | Twist | 1 | 15 | 224184 | Laundry Room
Ceiling Fixture | Compact Fluorescent |  | Twist | 1 | 15 | 224184 | Laundry Room
Floor lamp | Compact Fluorescent |  | Twist | 2 | 15 | 224185 | Office
Wall Mount | Compact Fluorescent |  | Twist | 1 | 15 | 224186 | Other
Ceiling Fixture | Incandescent |  | Standard A Lamp | 1 | 75 | 224191 | Bathroom
Chandelier (Hanging) | Incandescent |  | Decorative | 5 | 25 | 224192 | Dining Room
Ceiling Fixture | Incandescent |  | Standard A Lamp | 1 | 60 | 224192 | Dining Room
Ceiling Fixture | Compact Fluorescent |  | Twist | 1 | 15 | 224193 | Hall
Architectural | Incandescent |  | Clear | 1 | 40 | 224194 | Kitchen
Ceiling Fixture | Linear Fluorescent | 48 | T-12 | 1 | 40 | 224194 | Kitchen
Ceiling Fixture | Incandescent |  | Standard A Lamp | 1 | 60 | 224194 | Kitchen
Ceiling Fixture | Incandescent |  | Standard A Lamp | 1 | 60 | 224195 | Laundry Room
Table | Compact Fluorescent |  | Twist | 1 | 15 | 224196 | Living Room
Table | Incandescent |  | Decorative | 3 | 25 | 224196 | Living Room
Ceiling Fixture | Incandescent |  | Standard A Lamp | 2 | 60 | 224197 | Master Bedroom
Ceiling Fixture | Incandescent |  | Standard A Lamp | 1 | 60 | 224198 | Bedroom
Ceiling Fixture | Incandescent |  | Standard A Lamp | 2 | 75 | 224199 | Bathroom
Ceiling Fixture | Incandescent |  | Standard A Lamp | 1 | 75 | 2241910 | Closet
Ceiling Fan | Compact Fluorescent |  | Twist | 4 | 22 | 224631 | Living Room
Other | Other |  | Other | 1 | 150 | 224631 | Living Room
Ceiling Fan | Compact Fluorescent |  | Twist | 4 | 15 | 224632 | Office
Ceiling Fixture | Incandescent |  | Standard A Lamp | 2 | 60 | 224633 | Laundry Room
Ceiling Fixture | Compact Fluorescent |  | Twist | 2 | 15 | 224633 | Laundry Room
Floor lamp | Compact Fluorescent |  | Twist | 1 | 15 | 224634 | Bedroom
Ceiling Fan | Compact Fluorescent |  | Twist | 4 | 15 | 224635 | Dining Room
Table | Compact Fluorescent |  | Straight Tube | 1 | 7 | 224635 | Dining Room
Wall Mount | Compact Fluorescent |  | Twist | 1 | 15 | 224636 | Hall
Ceiling Fixture | Compact Fluorescent |  | Twist | 1 | 15 | 224637 | Bathroom
Ceiling Fixture | Incandescent |  | Standard A Lamp | 1 | 60 | 224637 | Bathroom
Wall Mount | Incandescent |  | Standard A Lamp | 3 | 60 | 224637 | Bathroom
Track | Compact Fluorescent |  | Twist | 3 | 15 | 224638 | Kitchen
Ceiling Fixture | Linear Fluorescent | 48 | T-12 | 2 | 40 | 224638 | Kitchen
Ceiling Fixture | Linear Fluorescent | 24 | T-12 | 1 | 20 | 224638 | Kitchen
Ceiling Fixture | Compact Fluorescent |  | Twist | 3 | 22 | 224639 | Master Bedroom
Ceiling Fixture | Linear Fluorescent | 12 | T-12 | 2 | 20 | 224639 | Master Bedroom
Ceiling Fan | Incandescent |  | Standard A Lamp | 3 | 60 | 2246310 | Bathroom
Ceiling Fan | Compact Fluorescent |  | Twist | 1 | 15 | 2246310 | Bathroom
Table | Incandescent |  | Mini base | 1 | 40 | 2246310 | Bathroom
Ceiling Fan | Compact Fluorescent |  | Twist | 1 | 15 | 2246311 | Bedroom
Ceiling Fixture | Incandescent |  | Standard A Lamp | 2 | 60 | 2246312 | Bedroom
Ceiling Fixture | Incandescent |  | Standard A Lamp | 1 | 60 | 224641 | Bathroom
Ceiling Fixture | Incandescent |  | Standard A Lamp | 1 | 60 | 224642 | Bedroom
Table | Incandescent |  | Standard A Lamp | 1 | 70 | 224642 | Bedroom
Table | Compact Fluorescent |  | Twist | 1 | 15 | 224642 | Bedroom
Chandelier (Hanging) | Incandescent |  | Mini base | 6 | 25 | 224643 | Dining Room
Ceiling Fixture | Incandescent |  | Standard A Lamp | 3 | 60 | 224644 | Kitchen
Ceiling Fixture | Compact Fluorescent |  | Twist | 1 | 15 | 224644 | Kitchen
Ceiling Fan | Incandescent |  | Standard A Lamp | 1 | 60 | 224645 | Laundry Room
Floor lamp | Incandescent |  | Mini base | 4 | 40 | 224645 | Laundry Room
Table | Incandescent |  | Standard A Lamp | 3 | 40 | 224645 | Laundry Room
Wall Mount | Incandescent |  | Standard A Lamp | 1 | 75 | 224646 | Bathroom
Ceiling Fixture | Compact Fluorescent |  | Twist | 1 | 15 | 224647 | Bedroom
Table | Incandescent |  | Standard A Lamp | 1 | 60 | 224647 | Bedroom
Table | Compact Fluorescent |  | Twist | 1 | 15 | 224647 | Bedroom
Ceiling Fixture | Incandescent |  | Standard A Lamp | 1 | 60 | 224648 | Laundry Room
Ceiling Fixture | Incandescent |  | Standard A Lamp | 1 | 60 | 224649 | Bedroom
Wall Mount | Compact Fluorescent |  | Twist | 2 | 15 | 224651 | Bathroom
Table | Incandescent |  | Standard A Lamp | 1 | 60 | 224652 | Bedroom
Ceiling Fixture | Incandescent |  | Standard A Lamp | 1 | 60 | 224653 | Closet
Ceiling Fixture | Incandescent |  | Standard A Lamp | 1 | 60 | 224654 | Closet
Chandelier (Hanging) | Incandescent |  | Standard A Lamp | 5 | 40 | 224655 | Dining Room
Ceiling Fixture | Incandescent |  | Standard A Lamp | 1 | 60 | 224656 | Hall
Recessed - other | Linear Fluorescent | 48 | T-12 | 2 | 32 | 224657 | Kitchen
Ceiling Fixture | Incandescent |  | Reflector | 1 | 65 | 224657 | Kitchen
Ceiling Fixture | Incandescent |  | Standard A Lamp | 1 | 60 | 224658 | Laundry Room
Table | Incandescent |  | Standard A Lamp | 1 | 75 | 224659 | Living Room
Chandelier (Hanging) | Incandescent |  | Standard A Lamp | 1 | 60 | 224659 | Living Room
Wall Mount | Incandescent |  | Globe | 6 | 40 | 2246510 | Bathroom
Recessed - other | Incandescent |  | Heat Lamp | 1 | 250 | 2246510 | Bathroom
Ceiling Fixture | Incandescent |  | Standard A Lamp | 1 | 60 | 2246510 | Bathroom
Table | Incandescent |  | Standard A Lamp | 1 | 60 | 2246511 | Master Bedroom
Table | Incandescent |  | 3-Way Incandescent | 1 | 150 | 2246512 | Family Room
Ceiling Fixture | Incandescent |  | Standard A Lamp | 2 | 60 | 224681 | Bathroom
Ceiling Fixture | Incandescent |  | Standard A Lamp | 2 | 60 | 224682 | Bedroom
Table | Incandescent |  | Standard A Lamp | 1 | 150 | 224682 | Bedroom
Wall Mount | Incandescent |  | Standard A Lamp | 1 | 100 | 224682 | Bedroom
Chandelier (Hanging) | Incandescent |  | Decorative | 5 | 60 | 224684 | Kitchen
Ceiling Fixture | Incandescent |  | Standard A Lamp | 1 | 60 | 224684 | Kitchen
Ceiling Fixture | Incandescent |  | Standard A Lamp | 1 | 100 | 224685 | Living Room
Table | Incandescent |  | Standard A Lamp | 1 | 150 | 224685 | Living Room
Floor lamp | Compact Fluorescent |  | Pin base | 1 | 22 | 224685 | Living Room
Ceiling Fixture | Incandescent |  | Standard A Lamp | 2 | 60 | 224686 | Bedroom
Wall Mount | Incandescent |  | Standard A Lamp | 1 | 100 | 224686 | Bedroom
Ceiling Fan | Compact Fluorescent |  | Twist | 1 | 7 | 224721 | Bathroom
Wall Mount | Compact Fluorescent |  | Twist | 2 | 22 | 224721 | Bathroom
Ceiling Fixture | Compact Fluorescent |  | Twist | 1 | 22 | 224722 | Bathroom
Wall Mount | Compact Fluorescent |  | Twist | 1 | 22 | 224722 | Bathroom
Ceiling Fixture | Incandescent |  | Standard A Lamp | 1 | 75 | 224723 | Bedroom
Table | Compact Fluorescent |  | Twist | 1 | 22 | 224723 | Bedroom
Ceiling Fixture | Compact Fluorescent |  | Twist | 1 | 22 | 224724 | Bedroom
Ceiling Fixture | Compact Fluorescent |  | Twist | 1 | 22 | 224725 | Bedroom
Ceiling Fixture | Compact Fluorescent |  | Twist | 1 | 22 | 224726 | Kitchen
Ceiling Fixture | Compact Fluorescent |  | Twist | 1 | 22 | 224727 | Living Room
Ceiling Fixture | Halogen |  | MR | 6 | 20 | 224727 | Living Room
Floor lamp | Compact Fluorescent |  | Twist | 3 | 22 | 224727 | Living Room
Ceiling Fixture | Compact Fluorescent |  | Twist | 1 | 22 | 224728 | Laundry Room
Ceiling Fixture | Compact Fluorescent |  | Twist | 2 | 15 | 224841 | Bedroom
High bay | Incandescent |  | Standard A Lamp | 1 | 60 | 224842 | Master Bedroom
Ceiling Fixture | Compact Fluorescent |  | Twist | 1 | 15 | 224843 | Kitchen
Table | Compact Fluorescent |  | Twist | 1 | 15 | 224844 | Living Room
Ceiling Fan | Other |  | Other | 2 | 25 | 224845 | Family Room
Ceiling Fixture | Compact Fluorescent |  | Twist | 1 | 15 | 224846 | Hall
Ceiling Fixture | Compact Fluorescent |  | Twist | 1 | 15 | 224847 | Bathroom
Ceiling Fixture | Compact Fluorescent |  | Twist | 1 | 15 | 224848 | Bathroom
Ceiling Fixture | Compact Fluorescent |  | Twist | 2 | 15 | 224849 | Bedroom
Wall Mount | Compact Fluorescent |  | Twist | 1 | 23 | 225081 | Bathroom
Ceiling Fixture | Compact Fluorescent |  | Twist | 1 | 23 | 225082 | Bedroom
Ceiling Fixture | Incandescent |  | Standard A Lamp | 1 | 60 | 225083 | Bedroom
Floor lamp | Compact Fluorescent |  | Twist | 2 | 23 | 225084 | Family Room
Torchiere | Halogen |  | Quartz Tube | 1 | 100 | 225084 | Family Room
Ceiling Fixture | Incandescent |  | Reflector | 2 | 75 | 225084 | Family Room
Ceiling Fixture | Incandescent |  | Standard A Lamp | 1 | 60 | 225085 | Hall
Chandelier (Hanging) | Compact Fluorescent |  | Twist | 1 | 23 | 225086 | Kitchen
Ceiling Fixture | Linear Fluorescent | 48 | T-12 | 2 | 40 | 225086 | Kitchen
Chandelier (Hanging) | Incandescent |  | Decorative | 5 | 40 | 225087 | Living Room
Floor lamp | Compact Fluorescent |  | Twist | 1 | 13 | 225087 | Living Room
Floor lamp | Incandescent |  | Standard A Lamp | 1 | 60 | 225087 | Living Room
Wall Mount | Incandescent |  | Standard A Lamp | 2 | 100 | 225088 | Bathroom
Floor lamp | Compact Fluorescent |  | Twist | 1 | 13 | 225088 | Bathroom
Ceiling Fixture | Incandescent |  | Standard A Lamp | 2 | 100 | 225089 | Master Bedroom
Floor lamp | Compact Fluorescent |  | Twist | 1 | 13 | 225089 | Master Bedroom
Ceiling Fixture | Compact Fluorescent |  | Twist | 1 | 15 | 225111 | Bathroom
Ceiling Fixture | Compact Fluorescent |  | Twist | 2 | 15 | 225112 | Bathroom
Table | Compact Fluorescent |  | Twist | 1 | 15 | 225113 | Bedroom
Ceiling Fixture | Compact Fluorescent |  | Twist | 2 | 15 | 225114 | Bedroom
Ceiling Fixture | Compact Fluorescent |  | Twist | 1 | 15 | 225115 | Closet
Ceiling Fixture | Compact Fluorescent |  | Twist | 2 | 15 | 225116 | Hall
Ceiling Fixture | Compact Fluorescent |  | Twist | 2 | 15 | 225117 | Kitchen
Table | Compact Fluorescent |  | Twist | 1 | 15 | 225117 | Kitchen
Ceiling Fixture | Compact Fluorescent |  | Twist | 2 | 15 | 225118 | Laundry Room
Floor lamp | Compact Fluorescent |  | Twist | 1 | 15 | 225119 | Living Room
Ceiling Fixture | Compact Fluorescent |  | Twist | 1 | 15 | 225119 | Living Room
Ceiling Fixture | Compact Fluorescent |  | Twist | 2 | 15 | 2251110 | Master Bedroom
Table | Compact Fluorescent |  | Twist | 1 | 15 | 2251110 | Master Bedroom
Wall Mount | Incandescent |  | Globe | 3 | 60 | 225521 | Bathroom
Wall Mount | Incandescent |  | Standard A Lamp | 3 | 60 | 225522 | Bathroom
Ceiling Fixture | Incandescent |  | Standard A Lamp | 1 | 60 | 225523 | Master Bedroom
Ceiling Fixture | Incandescent |  | Standard A Lamp | 1 | 60 | 225524 | Closet
Ceiling Fixture | Incandescent |  | Standard A Lamp | 2 | 60 | 225525 | Hall
Recessed Can | Incandescent |  | Reflector | 1 | 50 | 225526 | Kitchen
Ceiling Fixture | Incandescent |  | Standard A Lamp | 2 | 60 | 225527 | Laundry Room
Ceiling Fan | Incandescent |  | Standard A Lamp | 3 | 60 | 225528 | Living Room
Floor lamp | Incandescent |  | Standard A Lamp | 1 | 60 | 225528 | Living Room
Ceiling Fixture | Incandescent |  | Standard A Lamp | 2 | 60 | 225529 | Office
Ceiling Fixture | Incandescent |  | Standard A Lamp | 2 | 60 | 2255210 | Bedroom
Ceiling Fixture | Incandescent |  | Standard A Lamp | 1 | 60 | 225651 | Bathroom
Ceiling Fixture | Compact Fluorescent |  | Twist | 2 | 22 | 225652 | Bedroom
Table | Compact Fluorescent |  | Pin base | 1 | 27 | 225652 | Bedroom
Table | Incandescent |  | Standard A Lamp | 1 | 60 | 225652 | Bedroom
Ceiling Fixture | Incandescent |  | Standard A Lamp | 2 | 60 | 225653 | Bedroom
Table | Incandescent |  | Standard A Lamp | 1 | 40 | 225653 | Bedroom
Table | Incandescent |  | Standard A Lamp | 1 | 60 | 225653 | Bedroom
Ceiling Fan | Incandescent |  | Standard A Lamp | 3 | 40 | 225654 | Bedroom
Table | Compact Fluorescent |  | Twist | 1 | 15 | 225654 | Bedroom
Table | Incandescent |  | Standard A Lamp | 1 | 60 | 225654 | Bedroom
Ceiling Fixture | Incandescent |  | Standard A Lamp | 1 | 75 | 225655 | Closet
Ceiling Fixture | Incandescent |  | Standard A Lamp | 1 | 60 | 225656 | Closet
Wall Mount | Incandescent |  | Clear | 12 | 40 | 225656 | Closet
Track | Incandescent |  | Reflector | 9 | 50 | 225657 | Dining Room
Floor lamp | Incandescent |  | Standard A Lamp | 2 | 60 | 225657 | Dining Room
Ceiling Fixture | Incandescent |  | Standard A Lamp | 2 | 60 | 225658 | Kitchen
Ceiling Fixture | Linear Fluorescent | 48 | T-12 | 1 | 25 | 225658 | Kitchen
Ceiling Fixture | Incandescent |  | Standard A Lamp | 1 | 60 | 225658 | Kitchen
Ceiling Fixture | Incandescent |  | Standard A Lamp | 1 | 60 | 225659 | Laundry Room
Ceiling Fan | Incandescent |  | Standard A Lamp | 4 | 60 | 2256510 | Living Room
Table | Compact Fluorescent |  | Twist | 1 | 15 | 2256510 | Living Room
Table | Compact Fluorescent |  | Twist | 1 | 22 | 2256510 | Living Room
Floor lamp | Compact Fluorescent |  | Twist | 1 | 22 | 2256510 | Living Room
Table | Linear Fluorescent | 48 | T-8 | 1 | 20 | 2256510 | Living Room
Ceiling Fixture | Incandescent |  | Reflector | 3 | 50 | 2256510 | Living Room
Ceiling Fixture | Incandescent |  | Standard A Lamp | 1 | 60 | 2256511 | Bathroom
Ceiling Fixture | Incandescent |  | Standard A Lamp | 3 | 50 | 2256512 | Office
Ceiling Fixture | Incandescent |  | Standard A Lamp | 1 | 75 | 226051 | Other
Wall Mount | Incandescent |  | Standard A Lamp | 1 | 60 | 226052 | Bedroom
Wall Mount | Incandescent |  | Standard A Lamp | 1 | 60 | 226053 | Kitchen
Floor lamp | Incandescent |  | Standard A Lamp | 1 | 60 | 226054 | Living Room
Floor lamp | Incandescent |  | Standard A Lamp | 1 | 60 | 226055 | Bathroom
Wall Mount | Incandescent |  | Standard A Lamp | 1 | 60 | 226301 | Bathroom
Ceiling Fixture | Incandescent |  | Standard A Lamp | 2 | 60 | 226302 | Bedroom
Ceiling Fixture | Incandescent |  | Standard A Lamp | 2 | 60 | 226303 | Bedroom
Ceiling Fan | Incandescent |  | Standard A Lamp | 1 | 60 | 226304 | Dining Room
Floor lamp | Incandescent |  | Standard A Lamp | 1 | 60 | 226304 | Dining Room
Ceiling Fixture | Incandescent |  | Standard A Lamp | 1 | 60 | 226305 | Other
Ceiling Fixture | Incandescent |  | Standard A Lamp | 3 | 60 | 226305 | Other
Ceiling Fixture | Linear Fluorescent | 48 | T-8 | 2 | 40 | 226306 | Garage
Ceiling Fixture | Incandescent |  | Standard A Lamp | 1 | 60 | 226307 | Kitchen
Floor lamp | Incandescent |  | Standard A Lamp | 1 | 60 | 226307 | Kitchen
Chandelier (Hanging) | Incandescent |  | Decorative | 4 | 60 | 226307 | Kitchen
Ceiling Fixture | Linear Fluorescent | 48 | T-8 | 2 | 40 | 226307 | Kitchen
Ceiling Fixture | Incandescent |  | Standard A Lamp | 1 | 60 | 226308 | Laundry Room
Ceiling Fan | Incandescent |  | Standard A Lamp | 4 | 60 | 226309 | Bedroom
Ceiling Fixture | Incandescent |  | Standard A Lamp | 1 | 60 | 226309 | Bedroom
Wall Mount | Incandescent |  | Globe | 3 | 60 | 226309 | Bedroom
Ceiling Fan | Incandescent |  | Standard A Lamp | 5 | 60 | 226391 | Living Room
Ceiling Fixture | Incandescent |  | Standard A Lamp | 2 | 60 | 226392 | Bedroom
Ceiling Fixture | Incandescent |  | Standard A Lamp | 2 | 60 | 226393 | Dining Room
Ceiling Fixture | Incandescent |  | Standard A Lamp | 2 | 60 | 226394 | Kitchen
Wall Mount | Incandescent |  | Standard A Lamp | 1 | 60 | 226395 | Hall
Ceiling Fixture | Incandescent |  | Standard A Lamp | 1 | 60 | 226396 | Laundry Room
Ceiling Fixture | Incandescent |  | Standard A Lamp | 2 | 60 | 226397 | Bedroom
Ceiling Fixture | Incandescent |  | Standard A Lamp | 1 | 60 | 226398 | Bathroom
Ceiling Fixture | Incandescent |  | Standard A Lamp | 2 | 60 | 226399 | Master Bedroom
Table | Incandescent |  | Standard A Lamp | 1 | 34 | 226399 | Master Bedroom
Wall Mount | Incandescent |  | Globe | 4 | 40 | 2263910 | Bathroom
Ceiling Fixture | Incandescent |  | Clear | 1 | 40 | 226431 | Bathroom
Wall Mount | Compact Fluorescent |  | Twist | 2 | 22 | 226431 | Bathroom
Ceiling Fixture | Incandescent |  | Standard A Lamp | 2 | 60 | 226432 | Bedroom
Track | Halogen |  | PAR | 5 | 50 | 226433 | Bedroom
Ceiling Fixture | Incandescent |  | Standard A Lamp | 1 | 60 | 226434 | Closet
Ceiling Fixture | Incandescent |  | Standard A Lamp | 1 | 60 | 226435 | Closet
Track | Halogen |  | PAR | 4 | 50 | 226436 | Family Room
Table | Halogen |  | Quartz Tube | 1 | 30 | 226436 | Family Room
Wall Mount | Incandescent |  | Standard A Lamp | 1 | 40 | 226437 | Hall
Ceiling Fixture | Compact Fluorescent |  | Twist | 2 | 22 | 226438 | Kitchen
Ceiling Fan | Incandescent |  | Standard A Lamp | 5 | 40 | 226439 | Living Room
Ceiling Fixture | Compact Fluorescent |  | Twist | 1 | 15 | 2264310 | Master Bedroom
Wall Mount | Incandescent |  | Standard A Lamp | 4 | 40 | 2264310 | Master Bedroom
Ceiling Fan | Incandescent |  | Standard A Lamp | 4 | 40 | 2264311 | Master Bedroom
Ceiling Fixture | Compact Fluorescent |  | Twist | 2 | 15 | 2264312 | Laundry Room
Wall Mount | Compact Fluorescent |  | Twist | 3 | 15 | 226471 | Bathroom
Ceiling Fixture | Compact Fluorescent |  | Twist | 2 | 15 | 226472 | Bedroom
Table | Incandescent |  | Standard A Lamp | 1 | 25 | 226472 | Bedroom
Ceiling Fixture | Compact Fluorescent |  | Twist | 2 | 15 | 226473 | Bedroom
Table | Compact Fluorescent |  | Twist | 1 | 15 | 226473 | Bedroom
Table | Incandescent |  | Standard A Lamp | 1 | 60 | 226473 | Bedroom
Recessed Can | Compact Fluorescent |  | Circline (Screw Base) | 1 | 22 | 226474 | Closet
Ceiling Fixture | Compact Fluorescent |  | Twist | 1 | 15 | 226474 | Closet
Chandelier (Hanging) | Compact Fluorescent |  | Twist | 3 | 15 | 226475 | Dining Room
Table | Compact Fluorescent |  | T-5 | 1 | 15 | 226475 | Dining Room
Table | Compact Fluorescent |  | Twist | 1 | 22 | 226476 | Family Room
Table | Incandescent |  | Standard A Lamp | 1 | 25 | 226476 | Family Room
Table | Compact Fluorescent |  | Twist | 1 | 15 | 226476 | Family Room
Ceiling Fan | Other |  | LED Interior | 2 | 11 | 226476 | Family Room
Ceiling Fixture | Compact Fluorescent |  | Twist | 1 | 15 | 226477 | Hall
Ceiling Fixture | Linear Fluorescent | 48 | T-12 | 2 | 40 | 226478 | Kitchen
Recessed - other | Compact Fluorescent |  | Reflector | 1 | 7 | 226478 | Kitchen
Ceiling Fan | Compact Fluorescent |  | Twist | 2 | 15 | 226479 | Living Room
Recessed - other | Compact Fluorescent |  | Flood | 1 | 15 | 226479 | Living Room
Table | Compact Fluorescent |  | Twist | 1 | 22 | 226479 | Living Room
Wall Mount | Compact Fluorescent |  | Twist | 4 | 15 | 2264710 | Bathroom
Ceiling Fixture | Compact Fluorescent |  | Twist | 1 | 15 | 2264710 | Bathroom
Ceiling Fan | Compact Fluorescent |  | Twist | 2 | 15 | 2264711 | Master Bedroom
Table | Incandescent |  | Standard A Lamp | 1 | 60 | 2264711 | Master Bedroom
Table | Compact Fluorescent |  | Twist | 1 | 15 | 2264711 | Master Bedroom
Ceiling Fixture | Linear Fluorescent | 48 | T-12 | 2 | 40 | 2264712 | Laundry Room
Ceiling Fixture | Incandescent |  | Standard A Lamp | 2 | 75 | 226571 | Bedroom
Ceiling Fixture | Incandescent |  | Standard A Lamp | 2 | 75 | 226572 | Bedroom
Table | Incandescent |  | Standard A Lamp | 1 | 75 | 226572 | Bedroom
Chandelier (Hanging) | Incandescent |  | Mini base | 5 | 60 | 226573 | Dining Room
Ceiling Fixture | Linear Fluorescent | 96 | T-12 | 2 | 60 | 226574 | Garage
Wall Mount | Incandescent |  | Standard A Lamp | 1 | 100 | 226574 | Garage
Table | Incandescent |  | Standard A Lamp | 1 | 40 | 226574 | Garage
Garage door opener | Incandescent |  | Standard A Lamp | 1 | 60 | 226574 | Garage
Ceiling Fixture | Linear Fluorescent | 48 | T-12 | 2 | 40 | 226575 | Kitchen
Ceiling Fixture | Linear Fluorescent | 48 | T-12 | 2 | 40 | 226576 | Laundry Room
Ceiling Fixture | Incandescent |  | Standard A Lamp | 1 | 100 | 226577 | Laundry Room
Wall Mount | Incandescent |  | Globe | 3 | 75 | 226577 | Laundry Room
Table | Compact Fluorescent |  | Pin base | 1 | 15 | 226578 | Living Room
Table | Linear Fluorescent | 18 | T-8 | 1 | 16 | 226578 | Living Room
Ceiling Fan | Incandescent |  | Mini base | 4 | 60 | 226578 | Living Room
Table | Incandescent |  | Standard A Lamp | 1 | 75 | 226578 | Living Room
Chandelier (Hanging) | Incandescent |  | Decorative | 1 | 60 | 226578 | Living Room
Ceiling Fixture | Incandescent |  | Standard A Lamp | 1 | 60 | 226578 | Living Room
Ceiling Fan | Incandescent |  | Mini base | 4 | 60 | 226579 | Living Room
Chandelier (Hanging) | Incandescent |  | Standard A Lamp | 1 | 60 | 226579 | Living Room
Table | Incandescent |  | Standard A Lamp | 1 | 75 | 226579 | Living Room
Floor lamp | Incandescent |  | Standard A Lamp | 3 | 75 | 226579 | Living Room
Table | Incandescent |  | Standard A Lamp | 1 | 40 | 226579 | Living Room
Ceiling Fixture | Incandescent |  | Standard A Lamp | 1 | 75 | 2265710 | Bathroom
Wall Mount | Incandescent |  | Globe | 3 | 75 | 2265710 | Bathroom
Ceiling Fan | Incandescent |  | Standard A Lamp | 1 | 75 | 2265711 | Master Bedroom
Wall Mount | Incandescent |  | Standard A Lamp | 1 | 40 | 2265711 | Master Bedroom
Table | Incandescent |  | Standard A Lamp | 1 | 75 | 2265711 | Master Bedroom
Wall Mount | Compact Fluorescent |  | Twist | 1 | 15 | 226741 | Bedroom
Ceiling Fixture | Compact Fluorescent |  | Pin base | 1 | 28 | 226742 | Kitchen
Chandelier (Hanging) | Compact Fluorescent |  | Twist | 3 | 15 | 226742 | Kitchen
Table | Compact Fluorescent |  | Twist | 1 | 15 | 226743 | Living Room
Wall Mount | Compact Fluorescent |  | Twist | 1 | 15 | 226744 | Hall
Wall Mount | Compact Fluorescent |  | Twist | 1 | 15 | 226745 | Bedroom
Wall Mount | Compact Fluorescent |  | Twist | 1 | 15 | 226746 | Master Bedroom
Table | Compact Fluorescent |  | Twist | 1 | 15 | 226746 | Master Bedroom
Wall Mount | Incandescent |  | Reflector | 1 | 40 | 226746 | Master Bedroom
Wall Mount | Compact Fluorescent |  | Twist | 2 | 15 | 226747 | Bathroom
Ceiling Fixture | Incandescent |  | Standard A Lamp | 1 | 75 | 226821 | Bathroom
Ceiling Fixture | Incandescent |  | Standard A Lamp | 1 | 75 | 226822 | Hall
Ceiling Fixture | Incandescent |  | Standard A Lamp | 1 | 75 | 226823 | Kitchen
Floor lamp | Compact Fluorescent |  | Twist | 3 | 15 | 226824 | Living Room
Floor lamp | Incandescent |  | 3-Way Incandescent | 1 | 75 | 226824 | Living Room
Wall Mount | Incandescent |  | Standard A Lamp | 1 | 75 | 226825 | Office
Wall Mount | Incandescent |  | Standard A Lamp | 1 | 75 | 226826 | Bedroom
Wall Mount | Incandescent |  | Mini base | 6 | 25 | 226901 | Bathroom
Ceiling Fixture | Incandescent |  | Standard A Lamp | 1 | 60 | 226901 | Bathroom
Ceiling Fixture | Incandescent |  | Standard A Lamp | 1 | 60 | 226902 | Laundry Room
Ceiling Fixture | Incandescent |  | Standard A Lamp | 2 | 60 | 226903 | Master Bedroom
Ceiling Fixture | Incandescent |  | Standard A Lamp | 1 | 60 | 226904 | Closet
Table | Incandescent |  | Globe | 1 | 60 | 226905 | Living Room
Floor lamp | Incandescent |  | Decorative | 1 | 40 | 226905 | Living Room
Torchiere | Incandescent |  | 3-Way Incandescent | 1 | 100 | 226905 | Living Room
Ceiling Fixture | Incandescent |  | Standard A Lamp | 1 | 60 | 226905 | Living Room
Ceiling Fan | Incandescent |  | Standard A Lamp | 3 | 60 | 226906 | Kitchen
Ceiling Fixture | Incandescent |  | Standard A Lamp | 1 | 60 | 226906 | Kitchen
Architectural | Incandescent |  | Mini base | 2 | 40 | 226906 | Kitchen
Ceiling Fixture | Incandescent |  | Standard A Lamp | 1 | 60 | 226907 | Hall
Ceiling Fixture | Incandescent |  | Standard A Lamp | 1 | 60 | 226908 | Bathroom
Ceiling Fixture | Incandescent |  | Standard A Lamp | 2 | 60 | 226909 | Bedroom
Ceiling Fixture | Incandescent |  | Standard A Lamp | 2 | 60 | 2269010 | Bedroom
Ceiling Fixture | Incandescent |  | Standard A Lamp | 1 | 60 | 227071 | Bathroom
Ceiling Fixture | Incandescent |  | Standard A Lamp | 1 | 60 | 227072 | Master Bedroom
Other | Incandescent |  | Decorative | 1 | 5 | 227073 | Bedroom
Ceiling Fixture | Incandescent |  | Standard A Lamp | 1 | 60 | 227074 | Bedroom
Ceiling Fixture | Incandescent |  | Standard A Lamp | 1 | 60 | 227075 | Kitchen
Chandelier (Hanging) | Compact Fluorescent |  | Twist | 2 | 15 | 227075 | Kitchen
Ceiling Fixture | Compact Fluorescent |  | Circline (Screw Base) | 1 | 22 | 227076 | Laundry Room
Ceiling Fixture | Compact Fluorescent |  | Twist | 3 | 15 | 227077 | Living Room
Floor lamp | Incandescent |  | Standard A Lamp | 2 | 50 | 227131 | Family Room
Floor lamp | Incandescent |  | Standard A Lamp | 1 | 60 | 227131 | Family Room
Ceiling Fixture | Compact Fluorescent |  | Twist | 2 | 15 | 227132 | Laundry Room
Ceiling Fixture | Compact Fluorescent |  | Twist | 2 | 15 | 227133 | Master Bedroom
Table | Incandescent |  | Mini base | 1 | 40 | 227133 | Master Bedroom
Wall Mount | Compact Fluorescent |  | Twist | 2 | 15 | 227134 | Bathroom
Ceiling Fixture | Incandescent |  | Standard A Lamp | 1 | 60 | 227134 | Bathroom
Table | Incandescent |  | Standard A Lamp | 2 | 40 | 227135 | Living Room
Table | Incandescent |  | Standard A Lamp | 1 | 100 | 227135 | Living Room
Ceiling Fan | Incandescent |  | Mini base | 3 | 40 | 227135 | Living Room
Ceiling Fixture | Compact Fluorescent |  | Twist | 2 | 15 | 227136 | Hall
Wall Mount | Compact Fluorescent |  | Twist | 2 | 15 | 227137 | Bathroom
Ceiling Fixture | Compact Fluorescent |  | Twist | 2 | 15 | 227137 | Bathroom
Recessed Can | Compact Fluorescent |  | Flood | 1 | 15 | 227138 | Kitchen
Ceiling Fixture | Compact Fluorescent |  | Twist | 1 | 22 | 227138 | Kitchen
Table | Incandescent |  | Standard A Lamp | 1 | 60 | 227138 | Kitchen
Architectural | Incandescent |  | Standard A Lamp | 1 | 40 | 227138 | Kitchen
Floor lamp | Compact Fluorescent |  | Twist | 2 | 15 | 227139 | Bedroom
Ceiling Fixture | Compact Fluorescent |  | Twist | 2 | 15 | 227139 | Bedroom
Ceiling Fixture | Compact Fluorescent |  | Twist | 2 | 15 | 2271310 | Bedroom
Wall Mount | Compact Fluorescent |  | Twist | 2 | 22 | 227161 | Bathroom
Ceiling Fan | Compact Fluorescent |  | Twist | 4 | 22 | 227162 | Bedroom
Table | Compact Fluorescent |  | Twist | 1 | 22 | 227162 | Bedroom
Ceiling Fixture | Compact Fluorescent |  | Twist | 2 | 22 | 227163 | Bedroom
Ceiling Fixture | Incandescent |  | Standard A Lamp | 1 | 60 | 227164 | Bedroom
Ceiling Fixture | Compact Fluorescent |  | Twist | 1 | 22 | 227165 | Master Bedroom
Ceiling Fixture | Incandescent |  | Standard A Lamp | 1 | 60 | 227166 | Other
Ceiling Fixture | Linear Fluorescent | 36 | T-12 | 2 | 40 | 227166 | Other
Ceiling Fixture | Incandescent |  | Standard A Lamp | 1 | 60 | 227167 | Other
Ceiling Fan | Compact Fluorescent |  | Twist | 4 | 28 | 227168 | Kitchen
Ceiling Fan | Compact Fluorescent |  | Twist | 4 | 28 | 227169 | Living Room
Table | Compact Fluorescent |  | Twist | 1 | 22 | 227169 | Living Room
Floor lamp | Incandescent |  | Standard A Lamp | 1 | 60 | 227169 | Living Room
Ceiling Fixture | Compact Fluorescent |  | Twist | 2 | 22 | 2271610 | Hall
Ceiling Fan | Incandescent |  | Standard A Lamp | 1 | 60 | 2271610 | Hall
Wall Mount | Incandescent |  | Standard A Lamp | 2 | 100 | 227301 | Bathroom
Ceiling Fixture | Incandescent |  | Standard A Lamp | 2 | 100 | 227302 | Bedroom
Table | Incandescent |  | 3-Way Incandescent | 1 | 75 | 227302 | Bedroom
Ceiling Fixture | Linear Fluorescent | 24 | T-8 | 2 | 20 | 227303 | Hall
Ceiling Fixture | Linear Fluorescent | 48 | T-8 | 2 | 20 | 227304 | Kitchen
Wall Mount | Incandescent |  | Standard A Lamp | 1 | 100 | 227304 | Kitchen
Wall Mount | Incandescent |  | Clear | 1 | 40 | 227304 | Kitchen
Ceiling Fixture | Linear Fluorescent | 48 | T-8 | 2 | 20 | 227305 | Laundry Room
Floor lamp | Incandescent |  | Standard A Lamp | 3 | 60 | 227306 | Living Room
Table | Incandescent |  | 3-Way Incandescent | 1 | 75 | 227306 | Living Room
Table | Incandescent |  | Clear | 1 | 40 | 227306 | Living Room
Chandelier (Hanging) | Incandescent |  | Standard A Lamp | 1 | 90 | 227307 | Master Bedroom
Table | Incandescent |  | Standard A Lamp | 1 | 100 | 227307 | Master Bedroom
Wall Mount | Compact Fluorescent |  | Twist | 1 | 13 | 227321 | Bathroom
Wall Mount | Incandescent |  | Globe | 6 | 25 | 227322 | Bathroom
Ceiling Fixture | Compact Fluorescent |  | Twist | 1 | 15 | 227322 | Bathroom
Ceiling Fixture | Compact Fluorescent |  | Twist | 2 | 15 | 227323 | Bedroom
Ceiling Fixture | Compact Fluorescent |  | Twist | 2 | 15 | 227324 | Bedroom
Ceiling Fixture | Compact Fluorescent |  | Twist | 2 | 15 | 227325 | Bedroom
Ceiling Fixture | Compact Fluorescent |  | Twist | 1 | 15 | 227326 | Closet
Ceiling Fixture | Compact Fluorescent |  | Twist | 2 | 15 | 227327 | Family Room
Ceiling Fixture | Linear Fluorescent | 24 | T-12 | 2 | 20 | 227328 | Garage
Ceiling Fixture | Compact Fluorescent |  | Twist | 1 | 23 | 227328 | Garage
Wall Mount | Compact Fluorescent |  | Twist | 1 | 13 | 227329 | Hall
Ceiling Fixture | Linear Fluorescent | 48 | T-12 | 2 | 40 | 2273210 | Kitchen
Chandelier (Hanging) | Compact Fluorescent |  | Twist | 1 | 20 | 2273210 | Kitchen
Ceiling Fixture | Compact Fluorescent |  | Twist | 1 | 14 | 2273211 | Laundry Room
Ceiling Fixture | Compact Fluorescent |  | Twist | 2 | 15 | 2273212 | Living Room
Ceiling Fixture | Compact Fluorescent |  | Twist | 2 | 15 | 2273213 | Master Bedroom
Table | Compact Fluorescent |  | Twist | 1 | 13 | 2273213 | Master Bedroom
Ceiling Fixture | Incandescent |  | Standard A Lamp | 1 | 60 | 227361 | Bathroom
Ceiling Fixture | Incandescent |  | Standard A Lamp | 1 | 60 | 227362 | Bathroom
Chandelier (Hanging) | Incandescent |  | Decorative | 1 | 60 | 227363 | Bedroom
Ceiling Fixture | Incandescent |  | Standard A Lamp | 1 | 60 | 227364 | Hall
Ceiling Fixture | Incandescent |  | Standard A Lamp | 2 | 60 | 227365 | Kitchen
Ceiling Fixture | Incandescent |  | Standard A Lamp | 1 | 60 | 227365 | Kitchen
Ceiling Fixture | Incandescent |  | Standard A Lamp | 1 | 60 | 227366 | Laundry Room
Floor lamp | Incandescent |  | Standard A Lamp | 2 | 100 | 227367 | Living Room
Table | Incandescent |  | Standard A Lamp | 1 | 60 | 227367 | Living Room
Table | Incandescent |  | Standard A Lamp | 1 | 60 | 227368 | Master Bedroom
Ceiling Fixture | Incandescent |  | Standard A Lamp | 2 | 60 | 227368 | Master Bedroom
Ceiling Fixture | Incandescent |  | Standard A Lamp | 1 | 75 | 227368 | Master Bedroom
Ceiling Fixture | Incandescent |  | Standard A Lamp | 1 | 100 | 227369 | Other
Ceiling Fixture | Incandescent |  | Standard A Lamp | 1 | 100 | 2273610 | Garage
Ceiling Fixture | Incandescent |  | Standard A Lamp | 1 | 100 | 2273611 | Other
Table | Compact Fluorescent |  | Twist | 1 | 15 | 227721 | Living Room
Ceiling Fan | Compact Fluorescent |  | Twist | 1 | 15 | 227721 | Living Room
Ceiling Fixture | Incandescent |  | Standard A Lamp | 1 | 40 | 227722 | Kitchen
Ceiling Fixture | Incandescent |  | Decorative | 3 | 40 | 227722 | Kitchen
Ceiling Fixture | Compact Fluorescent |  | Twist | 1 | 22 | 227723 | Bedroom
Ceiling Fixture | Incandescent |  | Standard A Lamp | 1 | 60 | 227724 | Bathroom
Ceiling Fixture | Incandescent |  | Standard A Lamp | 1 | 40 | 227725 | Hall
Wall Mount | Incandescent |  | Standard A Lamp | 3 | 60 | 227726 | Bathroom
Ceiling Fixture | Linear Fluorescent | 24 | T-12 | 2 | 20 | 227726 | Bathroom
Ceiling Fixture | Incandescent |  | Standard A Lamp | 1 | 100 | 227726 | Bathroom
Ceiling Fixture | Incandescent |  | Standard A Lamp | 1 | 40 | 227726 | Bathroom
Ceiling Fixture | Incandescent |  | Standard A Lamp | 1 | 60 | 227727 | Bedroom
Wall Mount | Compact Fluorescent |  | Twist | 2 | 15 | 227731 | Bathroom
Ceiling Fixture | Incandescent |  | Standard A Lamp | 1 | 60 | 227732 | Bedroom
Ceiling Fixture | Incandescent |  | Standard A Lamp | 1 | 60 | 227733 | Bedroom
Table | Compact Fluorescent |  | Twist | 1 | 15 | 227733 | Bedroom
Ceiling Fixture | Compact Fluorescent |  | Twist | 1 | 22 | 227734 | Hall
Chandelier (Hanging) | Incandescent |  | Decorative | 4 | 40 | 227735 | Kitchen
Ceiling Fixture | Incandescent |  | Standard A Lamp | 1 | 60 | 227735 | Kitchen
Ceiling Fixture | Linear Fluorescent | 48 | T-8 | 2 | 20 | 227735 | Kitchen
Floor lamp | Incandescent |  | 3-Way Incandescent | 1 | 100 | 227736 | Living Room
Floor lamp | Compact Fluorescent |  | Twist | 1 | 22 | 227736 | Living Room
Wall Mount | Incandescent |  | Globe | 4 | 40 | 227751 | Bathroom
Ceiling Fixture | Incandescent |  | Standard A Lamp | 2 | 60 | 227752 | Bedroom
Ceiling Fixture | Compact Fluorescent |  | Twist | 1 | 15 | 227753 | Bedroom
Wall Mount | Incandescent |  | Standard A Lamp | 2 | 60 | 227754 | Bathroom
Ceiling Fixture | Incandescent |  | Standard A Lamp | 2 | 60 | 227755 | Kitchen
Ceiling Fixture | Incandescent |  | Standard A Lamp | 1 | 60 | 227756 | Laundry Room
Floor lamp | Compact Fluorescent |  | Twist | 1 | 28 | 227757 | Living Room
Ceiling Fixture | Incandescent |  | Standard A Lamp | 2 | 60 | 228111 | Bathroom
Wall Mount | Incandescent |  | Globe | 2 | 40 | 228111 | Bathroom
Ceiling Fixture | Incandescent |  | Standard A Lamp | 2 | 60 | 228112 | Bathroom
Table | Incandescent |  | Standard A Lamp | 1 | 60 | 228113 | Bedroom
Table | Incandescent |  | Standard A Lamp | 1 | 40 | 228114 | Bedroom
Chandelier (Hanging) | Incandescent |  | Decorative | 4 | 60 | 228115 | Kitchen
Ceiling Fixture | Compact Fluorescent |  | Twist | 1 | 22 | 228115 | Kitchen
Ceiling Fixture | Incandescent |  | Standard A Lamp | 2 | 60 | 228115 | Kitchen
Recessed - other | Incandescent |  | Standard A Lamp | 1 | 40 | 228115 | Kitchen
Ceiling Fixture | Incandescent |  | Standard A Lamp | 1 | 60 | 228116 | Laundry Room
Chandelier (Hanging) | Incandescent |  | Standard A Lamp | 6 | 60 | 228117 | Living Room
Ceiling Fixture | Incandescent |  | Decorative | 1 | 40 | 228117 | Living Room
Table | Compact Fluorescent |  | Twist | 1 | 15 | 228117 | Living Room
Table | Compact Fluorescent |  | Twist | 1 | 15 | 228118 | Master Bedroom
Ceiling Fixture | Incandescent |  | Standard A Lamp | 1 | 60 | 228119 | Other
Ceiling Fixture | Linear Fluorescent | 48 | T-8 | 2 | 32 | 228119 | Other
Wall Mount | Compact Fluorescent |  | Straight Tube | 1 | 15 | 228211 | Bathroom
Ceiling Fixture | Compact Fluorescent |  | Twist | 2 | 15 | 228212 | Bathroom
Chandelier (Hanging) | Compact Fluorescent |  | Twist | 1 | 22 | 228213 | Bedroom
Ceiling Fixture | Compact Fluorescent |  | Twist | 1 | 15 | 228214 | Hall
Ceiling Fixture | Compact Fluorescent |  | Twist | 1 | 15 | 228215 | Hall
Ceiling Fixture | Compact Fluorescent |  | Twist | 2 | 15 | 228216 | Kitchen
Ceiling Fixture | Compact Fluorescent |  | Twist | 2 | 15 | 228216 | Kitchen
Ceiling Fan | Compact Fluorescent |  | Twist | 1 | 15 | 228217 | Living Room
Ceiling Fixture | Compact Fluorescent |  | Twist | 1 | 22 | 228217 | Living Room
Table | Incandescent |  | Standard A Lamp | 1 | 60 | 228217 | Living Room
Ceiling Fixture | Compact Fluorescent |  | Twist | 1 | 15 | 228218 | Bedroom
Exterior | Linear Fluorescent | 48 | T-12 | 2 | 40 | 228219 | Other
Ceiling Fixture | Compact Fluorescent |  | Twist | 2 | 15 | 228241 | Bathroom
Floor lamp | Incandescent |  | Standard A Lamp | 1 | 75 | 228242 | Bedroom
Floor lamp | Compact Fluorescent |  | Twist | 1 | 15 | 228243 | Bedroom
Ceiling Fixture | Compact Fluorescent |  | Twist | 1 | 15 | 228244 | Closet
Ceiling Fixture | Incandescent |  | Decorative | 2 | 40 | 228245 | Dining Room
Ceiling Fixture | Compact Fluorescent |  | Twist | 1 | 15 | 228246 | Living Room
Ceiling Fixture | Incandescent |  | Standard A Lamp | 1 | 40 | 228247 | Hall
Ceiling Fixture | Compact Fluorescent |  | Twist | 1 | 15 | 228248 | Kitchen
Table | Compact Fluorescent |  | Twist | 1 | 15 | 228249 | Living Room
Ceiling Fixture | Linear Fluorescent | 18 | T-12 | 1 | 20 | 2282410 | Bathroom
Ceiling Fixture | Compact Fluorescent |  | Twist | 1 | 15 | 2282410 | Bathroom
Table | Incandescent |  | Standard A Lamp | 1 | 60 | 2282411 | Master Bedroom
Ceiling Fixture | Incandescent |  | Standard A Lamp | 2 | 40 | 228271 | Bedroom
Table | Incandescent |  | Decorative | 1 | 40 | 228271 | Bedroom
Ceiling Fixture | Incandescent |  | Standard A Lamp | 1 | 40 | 228272 | Bathroom
Wall Mount | Incandescent |  | Globe | 6 | 60 | 228272 | Bathroom
Ceiling Fixture | Incandescent |  | Standard A Lamp | 1 | 40 | 228273 | Hall
Ceiling Fixture | Compact Fluorescent |  | Twist | 2 | 15 | 228274 | Office
Table | Incandescent |  | Decorative | 1 | 40 | 228275 | Living Room
Ceiling Fixture | Incandescent |  | Standard A Lamp | 4 | 40 | 228275 | Living Room
Ceiling Fixture | Incandescent |  | Standard A Lamp | 1 | 40 | 228276 | Hall
Chandelier (Hanging) | Incandescent |  | Mini base | 5 | 25 | 228277 | Dining Room
Ceiling Fixture | Compact Fluorescent |  | Twist | 1 | 15 | 228278 | Laundry Room
Ceiling Fixture | Incandescent |  | Standard A Lamp | 2 | 40 | 228279 | Kitchen
Ceiling Fixture | Compact Fluorescent |  | Twist | 2 | 15 | 228591 | Bedroom
Ceiling Fixture | Compact Fluorescent |  | Pin base | 1 | 20 | 228592 | Bedroom
Ceiling Fixture | Incandescent |  | Decorative | 3 | 40 | 228593 | Dining Room
Ceiling Fixture | Compact Fluorescent |  | Twist | 1 | 15 | 228594 | Family Room
Floor lamp | Compact Fluorescent |  | Twist | 2 | 15 | 228594 | Family Room
Floor lamp | Incandescent |  | Standard A Lamp | 3 | 60 | 228594 | Family Room
Ceiling Fixture | Compact Fluorescent |  | Twist | 1 | 15 | 228595 | Kitchen
Architectural | Linear Fluorescent | 48 | T-12 | 2 | 32 | 228595 | Kitchen
Ceiling Fixture | Incandescent |  | Standard A Lamp | 1 | 40 | 228596 | Laundry Room
Ceiling Fixture | Compact Fluorescent |  | Twist | 1 | 15 | 228596 | Laundry Room
Ceiling Fixture | Compact Fluorescent |  | Pin base | 1 | 20 | 228597 | Living Room
Wall Mount | Incandescent |  | Decorative | 1 | 40 | 228597 | Living Room
Ceiling Fixture | Incandescent |  | Standard A Lamp | 1 | 40 | 228598 | Bathroom
Wall Mount | Incandescent |  | Standard A Lamp | 3 | 60 | 228598 | Bathroom
Wall Mount | Incandescent |  | Standard A Lamp | 3 | 40 | 228599 | Bathroom
Ceiling Fan | Compact Fluorescent |  | Twist | 1 | 22 | 2285910 | Master Bedroom
Table | Incandescent |  | Standard A Lamp | 1 | 75 | 2285910 | Master Bedroom
Ceiling Fixture | Incandescent |  | Standard A Lamp | 1 | 60 | 228621 | Bedroom
Ceiling Fixture | Incandescent |  | Standard A Lamp | 1 | 60 | 228622 | Master Bedroom
Table | Compact Fluorescent |  | Twist | 1 | 15 | 228622 | Master Bedroom
Ceiling Fan | Incandescent |  | Standard A Lamp | 3 | 60 | 228623 | Dining Room
Ceiling Fixture | Incandescent |  | Standard A Lamp | 1 | 40 | 228624 | Hall
Track | Incandescent |  | Reflector | 1 | 65 | 228625 | Kitchen
Ceiling Fixture | Compact Fluorescent |  | Twist | 1 | 15 | 228625 | Kitchen
Ceiling Fixture | Linear Fluorescent | 48 | T-8 | 2 | 20 | 228626 | Laundry Room
Floor lamp | Compact Fluorescent |  | Twist | 1 | 15 | 228627 | Living Room
Table | Incandescent |  | Standard A Lamp | 1 | 60 | 228627 | Living Room
Table | Compact Fluorescent |  | Twist | 1 | 15 | 228627 | Living Room
Ceiling Fixture | Incandescent |  | Standard A Lamp | 1 | 60 | 228628 | Bathroom
Chandelier (Hanging) | Incandescent |  | Heat Lamp | 1 | 150 | 228628 | Bathroom
Wall Mount | Incandescent |  | Standard A Lamp | 5 | 60 | 228629 | Bathroom
Ceiling Fixture | Incandescent |  | Standard A Lamp | 1 | 60 | 228629 | Bathroom
Ceiling Fixture | Incandescent |  | Standard A Lamp | 1 | 60 | 228651 | Kitchen
Recessed - other | Linear Fluorescent | 48 | T-12 | 1 | 40 | 228651 | Kitchen
Ceiling Fixture | Compact Fluorescent |  | Twist | 2 | 15 | 228652 | Office
Table | Compact Fluorescent |  | Twist | 1 | 15 | 228652 | Office
Floor lamp | Compact Fluorescent |  | Twist | 1 | 15 | 228652 | Office
Chandelier (Hanging) | Incandescent |  | Standard A Lamp | 5 | 60 | 228653 | Dining Room
Table | Compact Fluorescent |  | Decorative | 1 | 15 | 228653 | Dining Room
Track | Incandescent |  | Standard A Lamp | 3 | 60 | 228654 | Living Room
Table | Compact Fluorescent |  | Twist | 1 | 15 | 228654 | Living Room
Floor lamp | Compact Fluorescent |  | Twist | 2 | 15 | 228654 | Living Room
Wall Mount | Compact Fluorescent |  | Globe | 4 | 15 | 228655 | Master Bedroom
Ceiling Fixture | Compact Fluorescent |  | Twist | 1 | 15 | 228655 | Master Bedroom
Ceiling Fixture | Compact Fluorescent |  | Twist | 2 | 15 | 228656 | Master Bedroom
Table | Compact Fluorescent |  | Twist | 1 | 15 | 228656 | Master Bedroom
Other | Incandescent |  | Standard A Lamp | 1 | 60 | 228656 | Master Bedroom
Table | Compact Fluorescent |  | Decorative | 1 | 15 | 228656 | Master Bedroom
Ceiling Fixture | Compact Fluorescent |  | Twist | 1 | 15 | 228657 | Closet
Ceiling Fixture | Compact Fluorescent |  | Twist | 1 | 15 | 228658 | Closet
Ceiling Fixture | Compact Fluorescent |  | Twist | 1 | 22 | 228659 | Garage
Ceiling Fixture | Incandescent |  | Standard A Lamp | 1 | 60 | 228659 | Garage
Ceiling Fixture | Halogen |  | PAR | 1 | 50 | 228659 | Garage
Garage door opener | Incandescent |  | Standard A Lamp | 1 | 60 | 228659 | Garage
Wall Mount | Incandescent |  | Standard A Lamp | 1 | 40 | 228659 | Garage
Ceiling Fixture | Incandescent |  | Standard A Lamp | 1 | 60 | 2286510 | Closet
Ceiling Fixture | Compact Fluorescent |  | Twist | 1 | 15 | 2286511 | Bedroom
Table | Compact Fluorescent |  | Twist | 1 | 15 | 2286511 | Bedroom
Ceiling Fixture | Compact Fluorescent |  | Twist | 1 | 15 | 2286512 | Closet
Ceiling Fixture | Compact Fluorescent |  | Twist | 1 | 15 | 2286513 | Hall
Ceiling Fixture | Incandescent |  | Standard A Lamp | 1 | 60 | 2286514 | Bedroom
Wall Mount | Compact Fluorescent |  | Globe | 3 | 15 | 2286514 | Bedroom
Ceiling Fixture | Incandescent |  | Standard A Lamp | 1 | 60 | 2286515 | Laundry Room
Ceiling Fixture | Incandescent |  | Standard A Lamp | 1 | 60 | 2286516 | Bathroom
Ceiling Fixture | Incandescent |  | Standard A Lamp | 1 | 60 | 2286517 | Hall
Ceiling Fixture | Incandescent |  | Standard A Lamp | 1 | 100 | 228821 | Bathroom
Ceiling Fixture | Incandescent |  | Standard A Lamp | 2 | 100 | 228822 | Bedroom
Floor lamp | Incandescent |  | Decorative | 1 | 65 | 228822 | Bedroom
Chandelier (Hanging) | Incandescent |  | Decorative | 5 | 40 | 228823 | Dining Room
Floor lamp | Incandescent |  | Standard A Lamp | 1 | 100 | 228823 | Dining Room
Torchiere | Compact Fluorescent |  | Twist | 5 | 15 | 228823 | Dining Room
Ceiling Fixture | Incandescent |  | Standard A Lamp | 1 | 100 | 228824 | Hall
Ceiling Fixture | Incandescent |  | Standard A Lamp | 1 | 60 | 228825 | Kitchen
Ceiling Fixture | Linear Fluorescent | 36 | T-12 | 2 | 40 | 228825 | Kitchen
Wall Mount | Halogen |  | PAR | 1 | 50 | 228825 | Kitchen
Wall Mount | Linear Fluorescent | 24 | T-8 | 1 | 40 | 228825 | Kitchen
Ceiling Fixture | Incandescent |  | Standard A Lamp | 1 | 100 | 228826 | Living Room
Wall Mount | Incandescent |  | Globe | 7 | 60 | 228827 | Bathroom
Wall Mount | Incandescent |  | Globe | 6 | 25 | 228827 | Bathroom
Ceiling Fixture | Compact Fluorescent |  | Twist | 1 | 15 | 228827 | Bathroom
Ceiling Fan | Compact Fluorescent |  | Twist | 1 | 15 | 228828 | Bedroom
Floor lamp | Compact Fluorescent |  | Twist | 1 | 15 | 228828 | Bedroom
Ceiling Fixture | Linear Fluorescent | 36 | T-12 | 2 | 40 | 228829 | Office
Floor lamp | Incandescent |  | Standard A Lamp | 1 | 75 | 228829 | Office
Ceiling Fixture | Incandescent |  | Standard A Lamp | 1 | 100 | 2288210 | Laundry Room
Ceiling Fixture | Incandescent |  | Standard A Lamp | 1 | 60 | 229101 | Bathroom
Ceiling Fixture | Compact Fluorescent |  | Twist | 2 | 15 | 229102 | Bedroom
Table | Incandescent |  | Standard A Lamp | 1 | 40 | 229102 | Bedroom
Table | Incandescent |  | Mini base | 1 | 25 | 229102 | Bedroom
Ceiling Fan | Incandescent |  | Standard A Lamp | 1 | 60 | 229103 | Bathroom
Wall Mount | Compact Fluorescent |  | Twist | 1 | 15 | 229104 | Hall
Garage door opener | Incandescent |  | Standard A Lamp | 2 | 60 | 229105 | Garage
Ceiling Fixture | Linear Fluorescent | 42 | T-12 | 2 | 40 | 229105 | Garage
Ceiling Fixture | Compact Fluorescent |  | Twist | 1 | 7 | 229106 | Hall
Table | Compact Fluorescent |  | Twist | 1 | 15 | 229107 | Living Room
Ceiling Fan | Incandescent |  | Standard A Lamp | 1 | 60 | 229108 | Master Bedroom
Table | Compact Fluorescent |  | Twist | 1 | 15 | 229108 | Master Bedroom
Table | Incandescent |  | Standard A Lamp | 1 | 60 | 229108 | Master Bedroom
Ceiling Fixture | Incandescent |  | Standard A Lamp | 1 | 60 | 229109 | Bathroom
Ceiling Fixture | Incandescent |  | Standard A Lamp | 1 | 60 | 2291010 | Family Room
Table | Incandescent |  | Standard A Lamp | 1 | 75 | 2291010 | Family Room
Table | Incandescent |  | Mini base | 3 | 5 | 2291010 | Family Room
Table | Compact Fluorescent |  | Twist | 1 | 15 | 2291010 | Family Room
Torchiere | Incandescent |  | Standard A Lamp | 3 | 60 | 2291010 | Family Room
Ceiling Fan | Incandescent |  | Decorative | 4 | 40 | 2291011 | Kitchen
Ceiling Fixture | Compact Fluorescent |  | Twist | 1 | 15 | 2291011 | Kitchen
Other | Incandescent |  | Standard A Lamp | 1 | 25 | 2291011 | Kitchen
Table | Incandescent |  | Mini base | 1 | 25 | 2291011 | Kitchen
Ceiling Fixture | Incandescent |  | Standard A Lamp | 1 | 60 | 2291012 | Laundry Room
Wall Mount | Incandescent |  | Standard A Lamp | 1 | 100 | 2291013 | Other
Table | Incandescent |  | Standard A Lamp | 1 | 60 | 2291013 | Other
Torchiere | Compact Fluorescent |  | Twist | 3 | 15 | 2291013 | Other
Wall Mount | Compact Fluorescent |  | Twist | 1 | 13 | 229131 | Bedroom
Ceiling Fixture | Compact Fluorescent |  | Twist | 1 | 23 | 229132 | Bathroom
Wall Mount | Compact Fluorescent |  | Twist | 1 | 13 | 229133 | Bedroom
Floor lamp | Incandescent |  | Decorative | 1 | 40 | 229133 | Bedroom
Ceiling Fixture | Compact Fluorescent |  | Twist | 2 | 23 | 229134 | Hall
Ceiling Fixture | Compact Fluorescent |  | Twist | 2 | 23 | 229135 | Kitchen
Chandelier (Hanging) | Incandescent |  | Decorative | 5 | 40 | 229135 | Kitchen
Floor lamp | Compact Fluorescent |  | Twist | 3 | 23 | 229136 | Living Room
Wall Mount | Incandescent |  | Standard A Lamp | 2 | 60 | 229161 | Bathroom
Ceiling Fixture | Incandescent |  | Standard A Lamp | 1 | 60 | 229161 | Bathroom
Ceiling Fixture | Compact Fluorescent |  | Twist | 1 | 15 | 229162 | Bedroom
Ceiling Fixture | Incandescent |  | Standard A Lamp | 1 | 60 | 229162 | Bedroom
Ceiling Fixture | Incandescent |  | Standard A Lamp | 2 | 60 | 229163 | Family Room
Ceiling Fan | Incandescent |  | Decorative | 3 | 60 | 229164 | Dining Room
Ceiling Fixture | Incandescent |  | Standard A Lamp | 1 | 60 | 229165 | Hall
Ceiling Fixture | Incandescent |  | Standard A Lamp | 1 | 60 | 229166 | Hall
Ceiling Fixture | Incandescent |  | Decorative | 1 | 60 | 229167 | Kitchen
Chandelier (Hanging) | Incandescent |  | Mini base | 3 | 40 | 229167 | Kitchen
Ceiling Fixture | Compact Fluorescent |  | Twist | 2 | 15 | 229168 | Laundry Room
Floor lamp | Incandescent |  | Standard A Lamp | 1 | 60 | 229169 | Living Room
Wall Mount | Incandescent |  | Standard A Lamp | 2 | 60 | 2291610 | Bathroom
Ceiling Fixture | Incandescent |  | Standard A Lamp | 1 | 100 | 2291610 | Bathroom
Ceiling Fixture | Incandescent |  | Standard A Lamp | 1 | 75 | 2291610 | Bathroom
Ceiling Fixture | Incandescent |  | Standard A Lamp | 2 | 75 | 2291611 | Bedroom
Ceiling Fixture | Incandescent |  | Standard A Lamp | 1 | 60 | 229271 | Bedroom
Wall Mount | Incandescent |  | Standard A Lamp | 1 | 60 | 229271 | Bedroom
Wall Mount | Compact Fluorescent |  | Twist | 3 | 15 | 229271 | Bedroom
Wall Mount | Incandescent |  | Standard A Lamp | 1 | 60 | 229272 | Bedroom
Ceiling Fixture | Incandescent |  | Standard A Lamp | 1 | 60 | 229272 | Bedroom
Table | Incandescent |  | Standard A Lamp | 1 | 60 | 229273 | Family Room
Ceiling Fixture | Compact Fluorescent |  | Twist | 1 | 15 | 229274 | Garage
Ceiling Fixture | Incandescent |  | Standard A Lamp | 1 | 60 | 229275 | Laundry Room
Wall Mount | Incandescent |  | Standard A Lamp | 1 | 60 | 229275 | Laundry Room
Ceiling Fixture | Incandescent |  | Standard A Lamp | 2 | 60 | 229276 | Kitchen
Wall Mount | Incandescent |  | Standard A Lamp | 1 | 60 | 229277 | Office
Table | Compact Fluorescent |  | Twist | 1 | 15 | 229281 | Living Room
Table | Incandescent |  | 3-Way Incandescent | 1 | 100 | 229281 | Living Room
Ceiling Fixture | Compact Fluorescent |  | Twist | 2 | 15 | 229282 | Kitchen
Wall Mount | Compact Fluorescent |  | Twist | 1 | 15 | 229283 | Dining Room
Ceiling Fixture | Incandescent |  | Standard A Lamp | 2 | 40 | 229284 | Bedroom
Ceiling Fixture | Compact Fluorescent |  | Twist | 2 | 15 | 229285 | Hall
Ceiling Fixture | Compact Fluorescent |  | Twist | 1 | 15 | 229286 | Bathroom
Ceiling Fixture | Compact Fluorescent |  | Twist | 2 | 15 | 229287 | Bedroom
Ceiling Fixture | Compact Fluorescent |  | Twist | 1 | 15 | 229288 | Bedroom
Floor lamp | Incandescent |  | Reflector | 2 | 40 | 229288 | Bedroom
Wall Mount | Incandescent |  | Globe | 4 | 60 | 229289 | Bathroom
Ceiling Fixture | Linear Fluorescent | 24 | T-12 | 2 | 20 | 229331 | Other
Ceiling Fixture | Compact Fluorescent |  | Twist | 1 | 13 | 229331 | Other
Ceiling Fixture | Compact Fluorescent |  | Twist | 1 | 13 | 229332 | Bathroom
Wall Mount | Incandescent |  | Standard A Lamp | 3 | 60 | 229332 | Bathroom
Wall Mount | Incandescent |  | Standard A Lamp | 4 | 60 | 229333 | Bathroom
Ceiling Fixture | Compact Fluorescent |  | Twist | 2 | 13 | 229334 | Bedroom
Table | Incandescent |  | Standard A Lamp | 1 | 75 | 229334 | Bedroom
Ceiling Fixture | Compact Fluorescent |  | Twist | 1 | 13 | 229335 | Bedroom
Ceiling Fixture | Linear Fluorescent | 48 | T-5 | 2 | 20 | 229335 | Bedroom
Ceiling Fixture | Incandescent |  | Standard A Lamp | 2 | 60 | 229336 | Bedroom
Chandelier (Hanging) | Incandescent |  | Standard A Lamp | 5 | 60 | 229337 | Dining Room
Table | Incandescent |  | Standard A Lamp | 1 | 60 | 229338 | Family Room
Ceiling Fixture | Compact Fluorescent |  | Twist | 1 | 13 | 229339 | Hall
Ceiling Fixture | Incandescent |  | Standard A Lamp | 1 | 60 | 2293310 | Hall
Ceiling Fixture | Linear Fluorescent | 24 | T-12 | 2 | 20 | 2293311 | Kitchen
Wall Mount | Linear Fluorescent | 18 | T-4 | 1 | 8 | 2293311 | Kitchen
Ceiling Fixture | Incandescent |  | Standard A Lamp | 1 | 60 | 2293312 | Laundry Room
Ceiling Fixture | Incandescent |  | Standard A Lamp | 1 | 40 | 229421 | Bathroom
Ceiling Fixture | Compact Fluorescent |  | Twist | 2 | 22 | 229422 | Bedroom
Ceiling Fixture | Compact Fluorescent |  | Twist | 2 | 22 | 229423 | Bedroom
Ceiling Fixture | Incandescent |  | Standard A Lamp | 1 | 40 | 229424 | Hall
Ceiling Fixture | Compact Fluorescent |  | Twist | 2 | 22 | 229425 | Kitchen
Ceiling Fan | Incandescent |  | Standard A Lamp | 1 | 60 | 229426 | Living Room
Floor lamp | Incandescent |  | Standard A Lamp | 1 | 100 | 229426 | Living Room
Other | Incandescent |  | Standard A Lamp | 1 | 40 | 229426 | Living Room
Floor lamp | Incandescent |  | Standard A Lamp | 1 | 60 | 229427 | Master Bedroom
Table | Incandescent |  | Standard A Lamp | 1 | 60 | 229427 | Master Bedroom
Ceiling Fixture | Linear Fluorescent | 48 | T-8 | 3 | 32 | 229831 | Bedroom
Wall Mount | Incandescent |  | Globe | 3 | 60 | 229832 | Bathroom
Ceiling Fixture | Incandescent |  | Standard A Lamp | 2 | 60 | 229833 | Hall
Ceiling Fixture | Incandescent |  | Standard A Lamp | 2 | 60 | 229834 | Master Bedroom
Table | Incandescent |  | Standard A Lamp | 1 | 60 | 229835 | Living Room
Ceiling Fixture | Incandescent |  | Reflector | 3 | 65 | 229836 | Kitchen
Ceiling Fixture | Incandescent |  | Standard A Lamp | 1 | 60 | 229837 | Laundry Room
Ceiling Fixture | Incandescent |  | Standard A Lamp | 1 | 75 | 230041 | Bedroom
Table | Incandescent |  | Clear | 1 | 25 | 230041 | Bedroom
Ceiling Fixture | Incandescent |  | Standard A Lamp | 1 | 75 | 230042 | Bedroom
Ceiling Fixture | Incandescent |  | Standard A Lamp | 5 | 75 | 230043 | Dining Room
Table | Compact Fluorescent |  | Twist | 1 | 26 | 230044 | Family Room
Floor lamp | Incandescent |  | Standard A Lamp | 1 | 60 | 230044 | Family Room
Ceiling Fixture | Linear Fluorescent | 48 | T-8 | 2 | 32 | 230045 | Garage
Garage door opener | Incandescent |  | Standard A Lamp | 1 | 60 | 230045 | Garage
Ceiling Fixture | Incandescent |  | Decorative | 1 | 75 | 230046 | Kitchen
Ceiling Fixture | Linear Fluorescent | 48 | T-8 | 2 | 32 | 230046 | Kitchen
Torchiere | Incandescent |  | Standard A Lamp | 1 | 100 | 230047 | Living Room
Table | Incandescent |  | Standard A Lamp | 1 | 100 | 230047 | Living Room
Ceiling Fixture | Incandescent |  | Standard A Lamp | 1 | 60 | 230048 | Bathroom
Ceiling Fixture | Incandescent |  | Standard A Lamp | 1 | 60 | 230049 | Master Bedroom
Table | Incandescent |  | Standard A Lamp | 1 | 75 | 230049 | Master Bedroom
Ceiling Fixture | Incandescent |  | Standard A Lamp | 1 | 60 | 2300410 | Closet
Wall Mount | Incandescent |  | Standard A Lamp | 1 | 75 | 2300411 | Bathroom
Ceiling Fixture | Incandescent |  | Standard A Lamp | 1 | 75 | 2300412 | Closet
Chandelier (Hanging) | Incandescent |  | Standard A Lamp | 1 | 75 | 2300413 | Laundry Room
Wall Mount | Incandescent |  | Clear | 1 | 60 | 2300414 | Bathroom
Ceiling Fixture | Compact Fluorescent |  | Twist | 6 | 15 | 230251 | Bathroom
Ceiling Fixture | Compact Fluorescent |  | Twist | 2 | 15 | 230252 | Bedroom
Table | Compact Fluorescent |  | Twist | 1 | 15 | 230252 | Bedroom
Ceiling Fixture | Linear Fluorescent | 48 | T-12 | 2 | 40 | 230253 | Hall
Chandelier (Hanging) | Compact Fluorescent |  | A shape bulb | 5 | 15 | 230254 | Kitchen
Table | Incandescent |  | Standard A Lamp | 1 | 60 | 230254 | Kitchen
Ceiling Fixture | Linear Fluorescent | 48 | T-12 | 4 | 40 | 230254 | Kitchen
Ceiling Fixture | Linear Fluorescent | 24 | T-12 | 1 | 20 | 230254 | Kitchen
Ceiling Fixture | Compact Fluorescent |  | Twist | 2 | 15 | 230254 | Kitchen
Track | Compact Fluorescent |  | Twist | 3 | 22 | 230255 | Living Room
Table | Compact Fluorescent |  | Twist | 1 | 13 | 230255 | Living Room
Table | Incandescent |  | Standard A Lamp | 2 | 60 | 230255 | Living Room
Ceiling Fixture | Compact Fluorescent |  | Twist | 6 | 15 | 230256 | Bathroom
Ceiling Fixture | Compact Fluorescent |  | Circline (Screw Base) | 1 | 22 | 230257 | Bedroom
Chandelier (Hanging) | Incandescent |  | Decorative | 5 | 40 | 230257 | Bedroom
Table | Compact Fluorescent |  | Twist | 1 | 15 | 230257 | Bedroom
Ceiling Fixture | Linear Fluorescent | 48 | T-12 | 2 | 40 | 230258 | Bedroom
Ceiling Fixture | Compact Fluorescent |  | Circline (Screw Base) | 1 | 22 | 230258 | Bedroom
Wall Mount | Compact Fluorescent |  | Globe | 4 | 9 | 230351 | Bathroom
Chandelier (Hanging) | Incandescent |  | Standard A Lamp | 5 | 60 | 230352 | Dining Room
Floor lamp | Compact Fluorescent |  | Twist | 2 | 22 | 230353 | Family Room
Table | Incandescent |  | Standard A Lamp | 1 | 100 | 230353 | Family Room
Ceiling Fixture | Incandescent |  | Standard A Lamp | 1 | 60 | 230354 | Hall
Ceiling Fixture | Linear Fluorescent | 48 | T-12 | 2 | 40 | 230355 | Kitchen
Ceiling Fan | Compact Fluorescent |  | Twist | 3 | 13 | 230355 | Kitchen
Chandelier (Hanging) | Compact Fluorescent |  | Twist | 1 | 22 | 230355 | Kitchen
Ceiling Fixture | Linear Fluorescent | 24 | T-8 | 2 | 20 | 230355 | Kitchen
Ceiling Fixture | Linear Fluorescent | 48 | T-12 | 2 | 40 | 230356 | Laundry Room
Track | Incandescent |  | Standard A Lamp | 3 | 60 | 230357 | Master Bedroom
Table | Incandescent |  | Standard A Lamp | 1 | 25 | 230357 | Master Bedroom
Table | Incandescent |  | Mini base | 3 | 40 | 230357 | Master Bedroom
Wall Mount | Compact Fluorescent |  | Twist | 6 | 9 | 230358 | Bathroom
Ceiling Fixture | Incandescent |  | Standard A Lamp | 1 | 60 | 230358 | Bathroom
Ceiling Fixture | Compact Fluorescent |  | Twist | 2 | 15 | 230359 | Office
Table | Compact Fluorescent |  | Straight Tube | 1 | 27 | 230359 | Office
Table | Incandescent |  | Standard A Lamp | 1 | 25 | 230359 | Office
Ceiling Fixture | Incandescent |  | Standard A Lamp | 2 | 60 | 2303510 | Bedroom
Table | Compact Fluorescent |  | Twist | 1 | 15 | 2303510 | Bedroom
Floor lamp | Incandescent |  | Standard A Lamp | 1 | 75 | 2303511 | Living Room
Table | Incandescent |  | Standard A Lamp | 1 | 65 | 2303511 | Living Room
Floor lamp | Incandescent |  | Standard A Lamp | 2 | 75 | 2303511 | Living Room
Wall Mount | Incandescent |  | Standard A Lamp | 3 | 60 | 230611 | Bathroom
Ceiling Fixture | Incandescent |  | Standard A Lamp | 1 | 60 | 230612 | Bedroom
Ceiling Fixture | Incandescent |  | Standard A Lamp | 1 | 60 | 230613 | Closet
Ceiling Fixture | Incandescent |  | Standard A Lamp | 1 | 60 | 230614 | Family Room
Floor lamp | Incandescent |  | Standard A Lamp | 1 | 60 | 230614 | Family Room
Ceiling Fixture | Incandescent |  | Standard A Lamp | 1 | 60 | 230615 | Bedroom
Ceiling Fixture | Incandescent |  | Standard A Lamp | 1 | 60 | 230616 | Kitchen
Ceiling Fixture | Incandescent |  | Standard A Lamp | 3 | 65 | 230616 | Kitchen
Ceiling Fixture | Incandescent |  | Standard A Lamp | 1 | 60 | 230617 | Laundry Room
Ceiling Fixture | Incandescent |  | Standard A Lamp | 2 | 60 | 230618 | Master Bedroom
Table | Incandescent |  | Standard A Lamp | 1 | 40 | 230618 | Master Bedroom
Wall Mount | Incandescent |  | Standard A Lamp | 2 | 60 | 230619 | Bathroom
High bay | Incandescent |  | Globe | 1 | 40 | 230619 | Bathroom
Table | Incandescent |  | Standard A Lamp | 1 | 60 | 2306110 | Living Room
Ceiling Fixture | Compact Fluorescent |  | Twist | 2 | 22 | 230631 | Bedroom
Ceiling Fixture | Incandescent |  | Standard A Lamp | 1 | 60 | 230632 | Hall
Wall Mount | Incandescent |  | Standard A Lamp | 2 | 75 | 230633 | Bathroom
Ceiling Fixture | Incandescent |  | Standard A Lamp | 2 | 75 | 230634 | Bedroom
Ceiling Fixture | Incandescent |  | Standard A Lamp | 2 | 60 | 230635 | Kitchen
Floor lamp | Incandescent |  | Standard A Lamp | 2 | 40 | 230636 | Living Room
Table | Incandescent |  | Standard A Lamp | 1 | 75 | 230636 | Living Room
Ceiling Fixture | Compact Fluorescent |  | Twist | 1 | 15 | 230691 | Bathroom
Ceiling Fixture | Incandescent |  | Reflector | 1 | 65 | 230692 | Bedroom
Ceiling Fixture | Compact Fluorescent |  | Twist | 1 | 15 | 230692 | Bedroom
Ceiling Fixture | Compact Fluorescent |  | Twist | 2 | 15 | 230693 | Bedroom
Wall Mount | Compact Fluorescent |  | Twist | 1 | 15 | 230693 | Bedroom
Ceiling Fixture | Incandescent |  | Standard A Lamp | 1 | 60 | 230694 | Hall
Ceiling Fixture | Compact Fluorescent |  | Twist | 1 | 13 | 230695 | Kitchen
Architectural | Compact Fluorescent |  | Twist | 1 | 15 | 230695 | Kitchen
Table | Compact Fluorescent |  | Twist | 1 | 15 | 230696 | Living Room
Ceiling Fixture | Incandescent |  | Standard A Lamp | 2 | 60 | 230721 | Bathroom
Ceiling Fixture | Incandescent |  | Standard A Lamp | 2 | 60 | 230722 | Bedroom
Ceiling Fixture | Incandescent |  | Standard A Lamp | 2 | 60 | 230723 | Bedroom
Chandelier (Hanging) | Incandescent |  | Standard A Lamp | 1 | 60 | 230724 | Kitchen
Ceiling Fixture | Compact Fluorescent |  | Twist | 2 | 15 | 230724 | Kitchen
Ceiling Fixture | Incandescent |  | Standard A Lamp | 2 | 60 | 230724 | Kitchen
Ceiling Fixture | Incandescent |  | Standard A Lamp | 2 | 60 | 230725 | Laundry Room
Ceiling Fan | Incandescent |  | Decorative | 3 | 60 | 230726 | Living Room
Table | Compact Fluorescent |  | Twist | 1 | 22 | 230726 | Living Room
Ceiling Fixture | Incandescent |  | Standard A Lamp | 2 | 60 | 230727 | Bathroom
Wall Mount | Compact Fluorescent |  | Twist | 1 | 15 | 230727 | Bathroom
Ceiling Fixture | Incandescent |  | Standard A Lamp | 2 | 60 | 230728 | Master Bedroom
Ceiling Fan | Incandescent |  | Decorative | 3 | 60 | 230728 | Master Bedroom
Table | Incandescent |  | Standard A Lamp | 2 | 60 | 230728 | Master Bedroom
Table | Incandescent |  | Standard A Lamp | 1 | 60 | 231671 | Other
Ceiling Fixture | Linear Fluorescent | 48 | T-8 | 2 | 40 | 231671 | Other
Ceiling Fixture | Incandescent |  | Standard A Lamp | 1 | 60 | 231672 | Bathroom
Ceiling Fixture | Incandescent |  | Standard A Lamp | 2 | 60 | 231673 | Bedroom
Table | Incandescent |  | Standard A Lamp | 1 | 60 | 231674 | Bedroom
Ceiling Fixture | Incandescent |  | Standard A Lamp | 2 | 60 | 231674 | Bedroom
Table | Incandescent |  | Standard A Lamp | 1 | 60 | 231675 | Bedroom
Ceiling Fixture | Incandescent |  | Decorative | 3 | 40 | 231675 | Bedroom
Ceiling Fan | Compact Fluorescent |  | Twist | 3 | 15 | 231676 | Dining Room
Table | Incandescent |  | Standard A Lamp | 1 | 60 | 231676 | Dining Room
Ceiling Fixture | Linear Fluorescent | 60 | T-8 | 2 | 60 | 231677 | Garage
Ceiling Fixture | Compact Fluorescent |  | Twist | 2 | 15 | 231678 | Kitchen
Ceiling Fixture | Linear Fluorescent | 48 | T-8 | 2 | 40 | 231678 | Kitchen
Ceiling Fixture | Incandescent |  | Standard A Lamp | 1 | 60 | 231691 | Bathroom
Wall Mount | Linear Fluorescent | 12 | T-8 | 1 | 20 | 231691 | Bathroom
Ceiling Fan | Incandescent |  | Mini base | 2 | 60 | 231692 | Bedroom
Ceiling Fixture | Incandescent |  | Standard A Lamp | 2 | 60 | 231693 | Bedroom
Table | Incandescent |  | Mini base | 2 | 40 | 231693 | Bedroom
Ceiling Fan | Incandescent |  | Mini base | 3 | 40 | 231694 | Dining Room
Ceiling Fixture | Compact Fluorescent |  | Twist | 1 | 15 | 231695 | Kitchen
Ceiling Fixture | Incandescent |  | Standard A Lamp | 1 | 60 | 231696 | Laundry Room
Torchiere | Compact Fluorescent |  | Twist | 3 | 15 | 231697 | Living Room
Table | Compact Fluorescent |  | Twist | 1 | 15 | 231697 | Living Room
Ceiling Fixture | Incandescent |  | Mini base | 2 | 60 | 231698 | Master Bedroom
Table | Incandescent |  | Standard A Lamp | 1 | 60 | 231698 | Master Bedroom
Wall Mount | Incandescent |  | Mini base | 5 | 40 | 231699 | Bathroom
Ceiling Fixture | Incandescent |  | Standard A Lamp | 1 | 60 | 2316910 | Garage
Other | Halogen |  | Quartz Tube | 1 | 500 | 2316910 | Garage
Ceiling Fixture | Linear Fluorescent | 48 | T-12 | 2 | 40 | 2316910 | Garage
Chandelier (Hanging) | Incandescent |  | Mini base | 3 | 40 | 2316911 | Dining Room
Ceiling Fixture | Compact Fluorescent |  | Twist | 2 | 15 | 231821 | Kitchen
Table | Incandescent |  | Standard A Lamp | 1 | 100 | 231822 | Living Room
Floor lamp | Incandescent |  | Standard A Lamp | 2 | 60 | 231823 | Bedroom
Wall Mount | Compact Fluorescent |  | Twist | 1 | 15 | 231824 | Bathroom
Wall Mount | Compact Fluorescent |  | Twist | 1 | 15 | 231825 | Bedroom
Table | Compact Fluorescent |  | Twist | 1 | 15 | 231826 | Bedroom
Ceiling Fixture | Incandescent |  | Standard A Lamp | 2 | 60 | 231981 | Bedroom
Ceiling Fixture | Incandescent |  | Standard A Lamp | 1 | 60 | 231982 | Dining Room
Ceiling Fixture | Incandescent |  | Standard A Lamp | 1 | 60 | 231983 | Hall
Ceiling Fixture | Compact Fluorescent |  | Twist | 2 | 15 | 231984 | Kitchen
Table | Incandescent |  | 3-Way Incandescent | 1 | 100 | 231985 | Living Room
Table | Compact Fluorescent |  | Twist | 1 | 22 | 231986 | Bedroom
Ceiling Fixture | Incandescent |  | Standard A Lamp | 2 | 60 | 231986 | Bedroom
Ceiling Fixture | Incandescent |  | Standard A Lamp | 1 | 60 | 231987 | Bathroom
Ceiling Fixture | Incandescent |  | Standard A Lamp | 1 | 40 | 232011 | Bathroom
Wall Mount | Incandescent |  | Standard A Lamp | 2 | 65 | 232011 | Bathroom
Wall Mount | Compact Fluorescent |  | Twist | 3 | 15 | 232012 | Bathroom
Ceiling Fixture | Incandescent |  | Reflector | 1 | 75 | 232012 | Bathroom
Floor lamp | Incandescent |  | Mini base | 5 | 25 | 232013 | Bedroom
Table | Incandescent |  | Standard A Lamp | 1 | 60 | 232013 | Bedroom
Ceiling Fixture | Incandescent |  | Standard A Lamp | 1 | 60 | 232014 | Hall
Ceiling Fixture | Incandescent |  | Standard A Lamp | 1 | 60 | 232015 | Kitchen
Chandelier (Hanging) | Incandescent |  | Globe | 2 | 60 | 232015 | Kitchen
Ceiling Fixture | Incandescent |  | Reflector | 3 | 65 | 232016 | Living Room
Floor lamp | Incandescent |  | Standard A Lamp | 2 | 60 | 232016 | Living Room
Ceiling Fan | Incandescent |  | Standard A Lamp | 4 | 60 | 232017 | Master Bedroom
Ceiling Fixture | Incandescent |  | Standard A Lamp | 4 | 40 | 232101 | Bathroom
Ceiling Fixture | Compact Fluorescent |  | A shape bulb | 2 | 22 | 232101 | Bathroom
Ceiling Fixture | Incandescent |  | Standard A Lamp | 2 | 40 | 232102 | Bathroom
Ceiling Fixture | Compact Fluorescent |  | A shape bulb | 4 | 22 | 232102 | Bathroom
Ceiling Fixture | Linear Fluorescent | 42 | T-12 | 2 | 20 | 232103 | Other
Ceiling Fan | Incandescent |  | Standard A Lamp | 2 | 40 | 232104 | Family Room
Ceiling Fan | Compact Fluorescent |  | A shape bulb | 1 | 22 | 232104 | Family Room
Table | Compact Fluorescent |  | Twist | 1 | 15 | 232104 | Family Room
Ceiling Fixture | Incandescent |  | Standard A Lamp | 1 | 40 | 232105 | Hall
Chandelier (Hanging) | Compact Fluorescent |  | Twist | 5 | 15 | 232106 | Kitchen
Ceiling Fixture | Compact Fluorescent |  | Circline (Screw Base) | 1 | 22 | 232106 | Kitchen
Ceiling Fan | Incandescent |  | Clear | 1 | 25 | 232106 | Kitchen
Ceiling Fixture | Compact Fluorescent |  | A shape bulb | 3 | 22 | 232107 | Laundry Room
Table | Incandescent |  | Standard A Lamp | 1 | 40 | 232108 | Master Bedroom
Ceiling Fan | Incandescent |  | Decorative | 1 | 40 | 232108 | Master Bedroom
Table | Incandescent |  | Standard A Lamp | 1 | 40 | 232109 | Living Room
Table | Compact Fluorescent |  | Twist | 1 | 15 | 232109 | Living Room
Table | Incandescent |  | Mini base | 3 | 5 | 232109 | Living Room
Ceiling Fixture | Incandescent |  | Standard A Lamp | 1 | 60 | 232151 | Bedroom
Table | Incandescent |  | Standard A Lamp | 1 | 40 | 232151 | Bedroom
Table | Incandescent |  | Decorative | 1 | 25 | 232151 | Bedroom
Ceiling Fixture | Incandescent |  | Globe | 4 | 40 | 232152 | Dining Room
Ceiling Fixture | Incandescent |  | Standard A Lamp | 1 | 60 | 232153 | Closet
Recessed - other | Linear Fluorescent | 60 | T-12 | 2 | 40 | 232154 | Kitchen
Chandelier (Hanging) | Incandescent |  | Standard A Lamp | 1 | 100 | 232154 | Kitchen
Ceiling Fixture | Incandescent |  | Standard A Lamp | 1 | 60 | 232155 | Laundry Room
Table | Incandescent |  | Standard A Lamp | 1 | 40 | 232155 | Laundry Room
Table | Incandescent |  | Standard A Lamp | 1 | 60 | 232156 | Living Room
Table | Incandescent |  | Standard A Lamp | 3 | 40 | 232156 | Living Room
Floor lamp | Incandescent |  | Standard A Lamp | 1 | 90 | 232156 | Living Room
Ceiling Fan | Incandescent |  | Standard A Lamp | 4 | 60 | 232156 | Living Room
Ceiling Fixture | Incandescent |  | Mini base | 4 | 25 | 232157 | Bathroom
Ceiling Fixture | Incandescent |  | Standard A Lamp | 1 | 60 | 232157 | Bathroom
Ceiling Fixture | Incandescent |  | Standard A Lamp | 1 | 60 | 232158 | Bathroom
Wall Mount | Incandescent |  | Mini base | 4 | 25 | 232158 | Bathroom
Table | Incandescent |  | Standard A Lamp | 1 | 100 | 232159 | Master Bedroom
Table | Incandescent |  | Standard A Lamp | 1 | 40 | 232159 | Master Bedroom
Ceiling Fixture | Incandescent |  | Standard A Lamp | 1 | 60 | 2321510 | Closet
Ceiling Fixture | Incandescent |  | Standard A Lamp | 1 | 75 | 2321511 | Office
Table | Incandescent |  | Standard A Lamp | 1 | 60 | 2321511 | Office
Table | Incandescent |  | 3-Way Incandescent | 1 | 100 | 2321511 | Office
Low bay | Linear Fluorescent | 48 | T-12 | 2 | 25 | 2321512 | Garage
Ceiling Fixture | Incandescent |  | Globe | 1 | 75 | 232551 | Master Bedroom
Table | Compact Fluorescent |  | Twist | 1 | 15 | 232551 | Master Bedroom
Table | Incandescent |  | Standard A Lamp | 1 | 40 | 232551 | Master Bedroom
Wall Mount | Incandescent |  | Standard A Lamp | 5 | 40 | 232552 | Bathroom
Ceiling Fan | Compact Fluorescent |  | Twist | 3 | 15 | 232553 | Living Room
Wall Mount | Incandescent |  | Standard A Lamp | 5 | 40 | 232554 | Bathroom
Ceiling Fixture | Compact Fluorescent |  | Twist | 1 | 15 | 232555 | Laundry Room
Ceiling Fixture | Incandescent |  | Globe | 1 | 75 | 232556 | Bedroom
Table | Compact Fluorescent |  | Twist | 1 | 22 | 232556 | Bedroom
Ceiling Fixture | Incandescent |  | Globe | 1 | 75 | 232557 | Bedroom
Ceiling Fixture | Linear Fluorescent | 48 | T-12 | 2 | 40 | 232558 | Kitchen
Track | Incandescent |  | Reflector | 4 | 65 | 233251 | Bathroom
Ceiling Fixture | Incandescent |  | Standard A Lamp | 2 | 60 | 233251 | Bathroom
Track | Incandescent |  | Reflector | 3 | 60 | 233252 | Bathroom
Ceiling Fixture | Incandescent |  | Standard A Lamp | 2 | 60 | 233253 | Bedroom
Ceiling Fixture | Incandescent |  | Standard A Lamp | 2 | 60 | 233254 | Bedroom
Chandelier (Hanging) | Incandescent |  | Standard A Lamp | 2 | 60 | 233255 | Dining Room
Ceiling Fixture | Compact Fluorescent |  | Twist | 1 | 15 | 233255 | Dining Room
Ceiling Fixture | Incandescent |  | Standard A Lamp | 1 | 60 | 233256 | Hall
Ceiling Fixture | Incandescent |  | Standard A Lamp | 2 | 60 | 233257 | Bedroom
Table | Incandescent |  | Standard A Lamp | 1 | 60 | 233257 | Bedroom
Ceiling Fixture | Linear Fluorescent | 42 | T-12 | 2 | 32 | 233258 | Kitchen
Ceiling Fixture | Linear Fluorescent | 24 | T-8 | 2 | 20 | 233258 | Kitchen
Ceiling Fixture | Incandescent |  | Heat Lamp | 1 | 150 | 233259 | Other
Table | Compact Fluorescent |  | Straight Tube | 1 | 15 | 2332510 | Living Room
Ceiling Fixture | Incandescent |  | Standard A Lamp | 1 | 60 | 2332510 | Living Room
Ceiling Fixture | Incandescent |  | Standard A Lamp | 1 | 60 | 2332511 | Closet
Ceiling Fixture | Linear Fluorescent | 42 | T-12 | 2 | 32 | 2332512 | Other
Ceiling Fixture | Linear Fluorescent | 96 | T-12 | 2 | 100 | 2332512 | Other
Ceiling Fixture | Incandescent |  | Twist | 2 | 40 | 233321 | Bathroom
Ceiling Fixture | Incandescent |  | Standard A Lamp | 2 | 40 | 233322 | Bedroom
Table | Incandescent |  | Standard A Lamp | 1 | 60 | 233322 | Bedroom
Floor lamp | Compact Fluorescent |  | Twist | 1 | 13 | 233323 | Family Room
Table | Incandescent |  | Decorative | 1 | 40 | 233323 | Family Room
Ceiling Fixture | Incandescent |  | Standard A Lamp | 2 | 40 | 233324 | Hall
Ceiling Fixture | Compact Fluorescent |  | Twist | 2 | 13 | 233325 | Kitchen
Wall Mount | Incandescent |  | Globe | 4 | 40 | 233401 | Bathroom
Chandelier (Hanging) | Incandescent |  | Decorative | 5 | 40 | 233402 | Dining Room
Ceiling Fixture | Compact Fluorescent |  | Twist | 1 | 22 | 233403 | Hall
Ceiling Fixture | Incandescent |  | Standard A Lamp | 1 | 60 | 233404 | Kitchen
Ceiling Fixture | Incandescent |  | Standard A Lamp | 1 | 60 | 233405 | Laundry Room
Table | Compact Fluorescent |  | Twist | 1 | 15 | 233406 | Living Room
Floor lamp | Compact Fluorescent |  | Twist | 1 | 28 | 233406 | Living Room
Ceiling Fixture | Incandescent |  | Standard A Lamp | 1 | 60 | 233406 | Living Room
Table | Compact Fluorescent |  | Twist | 1 | 15 | 233407 | Master Bedroom
Wall Mount | Incandescent |  | Globe | 4 | 40 | 233408 | Bathroom
Table | Compact Fluorescent |  | Twist | 1 | 15 | 233409 | Office
Table | Incandescent |  | Mini base | 1 | 25 | 233409 | Office
Table | Incandescent |  | Standard A Lamp | 1 | 100 | 2334010 | Bedroom
Floor lamp | Incandescent |  | Standard A Lamp | 1 | 100 | 2334010 | Bedroom
Ceiling Fixture | Incandescent |  | Standard A Lamp | 2 | 60 | 233411 | Bedroom
Ceiling Fixture | Linear Fluorescent | 48 | T-12 | 2 | 40 | 233412 | Garage
Ceiling Fixture | Incandescent |  | Standard A Lamp | 2 | 60 | 233412 | Garage
Ceiling Fixture | Incandescent |  | Standard A Lamp | 2 | 60 | 233413 | Laundry Room
Ceiling Fixture | Incandescent |  | Standard A Lamp | 2 | 60 | 233414 | Master Bedroom
Table | Incandescent |  | Standard A Lamp | 1 | 60 | 233415 | Living Room
Table | Incandescent |  | Standard A Lamp | 1 | 60 | 233415 | Living Room
Ceiling Fixture | Incandescent |  | Standard A Lamp | 2 | 60 | 233415 | Living Room
Chandelier (Hanging) | Incandescent |  | Decorative | 1 | 60 | 233415 | Living Room
Ceiling Fixture | Incandescent |  | Standard A Lamp | 1 | 60 | 233416 | Bathroom
Wall Mount | Incandescent |  | Decorative | 6 | 40 | 233416 | Bathroom
Ceiling Fixture | Incandescent |  | Standard A Lamp | 2 | 60 | 233417 | Kitchen
Ceiling Fixture | Incandescent |  | Standard A Lamp | 1 | 60 | 233417 | Kitchen
Ceiling Fixture | Incandescent |  | Standard A Lamp | 1 | 60 | 233418 | Bathroom
Wall Mount | Incandescent |  | Globe | 4 | 40 | 233418 | Bathroom
Wall Mount | Incandescent |  | Globe | 4 | 40 | 233419 | Bathroom
Ceiling Fixture | Incandescent |  | Standard A Lamp | 2 | 60 | 2334110 | Bedroom
Ceiling Fixture | Incandescent |  | Standard A Lamp | 1 | 60 | 233621 | Bathroom
Ceiling Fixture | Incandescent |  | Standard A Lamp | 1 | 60 | 233622 | Bedroom
Ceiling Fixture | Incandescent |  | Standard A Lamp | 2 | 60 | 233623 | Closet
Ceiling Fixture | Incandescent |  | Standard A Lamp | 2 | 60 | 233624 | Dining Room
Ceiling Fixture | Incandescent |  | Standard A Lamp | 1 | 75 | 233625 | Hall
Ceiling Fixture | Incandescent |  | Standard A Lamp | 3 | 60 | 233626 | Kitchen
Ceiling Fixture | Compact Fluorescent |  | Twist | 1 | 15 | 233626 | Kitchen
Architectural | Incandescent |  | Decorative | 1 | 25 | 233626 | Kitchen
Ceiling Fixture | Incandescent |  | Standard A Lamp | 1 | 60 | 233627 | Laundry Room
Floor lamp | Incandescent |  | Standard A Lamp | 1 | 75 | 233628 | Living Room
Table | Incandescent |  | Standard A Lamp | 1 | 75 | 233629 | Bedroom
Table | Incandescent |  | Standard A Lamp | 1 | 100 | 233629 | Bedroom
Ceiling Fixture | Incandescent |  | Standard A Lamp | 2 | 60 | 2336210 | Bathroom
Ceiling Fan | Incandescent |  | Standard A Lamp | 3 | 40 | 2336211 | Bedroom
Chandelier (Hanging) | Incandescent |  | Standard A Lamp | 2 | 60 | 233971 | Bathroom
Ceiling Fixture | Incandescent |  | Standard A Lamp | 1 | 60 | 233971 | Bathroom
Wall Mount | Incandescent |  | Standard A Lamp | 2 | 60 | 233972 | Bathroom
Ceiling Fixture | Incandescent |  | Standard A Lamp | 2 | 60 | 233973 | Bedroom
Table | Incandescent |  | Standard A Lamp | 1 | 40 | 233973 | Bedroom
Wall Mount | Incandescent |  | Standard A Lamp | 1 | 40 | 233974 | Hall
Wall Mount | Incandescent |  | Standard A Lamp | 1 | 60 | 233975 | Kitchen
Chandelier (Hanging) | Incandescent |  | Decorative | 4 | 40 | 233975 | Kitchen
Ceiling Fixture | Linear Fluorescent | 24 | T-8 | 1 | 32 | 233976 | Laundry Room
Floor lamp | Incandescent |  | Standard A Lamp | 2 | 60 | 233977 | Living Room
Table | Compact Fluorescent |  | Twist | 1 | 22 | 233977 | Living Room
Wall Mount | Incandescent |  | Decorative | 1 | 60 | 233978 | Master Bedroom
Table | Compact Fluorescent |  | Twist | 1 | 15 | 233978 | Master Bedroom
Ceiling Fixture | Incandescent |  | Standard A Lamp | 1 | 40 | 234571 | Bathroom
Wall Mount | Incandescent |  | Clear | 6 | 40 | 234572 | Bathroom
Floor lamp | Linear Fluorescent | 72 | Fluorescent Unknown | 1 | 20 | 234572 | Bathroom
Wall Mount | Incandescent |  | Standard A Lamp | 2 | 40 | 234572 | Bathroom
Ceiling Fixture | Incandescent |  | Standard A Lamp | 1 | 40 | 234572 | Bathroom
Ceiling Fixture | Incandescent |  | Standard A Lamp | 2 | 40 | 234573 | Bedroom
Ceiling Fixture | Incandescent |  | Standard A Lamp | 2 | 40 | 234574 | Bedroom
Ceiling Fan | Incandescent |  | Standard A Lamp | 4 | 40 | 234575 | Family Room
Ceiling Fixture | Incandescent |  | Standard A Lamp | 2 | 40 | 234575 | Family Room
Ceiling Fixture | Incandescent |  | Standard A Lamp | 2 | 40 | 234576 | Kitchen
Ceiling Fixture | Incandescent |  | Standard A Lamp | 2 | 40 | 234577 | Laundry Room
Ceiling Fixture | Incandescent |  | Standard A Lamp | 2 | 40 | 234711 | Bathroom
Ceiling Fixture | Incandescent |  | Standard A Lamp | 2 | 40 | 234712 | Bedroom
Chandelier (Hanging) | Compact Fluorescent |  | Twist | 5 | 15 | 234713 | Dining Room
Ceiling Fixture | Incandescent |  | Standard A Lamp | 1 | 40 | 234714 | Hall
Wall Mount | Incandescent |  | Standard A Lamp | 1 | 25 | 234715 | Hall
Ceiling Fixture | Incandescent |  | Standard A Lamp | 1 | 40 | 234715 | Hall
Table | Incandescent |  | 3-Way Incandescent | 1 | 100 | 234716 | Living Room
Ceiling Fan | Incandescent |  | Clear | 3 | 40 | 234716 | Living Room
Wall Mount | Incandescent |  | Clear | 4 | 40 | 234717 | Bathroom
Ceiling Fixture | Incandescent |  | 3-Way Incandescent | 3 | 40 | 234718 | Master Bedroom
Table | Incandescent |  | Standard A Lamp | 1 | 25 | 234718 | Master Bedroom
Ceiling Fixture | Incandescent |  | Standard A Lamp | 1 | 60 | 234719 | Closet
Ceiling Fixture | Incandescent |  | Standard A Lamp | 1 | 40 | 2347110 | Other
Ceiling Fixture | Incandescent |  | Standard A Lamp | 1 | 40 | 234721 | Bedroom
Table | Incandescent |  | Standard A Lamp | 1 | 60 | 234721 | Bedroom
Table | Incandescent |  | Mini base | 1 | 25 | 234721 | Bedroom
Ceiling Fixture | Incandescent |  | Standard A Lamp | 1 | 60 | 234722 | Bedroom
Track | Incandescent |  | Standard A Lamp | 3 | 75 | 234723 | Bathroom
Ceiling Fixture | Incandescent |  | Standard A Lamp | 2 | 60 | 234723 | Bathroom
Other | Incandescent |  | Mini base | 1 | 5 | 234723 | Bathroom
Ceiling Fixture | Incandescent |  | Standard A Lamp | 2 | 60 | 234724 | Garage
Garage door opener | Incandescent |  | Standard A Lamp | 1 | 60 | 234724 | Garage
Ceiling Fixture | Incandescent |  | Standard A Lamp | 1 | 60 | 234725 | Hall
Ceiling Fixture | Linear Fluorescent | 24 | T-8 | 2 | 20 | 234726 | Kitchen
Chandelier (Hanging) | Incandescent |  | Standard A Lamp | 1 | 90 | 234726 | Kitchen
Ceiling Fixture | Incandescent |  | Standard A Lamp | 1 | 60 | 234726 | Kitchen
Other | Incandescent |  | Standard A Lamp | 1 | 60 | 234726 | Kitchen
Ceiling Fan | Incandescent |  | Standard A Lamp | 5 | 60 | 234727 | Living Room
Torchiere | Halogen |  | Quartz Tube | 1 | 75 | 234727 | Living Room
Ceiling Fixture | Incandescent |  | Standard A Lamp | 1 | 60 | 234728 | Master Bedroom
Table | Incandescent |  | Standard A Lamp | 1 | 40 | 234728 | Master Bedroom
Ceiling Fixture | Linear Fluorescent | 48 | T-12 | 2 | 32 | 234729 | Bathroom
Wall Mount | Incandescent |  | Standard A Lamp | 1 | 40 | 2347210 | Closet
Ceiling Fixture | Linear Fluorescent | 48 | T-12 | 2 | 40 | 2347211 | Other
Ceiling Fixture | Incandescent |  | Standard A Lamp | 2 | 60 | 234811 | Bedroom
Torchiere | Incandescent |  | Standard A Lamp | 1 | 60 | 234811 | Bedroom
Table | Compact Fluorescent |  | Twist | 1 | 15 | 234811 | Bedroom
Wall Mount | Incandescent |  | Clear | 4 | 40 | 234812 | Bathroom
Ceiling Fixture | Incandescent |  | Standard A Lamp | 1 | 60 | 234813 | Closet
Ceiling Fixture | Incandescent |  | Standard A Lamp | 4 | 60 | 234814 | Dining Room
Ceiling Fixture | Linear Fluorescent | 42 | T-12 | 2 | 20 | 234815 | Garage
Torchiere | Incandescent |  | Standard A Lamp | 1 | 150 | 234815 | Garage
Torchiere | Compact Fluorescent |  | Twist | 1 | 15 | 234815 | Garage
Ceiling Fixture | Incandescent |  | Standard A Lamp | 1 | 60 | 234816 | Hall
Ceiling Fixture | Incandescent |  | Standard A Lamp | 1 | 60 | 234817 | Kitchen
Ceiling Fixture | Linear Fluorescent | 42 | T-12 | 2 | 32 | 234817 | Kitchen
Recessed Can | Incandescent |  | Reflector | 1 | 40 | 234817 | Kitchen
Ceiling Fixture | Incandescent |  | Standard A Lamp | 1 | 60 | 234818 | Laundry Room
Wall Mount | Linear Fluorescent | 18 | T-8 | 3 | 16 | 234818 | Laundry Room
Table | Incandescent |  | Standard A Lamp | 1 | 150 | 234819 | Living Room
Table | Compact Fluorescent |  | Twist | 1 | 15 | 234819 | Living Room
Ceiling Fixture | Incandescent |  | Standard A Lamp | 1 | 60 | 234819 | Living Room
Torchiere | Incandescent |  | Decorative | 1 | 40 | 234819 | Living Room
Table | Incandescent |  | Standard A Lamp | 2 | 60 | 234819 | Living Room
Table | Incandescent |  | Standard A Lamp | 1 | 60 | 2348110 | Master Bedroom
Torchiere | Incandescent |  | Standard A Lamp | 1 | 100 | 2348110 | Master Bedroom
Wall Mount | Incandescent |  | Clear | 8 | 40 | 2348111 | Bathroom
Ceiling Fixture | Incandescent |  | Standard A Lamp | 1 | 60 | 2348111 | Bathroom
Ceiling Fixture | Incandescent |  | Standard A Lamp | 1 | 60 | 2348112 | Closet
Table | Incandescent |  | Standard A Lamp | 1 | 100 | 2348113 | Office
Table | Incandescent |  | Decorative | 2 | 60 | 2348113 | Office
Torchiere | Compact Fluorescent |  | Twist | 1 | 15 | 2348113 | Office
Ceiling Fixture | Incandescent |  | Standard A Lamp | 2 | 60 | 2348113 | Office
Wall Mount | Incandescent |  | Globe | 3 | 40 | 234901 | Bathroom
Wall Mount | Incandescent |  | Mini base | 4 | 25 | 234901 | Bathroom
Ceiling Fixture | Compact Fluorescent |  | Twist | 1 | 15 | 234901 | Bathroom
Wall Mount | Incandescent |  | Standard A Lamp | 1 | 60 | 234902 | Master Bedroom
Table | Incandescent |  | Decorative | 1 | 25 | 234902 | Master Bedroom
Wall Mount | Incandescent |  | Standard A Lamp | 3 | 60 | 234903 | Master Bedroom
Wall Mount | Incandescent |  | Standard A Lamp | 3 | 60 | 234904 | Bedroom
Wall Mount | Compact Fluorescent |  | Twist | 2 | 15 | 234905 | Hall
Ceiling Fixture | Incandescent |  | Standard A Lamp | 3 | 60 | 234906 | Kitchen
Architectural | Linear Fluorescent | 12 | T-4 | 1 | 16 | 234906 | Kitchen
Table | Incandescent |  | 3-Way Incandescent | 1 | 100 | 234907 | Living Room
Table | Incandescent |  | Standard A Lamp | 1 | 60 | 234907 | Living Room
Ceiling Fan | Incandescent |  | Standard A Lamp | 3 | 60 | 234907 | Living Room
Wall Mount | Incandescent |  | Globe | 3 | 40 | 234908 | Bathroom
Table | Incandescent |  | Standard A Lamp | 1 | 40 | 234909 | Office
Table | Halogen |  | PAR | 1 | 50 | 234909 | Office
Ceiling Fixture | Incandescent |  | Standard A Lamp | 2 | 60 | 234971 | Bathroom
Wall Mount | Incandescent |  | Standard A Lamp | 3 | 60 | 234972 | Bathroom
Wall Mount | Incandescent |  | Standard A Lamp | 1 | 40 | 234973 | Bedroom
Ceiling Fixture | Incandescent |  | Standard A Lamp | 1 | 60 | 234974 | Hall
Ceiling Fixture | Incandescent |  | Standard A Lamp | 1 | 60 | 234975 | Kitchen
Floor lamp | Incandescent |  | Standard A Lamp | 2 | 40 | 234976 | Living Room
Table | Incandescent |  | Standard A Lamp | 1 | 60 | 234976 | Living Room
Wall Mount | Incandescent |  | Standard A Lamp | 1 | 40 | 234976 | Living Room
Wall Mount | Incandescent |  | Standard A Lamp | 1 | 60 | 234977 | Office
Table | Incandescent |  | Standard A Lamp | 1 | 60 | 234977 | Office
Wall Mount | Incandescent |  | Standard A Lamp | 4 | 40 | 235251 | Bathroom
Wall Mount | Incandescent |  | Standard A Lamp | 1 | 60 | 235252 | Bedroom
Table | Incandescent |  | Decorative | 1 | 25 | 235252 | Bedroom
Ceiling Fixture | Compact Fluorescent |  | Twist | 2 | 15 | 235254 | Kitchen
Ceiling Fixture | Incandescent |  | Standard A Lamp | 2 | 60 | 235254 | Kitchen
Wall Mount | Incandescent |  | Standard A Lamp | 1 | 25 | 235254 | Kitchen
Wall Mount | Compact Fluorescent |  | Twist | 1 | 15 | 235255 | Laundry Room
Table | Incandescent |  | Standard A Lamp | 1 | 60 | 235255 | Laundry Room
Table | Incandescent |  | 3-Way Incandescent | 1 | 75 | 235256 | Living Room
Table | Incandescent |  | Standard A Lamp | 1 | 100 | 235256 | Living Room
Floor lamp | Incandescent |  | Standard A Lamp | 3 | 60 | 235256 | Living Room
Wall Mount | Incandescent |  | Standard A Lamp | 1 | 60 | 235256 | Living Room
Table | Incandescent |  | Clear | 1 | 40 | 235256 | Living Room
Wall Mount | Incandescent |  | Globe | 3 | 60 | 235601 | Bathroom
Ceiling Fan | Compact Fluorescent |  | Twist | 3 | 15 | 235602 | Bedroom
Chandelier (Hanging) | Compact Fluorescent |  | Twist | 6 | 15 | 235603 | Dining Room
Ceiling Fixture | Incandescent |  | Decorative | 1 | 60 | 235604 | Hall
Ceiling Fixture | Compact Fluorescent |  | Twist | 1 | 15 | 235605 | Kitchen
Torchiere | Compact Fluorescent |  | Twist | 1 | 15 | 235606 | Living Room
Wall Mount | Compact Fluorescent |  | Globe | 6 | 28 | 235607 | Bathroom
Ceiling Fan | Compact Fluorescent |  | Twist | 3 | 15 | 235608 | Master Bedroom
Ceiling Fan | Compact Fluorescent |  | Twist | 3 | 15 | 235609 | Bedroom
Ceiling Fixture | Incandescent |  | Standard A Lamp | 1 | 60 | 236131 | Bathroom
Ceiling Fixture | Compact Fluorescent |  | Twist | 2 | 22 | 236132 | Bedroom
Chandelier (Hanging) | Incandescent |  | Globe | 5 | 40 | 236133 | Dining Room
Ceiling Fixture | Incandescent |  | Standard A Lamp | 1 | 40 | 236134 | Hall
Ceiling Fixture | Compact Fluorescent |  | Twist | 3 | 22 | 236135 | Kitchen
Ceiling Fixture | Incandescent |  | Standard A Lamp | 1 | 60 | 236135 | Kitchen
Ceiling Fixture | Incandescent |  | Standard A Lamp | 1 | 40 | 236136 | Laundry Room
Wall Mount | Incandescent |  | Globe | 6 | 60 | 236137 | Bathroom
Ceiling Fixture | Incandescent |  | Standard A Lamp | 2 | 40 | 236138 | Bedroom
Table | Incandescent |  | Decorative | 3 | 60 | 236138 | Bedroom
Table | Incandescent |  | Decorative | 3 | 60 | 236139 | Living Room
Table | Incandescent |  | Standard A Lamp | 1 | 150 | 236139 | Living Room
Ceiling Fixture | Incandescent |  | Standard A Lamp | 2 | 40 | 236139 | Living Room
Ceiling Fixture | Incandescent |  | Standard A Lamp | 2 | 100 | 2361310 | Bedroom
Ceiling Fan | Incandescent |  | Globe | 4 | 40 | 236141 | Living Room
Ceiling Fixture | Incandescent |  | Standard A Lamp | 2 | 60 | 236141 | Living Room
Table | Incandescent |  | Decorative | 1 | 40 | 236141 | Living Room
Table | Incandescent |  | Clear | 1 | 100 | 236141 | Living Room
Ceiling Fixture | Incandescent |  | Standard A Lamp | 2 | 60 | 236142 | Master Bedroom
Table | Incandescent |  | Standard A Lamp | 1 | 25 | 236142 | Master Bedroom
Ceiling Fixture | Linear Fluorescent | 48 | T-12 | 2 | 40 | 236143 | Other
Wall Mount | Incandescent |  | Clear | 1 | 60 | 236144 | Bedroom
Wall Mount | Incandescent |  | Clear | 2 | 60 | 236145 | Bathroom
Table | Incandescent |  | Standard A Lamp | 1 | 25 | 236146 | Office
Wall Mount | Incandescent |  | Clear | 1 | 60 | 236146 | Office
Chandelier (Hanging) | Incandescent |  | Clear | 2 | 60 | 236147 | Kitchen
Floor lamp | Incandescent |  | Mini base | 1 | 25 | 236147 | Kitchen
Recessed Can | Incandescent |  | Clear | 1 | 60 | 236147 | Kitchen
Architectural | Linear Fluorescent | 24 | T-8 | 1 | 16 | 236147 | Kitchen
Ceiling Fixture | Incandescent |  | Standard A Lamp | 2 | 100 | 236411 | Bedroom
Table | Incandescent |  | Standard A Lamp | 1 | 100 | 236411 | Bedroom
Ceiling Fixture | Incandescent |  | Standard A Lamp | 2 | 100 | 236412 | Bedroom
Ceiling Fixture | Incandescent |  | Standard A Lamp | 2 | 100 | 236413 | Bathroom
Table | Incandescent |  | Standard A Lamp | 1 | 100 | 236414 | Family Room
Ceiling Fixture | Incandescent |  | Standard A Lamp | 2 | 100 | 236415 | Other
Ceiling Fixture | Incandescent |  | Standard A Lamp | 2 | 100 | 236416 | Laundry Room
Ceiling Fixture | Incandescent |  | Standard A Lamp | 2 | 100 | 236417 | Kitchen
Chandelier (Hanging) | Incandescent |  | Standard A Lamp | 1 | 100 | 236417 | Kitchen
Ceiling Fixture | Incandescent |  | Standard A Lamp | 2 | 100 | 236418 | Master Bedroom
Table | Incandescent |  | Standard A Lamp | 1 | 100 | 236418 | Master Bedroom
Ceiling Fixture | Incandescent |  | Standard A Lamp | 2 | 100 | 236419 | Bathroom
Table | Incandescent |  | Standard A Lamp | 1 | 100 | 2364110 | Living Room
Ceiling Fan | Incandescent |  | Standard A Lamp | 2 | 100 | 2364110 | Living Room
Ceiling Fixture | Incandescent |  | Standard A Lamp | 1 | 100 | 2364110 | Living Room
Chandelier (Hanging) | Incandescent |  | Decorative | 5 | 60 | 2364111 | Dining Room
Ceiling Fixture | Incandescent |  | Standard A Lamp | 2 | 100 | 2364112 | Bathroom
Table | Incandescent |  | Standard A Lamp | 1 | 100 | 2364112 | Bathroom
Wall Mount | Incandescent |  | Standard A Lamp | 2 | 15 | 236501 | Bathroom
Ceiling Fixture | Incandescent |  | Standard A Lamp | 1 | 75 | 236502 | Bathroom
Ceiling Fixture | Incandescent |  | Standard A Lamp | 1 | 75 | 236503 | Bedroom
Ceiling Fixture | Incandescent |  | Standard A Lamp | 2 | 60 | 236504 | Bedroom
Ceiling Fixture | Incandescent |  | Standard A Lamp | 1 | 100 | 236506 | Hall
Ceiling Fixture | Incandescent |  | Standard A Lamp | 1 | 60 | 236507 | Hall
Ceiling Fixture | Incandescent |  | Standard A Lamp | 3 | 60 | 236508 | Kitchen
Ceiling Fan | Incandescent |  | Standard A Lamp | 2 | 60 | 236508 | Kitchen
Ceiling Fixture | Incandescent |  | Standard A Lamp | 1 | 60 | 236509 | Laundry Room
Ceiling Fixture | Incandescent |  | Standard A Lamp | 1 | 60 | 2365010 | Living Room
Ceiling Fixture | Incandescent |  | Standard A Lamp | 1 | 60 | 2365011 | Office
Wall Mount | Incandescent |  | Clear | 3 | 40 | 236581 | Bathroom
Wall Mount | Incandescent |  | Standard A Lamp | 1 | 60 | 236582 | Bedroom
Wall Mount | Compact Fluorescent |  | Twist | 3 | 15 | 236582 | Bedroom
Ceiling Fixture | Incandescent |  | Standard A Lamp | 1 | 60 | 236583 | Bedroom
Floor lamp | Incandescent |  | Clear | 5 | 40 | 236584 | Family Room
Chandelier (Hanging) | Incandescent |  | Decorative | 5 | 40 | 236584 | Family Room
Ceiling Fixture | Compact Fluorescent |  | Twist | 5 | 22 | 236584 | Family Room
Ceiling Fixture | Incandescent |  | Standard A Lamp | 1 | 60 | 236585 | Other
Ceiling Fixture | Incandescent |  | Standard A Lamp | 1 | 60 | 236586 | Laundry Room
Ceiling Fixture | Incandescent |  | Standard A Lamp | 1 | 60 | 236587 | Bedroom
Floor lamp | Incandescent |  | Standard A Lamp | 1 | 60 | 236587 | Bedroom
Ceiling Fixture | Incandescent |  | Standard A Lamp | 1 | 60 | 236731 | Bedroom
Floor lamp | Incandescent |  | Standard A Lamp | 2 | 100 | 236732 | Living Room
Floor lamp | Incandescent |  | Standard A Lamp | 2 | 75 | 236732 | Living Room
Ceiling Fixture | Incandescent |  | Standard A Lamp | 1 | 75 | 236733 | Kitchen
Ceiling Fan | Compact Fluorescent |  | Twist | 3 | 15 | 236733 | Kitchen
Ceiling Fixture | Incandescent |  | Standard A Lamp | 1 | 60 | 236734 | Hall
Wall Mount | Incandescent |  | Standard A Lamp | 3 | 60 | 236735 | Bathroom
Ceiling Fixture | Incandescent |  | Standard A Lamp | 1 | 75 | 236736 | Bedroom
Table | Compact Fluorescent |  | Straight Tube | 1 | 28 | 236736 | Bedroom
Ceiling Fixture | Compact Fluorescent |  | Twist | 1 | 15 | 237261 | Bathroom
Wall Mount | Compact Fluorescent |  | Twist | 2 | 15 | 237261 | Bathroom
Wall Mount | Compact Fluorescent |  | Twist | 2 | 15 | 237262 | Bathroom
Ceiling Fixture | Compact Fluorescent |  | Twist | 2 | 15 | 237263 | Bedroom
Floor lamp | Compact Fluorescent |  | 3-Way CFL | 1 | 22 | 237263 | Bedroom
Ceiling Fixture | Compact Fluorescent |  | Twist | 1 | 15 | 237264 | Closet
Chandelier (Hanging) | Compact Fluorescent |  | Twist | 3 | 15 | 237265 | Dining Room
Ceiling Fixture | Compact Fluorescent |  | Twist | 1 | 15 | 237266 | Hall
Ceiling Fixture | Compact Fluorescent |  | Twist | 2 | 15 | 237267 | Kitchen
Floor lamp | Incandescent |  | Standard A Lamp | 1 | 100 | 237268 | Living Room
Ceiling Fixture | Compact Fluorescent |  | Twist | 2 | 15 | 237269 | Office
Floor lamp | Incandescent |  | Standard A Lamp | 1 | 60 | 2372610 | Other
Ceiling Fixture | Incandescent |  | Standard A Lamp | 2 | 60 | 2372611 | Bedroom
Ceiling Fixture | Incandescent |  | Standard A Lamp | 2 | 60 | 2372612 | Other
Ceiling Fixture | Compact Fluorescent |  | Twist | 1 | 15 | 2372613 | Laundry Room
Chandelier (Hanging) | Compact Fluorescent |  | Straight Tube | 1 | 28 | 237571 | Bedroom
Table | Incandescent |  | Standard A Lamp | 1 | 60 | 237571 | Bedroom
Table | Incandescent |  | Standard A Lamp | 1 | 60 | 237572 | Bedroom
Ceiling Fixture | Incandescent |  | Standard A Lamp | 1 | 60 | 237573 | Bathroom
Low bay | Linear Fluorescent | 42 | T-12 | 2 | 32 | 237573 | Bathroom
Ceiling Fixture | Incandescent |  | Standard A Lamp | 1 | 60 | 237574 | Closet
Ceiling Fixture | Incandescent |  | Standard A Lamp | 3 | 60 | 237575 | Dining Room
Ceiling Fixture | Incandescent |  | Standard A Lamp | 1 | 60 | 237576 | Family Room
Torchiere | Incandescent |  | Standard A Lamp | 2 | 60 | 237576 | Family Room
Torchiere | Compact Fluorescent |  | Twist | 1 | 15 | 237576 | Family Room
Ceiling Fixture | Incandescent |  | Standard A Lamp | 1 | 60 | 237577 | Hall
Ceiling Fixture | Linear Fluorescent | 42 | T-12 | 2 | 32 | 237578 | Kitchen
Other | Incandescent |  | Clear | 1 | 25 | 237578 | Kitchen
Ceiling Fixture | Incandescent |  | Standard A Lamp | 1 | 60 | 237579 | Laundry Room
Table | Incandescent |  | Standard A Lamp | 1 | 100 | 2375710 | Living Room
Torchiere | Incandescent |  | Standard A Lamp | 1 | 60 | 2375710 | Living Room
Chandelier (Hanging) | Incandescent |  | Standard A Lamp | 1 | 100 | 2375710 | Living Room
Ceiling Fixture | Compact Fluorescent |  | Twist | 1 | 15 | 2375711 | Bathroom
Table | Incandescent |  | Standard A Lamp | 1 | 60 | 2375712 | Bedroom
Chandelier (Hanging) | Incandescent |  | Standard A Lamp | 1 | 60 | 2375712 | Bedroom
Wall Mount | Incandescent |  | Standard A Lamp | 2 | 60 | 237671 | Bathroom
Ceiling Fixture | Incandescent |  | Standard A Lamp | 1 | 100 | 237671 | Bathroom
Wall Mount | Incandescent |  | Standard A Lamp | 1 | 75 | 237672 | Bathroom
Ceiling Fixture | Incandescent |  | Standard A Lamp | 2 | 60 | 237673 | Bedroom
Floor lamp | Incandescent |  | Standard A Lamp | 1 | 75 | 237674 | Living Room
Chandelier (Hanging) | Compact Fluorescent |  | Twist | 5 | 22 | 237675 | Kitchen
Ceiling Fixture | Incandescent |  | Standard A Lamp | 2 | 60 | 237675 | Kitchen
Table | Incandescent |  | Standard A Lamp | 1 | 75 | 237675 | Kitchen
Ceiling Fixture | Incandescent |  | Standard A Lamp | 1 | 60 | 237676 | Laundry Room
Ceiling Fan | Incandescent |  | Decorative | 3 | 60 | 237677 | Master Bedroom
Ceiling Fixture | Incandescent |  | Standard A Lamp | 1 | 60 | 237731 | Bathroom
Ceiling Fixture | Incandescent |  | Standard A Lamp | 1 | 60 | 237732 | Bedroom
Ceiling Fixture | Incandescent |  | Standard A Lamp | 1 | 75 | 237733 | Bedroom
Chandelier (Hanging) | Incandescent |  | Decorative | 5 | 60 | 237734 | Dining Room
Ceiling Fixture | Incandescent |  | Standard A Lamp | 1 | 75 | 237735 | Hall
Ceiling Fixture | Linear Fluorescent | 48 | T-12 | 2 | 32 | 237736 | Kitchen
Ceiling Fixture | Incandescent |  | Standard A Lamp | 2 | 60 | 237736 | Kitchen
Table | Incandescent |  | 3-Way Incandescent | 1 | 75 | 237737 | Living Room
Floor lamp | Compact Fluorescent |  | Pin base | 1 | 27 | 237737 | Living Room
Ceiling Fixture | Incandescent |  | Standard A Lamp | 1 | 75 | 237738 | Bathroom
Wall Mount | Incandescent |  | Standard A Lamp | 3 | 40 | 237738 | Bathroom
Ceiling Fixture | Incandescent |  | Standard A Lamp | 1 | 60 | 237739 | Master Bedroom
Table | Incandescent |  | Decorative | 3 | 25 | 237739 | Master Bedroom
Table | Incandescent |  | Standard A Lamp | 1 | 60 | 237739 | Master Bedroom
Wall Mount | Incandescent |  | Standard A Lamp | 1 | 40 | 237739 | Master Bedroom
Ceiling Fixture | Incandescent |  | Standard A Lamp | 1 | 60 | 2377310 | Other
Table | Incandescent |  | Standard A Lamp | 1 | 40 | 237791 | Master Bedroom
Table | Incandescent |  | Standard A Lamp | 1 | 60 | 237791 | Master Bedroom
Table | Incandescent |  | 3-Way Incandescent | 1 | 100 | 237791 | Master Bedroom
Ceiling Fixture | Incandescent |  | Standard A Lamp | 1 | 60 | 237791 | Master Bedroom
Ceiling Fixture | Incandescent |  | Standard A Lamp | 1 | 65 | 237792 | Laundry Room
Ceiling Fixture | Compact Fluorescent |  | A shape bulb | 2 | 22 | 237793 | Office
Wall Mount | Incandescent |  | Globe | 6 | 60 | 237794 | Bathroom
Ceiling Fixture | Incandescent |  | Standard A Lamp | 2 | 60 | 237795 | Hall
Ceiling Fan | Incandescent |  | Decorative | 4 | 40 | 237796 | Living Room
Table | Compact Fluorescent |  | Twist | 1 | 18 | 237796 | Living Room
Chandelier (Hanging) | Incandescent |  | Decorative | 4 | 40 | 237797 | Dining Room
Ceiling Fixture | Incandescent |  | Standard A Lamp | 2 | 65 | 237798 | Kitchen
Ceiling Fixture | Compact Fluorescent |  | Twist | 2 | 18 | 237798 | Kitchen
Wall Mount | Incandescent |  | Globe | 4 | 60 | 237799 | Bathroom
Ceiling Fixture | Incandescent |  | Standard A Lamp | 1 | 60 | 2377910 | Bedroom
Table | Compact Fluorescent |  | Twist | 1 | 22 | 2377910 | Bedroom
Table | Incandescent |  | Standard A Lamp | 1 | 75 | 2377910 | Bedroom
Ceiling Fixture | Incandescent |  | Standard A Lamp | 1 | 60 | 2377911 | Garage
Wall Mount | Compact Fluorescent |  | Twist | 1 | 15 | 2377911 | Garage
Ceiling Fixture | Compact Fluorescent |  | Twist | 1 | 15 | 237861 | Kitchen
Track | Compact Fluorescent |  | Twist | 1 | 15 | 237862 | Living Room
Floor lamp | Compact Fluorescent |  | Twist | 1 | 22 | 237862 | Living Room
Ceiling Fixture | Incandescent |  | Standard A Lamp | 1 | 60 | 237863 | Hall
Ceiling Fixture | Compact Fluorescent |  | Twist | 2 | 22 | 237864 | Bedroom
Ceiling Fixture | Linear Fluorescent | 48 | T-12 | 2 | 40 | 237865 | Bathroom
Ceiling Fixture | Compact Fluorescent |  | Twist | 2 | 15 | 237866 | Master Bedroom
Table | Compact Fluorescent |  | Twist | 1 | 15 | 237866 | Master Bedroom
Ceiling Fixture | Compact Fluorescent |  | Twist | 1 | 15 | 238031 | Bathroom
Table | Incandescent |  | Standard A Lamp | 1 | 60 | 238033 | Bedroom
Ceiling Fixture | Compact Fluorescent |  | Twist | 1 | 15 | 238034 | Kitchen
Ceiling Fan | Compact Fluorescent |  | Twist | 1 | 22 | 238034 | Kitchen
Ceiling Fixture | Incandescent |  | Standard A Lamp | 1 | 60 | 238035 | Laundry Room
Table | Incandescent |  | Standard A Lamp | 1 | 60 | 238036 | Living Room
Floor lamp | Incandescent |  | Standard A Lamp | 1 | 40 | 238036 | Living Room
Ceiling Fixture | Compact Fluorescent |  | Twist | 2 | 15 | 238037 | Bathroom
Table | Compact Fluorescent |  | Twist | 1 | 22 | 238038 | Bedroom
Ceiling Fixture | Incandescent |  | Standard A Lamp | 1 | 40 | 238051 | Bathroom
Wall Mount | Incandescent |  | Globe | 8 | 60 | 238051 | Bathroom
Chandelier (Hanging) | Compact Fluorescent |  | Twist | 1 | 28 | 238052 | Bedroom
Ceiling Fan | Incandescent |  | Decorative | 4 | 40 | 238053 | Dining Room
Ceiling Fixture | Compact Fluorescent |  | Twist | 2 | 15 | 238054 | Hall
Ceiling Fixture | Linear Fluorescent | 36 | T-12 | 2 | 40 | 238055 | Kitchen
Ceiling Fixture | Linear Fluorescent | 24 | T-12 | 2 | 40 | 238055 | Kitchen
Ceiling Fixture | Incandescent |  | Decorative | 1 | 40 | 238056 | Living Room
Floor lamp | Incandescent |  | Standard A Lamp | 1 | 150 | 238056 | Living Room
Wall Mount | Incandescent |  | Globe | 5 | 60 | 238057 | Bathroom
Ceiling Fixture | Incandescent |  | Standard A Lamp | 1 | 40 | 238057 | Bathroom
Ceiling Fixture | Compact Fluorescent |  | Twist | 2 | 15 | 238058 | Master Bedroom
Floor lamp | Compact Fluorescent |  | Twist | 1 | 15 | 238058 | Master Bedroom
Floor lamp | Compact Fluorescent |  | Pin base | 1 | 28 | 238059 | Office
Ceiling Fixture | Compact Fluorescent |  | Twist | 2 | 15 | 2380510 | Laundry Room
Wall Mount | Incandescent |  | Globe | 4 | 40 | 238631 | Bathroom
Ceiling Fixture | Incandescent |  | Standard A Lamp | 2 | 100 | 238632 | Bedroom
Chandelier (Hanging) | Incandescent |  | Globe | 9 | 60 | 238633 | Dining Room
Ceiling Fixture | Incandescent |  | Reflector | 2 | 50 | 238634 | Family Room
Ceiling Fan | Incandescent |  | Standard A Lamp | 5 | 60 | 238634 | Family Room
Floor lamp | Incandescent |  | Standard A Lamp | 3 | 60 | 238634 | Family Room
Torchiere | Halogen |  | Quartz Tube | 1 | 150 | 238634 | Family Room
Ceiling Fixture | Incandescent |  | Standard A Lamp | 2 | 60 | 238635 | Bedroom
Chandelier (Hanging) | Incandescent |  | Standard A Lamp | 1 | 100 | 238635 | Bedroom
Ceiling Fixture | Incandescent |  | Standard A Lamp | 1 | 60 | 238636 | Hall
Ceiling Fixture | Linear Fluorescent | 48 | T-12 | 2 | 32 | 238637 | Kitchen
Wall Mount | Incandescent |  | Standard A Lamp | 1 | 60 | 238637 | Kitchen
Recessed Can | Incandescent |  | Reflector | 1 | 50 | 238637 | Kitchen
Ceiling Fixture | Linear Fluorescent | 48 | T-12 | 2 | 32 | 238638 | Laundry Room
Floor lamp | Incandescent |  | 3-Way Incandescent | 1 | 150 | 238639 | Living Room
Ceiling Fixture | Incandescent |  | Standard A Lamp | 1 | 60 | 238639 | Living Room
Wall Mount | Incandescent |  | Globe | 3 | 40 | 2386310 | Bathroom
Chandelier (Hanging) | Incandescent |  | Standard A Lamp | 1 | 100 | 2386311 | Master Bedroom
Floor lamp | Incandescent |  | 3-Way Incandescent | 1 | 150 | 2386311 | Master Bedroom
Track | Incandescent |  | Reflector | 2 | 50 | 2386311 | Master Bedroom
Wall Mount | Incandescent |  | Standard A Lamp | 2 | 60 | 239001 | Bathroom
Ceiling Fixture | Incandescent |  | Standard A Lamp | 2 | 60 | 239002 | Bedroom
Table | Incandescent |  | Standard A Lamp | 1 | 100 | 239002 | Bedroom
Table | Incandescent |  | Mini base | 1 | 25 | 239002 | Bedroom
Wall Mount | Incandescent |  | Clear | 4 | 40 | 239003 | Bathroom
Chandelier (Hanging) | Incandescent |  | Decorative | 4 | 40 | 239004 | Family Room
Ceiling Fan | Compact Fluorescent |  | Twist | 4 | 15 | 239004 | Family Room
Table | Incandescent |  | Standard A Lamp | 1 | 100 | 239004 | Family Room
Ceiling Fixture | Incandescent |  | Standard A Lamp | 2 | 60 | 239005 | Kitchen
Other | Incandescent |  | Clear | 1 | 25 | 239005 | Kitchen
Ceiling Fixture | Incandescent |  | Standard A Lamp | 2 | 60 | 239006 | Laundry Room
Torchiere | Compact Fluorescent |  | Twist | 1 | 15 | 239007 | Living Room
Floor lamp | Compact Fluorescent |  | A shape bulb | 2 | 15 | 239007 | Living Room
Ceiling Fixture | Incandescent |  | Standard A Lamp | 2 | 60 | 239007 | Living Room
Ceiling Fixture | Incandescent |  | Standard A Lamp | 2 | 60 | 239008 | Master Bedroom
Table | Incandescent |  | Standard A Lamp | 1 | 60 | 239008 | Master Bedroom
Ceiling Fixture | Incandescent |  | Standard A Lamp | 1 | 60 | 239541 | Bathroom
Exterior | Incandescent |  | Mini base | 1 | 5 | 239541 | Bathroom
Ceiling Fixture | Incandescent |  | Standard A Lamp | 2 | 60 | 239542 | Bedroom
Table | Incandescent |  | Standard A Lamp | 1 | 60 | 239542 | Bedroom
Chandelier (Hanging) | Incandescent |  | Standard A Lamp | 1 | 60 | 239543 | Kitchen
Ceiling Fixture | Incandescent |  | Standard A Lamp | 1 | 60 | 239543 | Kitchen
Ceiling Fixture | Incandescent |  | Standard A Lamp | 1 | 60 | 239544 | Laundry Room
Ceiling Fan | Incandescent |  | Standard A Lamp | 5 | 60 | 239545 | Living Room
Table | Incandescent |  | Standard A Lamp | 1 | 150 | 239545 | Living Room
Ceiling Fixture | Incandescent |  | Standard A Lamp | 1 | 60 | 239546 | Bathroom
Ceiling Fixture | Incandescent |  | Standard A Lamp | 1 | 60 | 239547 | Master Bedroom
Table | Incandescent |  | Standard A Lamp | 1 | 150 | 239547 | Master Bedroom
Table | Incandescent |  | Standard A Lamp | 1 | 60 | 239547 | Master Bedroom
Chandelier (Hanging) | Incandescent |  | Standard A Lamp | 5 | 60 | 239548 | Bedroom
Ceiling Fixture | Incandescent |  | Standard A Lamp | 2 | 60 | 239581 | Bathroom
Wall Mount | Incandescent |  | Standard A Lamp | 2 | 60 | 239581 | Bathroom
Ceiling Fixture | Compact Fluorescent |  | Twist | 2 | 22 | 239582 | Bedroom
Ceiling Fixture | Incandescent |  | Standard A Lamp | 2 | 90 | 239583 | Bedroom
Ceiling Fixture | Linear Fluorescent | 36 | T-12 | 3 | 100 | 239584 | Closet
Ceiling Fixture | Compact Fluorescent |  | Twist | 1 | 22 | 239585 | Hall
Ceiling Fixture | Linear Fluorescent | 48 | T-8 | 1 | 40 | 239586 | Kitchen
Ceiling Fixture | Compact Fluorescent |  | Twist | 1 | 22 | 239586 | Kitchen
Ceiling Fixture | Incandescent |  | Standard A Lamp | 1 | 60 | 239587 | Master Bedroom
Wall Mount | Compact Fluorescent |  | Twist | 3 | 7 | 239681 | Bathroom
Ceiling Fixture | Compact Fluorescent |  | Twist | 1 | 15 | 239682 | Bathroom
Wall Mount | Compact Fluorescent |  | Twist | 2 | 7 | 239682 | Bathroom
Ceiling Fixture | Incandescent |  | Standard A Lamp | 1 | 60 | 239683 | Bedroom
Table | Compact Fluorescent |  | Twist | 1 | 22 | 239683 | Bedroom
Ceiling Fixture | Incandescent |  | Standard A Lamp | 1 | 60 | 239684 | Bedroom
Ceiling Fixture | Compact Fluorescent |  | Twist | 1 | 7 | 239685 | Hall
Ceiling Fixture | Compact Fluorescent |  | Twist | 1 | 22 | 239686 | Hall
Ceiling Fan | Incandescent |  | Globe | 1 | 60 | 239687 | Living Room
Ceiling Fixture | Incandescent |  | Standard A Lamp | 1 | 60 | 239687 | Living Room
Table | Compact Fluorescent |  | Twist | 1 | 22 | 239687 | Living Room
Ceiling Fan | Compact Fluorescent |  | Twist | 1 | 15 | 239688 | Master Bedroom
Table | Compact Fluorescent |  | Twist | 1 | 15 | 239688 | Master Bedroom
Ceiling Fixture | Compact Fluorescent |  | Twist | 1 | 13 | 239771 | Bathroom
Wall Mount | Incandescent |  | Globe | 4 | 60 | 239771 | Bathroom
Wall Mount | Incandescent |  | Globe | 4 | 60 | 239772 | Bathroom
Table | Incandescent |  | 3-Way Incandescent | 1 | 100 | 239773 | Bedroom
Ceiling Fixture | Incandescent |  | Standard A Lamp | 2 | 60 | 239774 | Bedroom
Table | Compact Fluorescent |  | Twist | 1 | 11 | 239774 | Bedroom
Ceiling Fixture | Incandescent |  | Standard A Lamp | 1 | 60 | 239775 | Closet
Chandelier (Hanging) | Incandescent |  | Standard A Lamp | 5 | 60 | 239776 | Dining Room
Ceiling Fixture | Linear Fluorescent | 48 | T-12 | 2 | 40 | 239776 | Dining Room
Table | Incandescent |  | 3-Way Incandescent | 1 | 100 | 239777 | Family Room
Ceiling Fixture | Linear Fluorescent | 96 | T-12 | 2 | 60 | 239778 | Garage
Garage door opener | Incandescent |  | Standard A Lamp | 2 | 60 | 239778 | Garage
Ceiling Fixture | Incandescent |  | Standard A Lamp | 1 | 60 | 239779 | Hall
Ceiling Fixture | Linear Fluorescent | 48 | T-12 | 2 | 40 | 2397710 | Kitchen
Ceiling Fixture | Compact Fluorescent |  | Twist | 1 | 13 | 2397710 | Kitchen
Other | Compact Fluorescent |  | Twist | 1 | 13 | 2397710 | Kitchen
Ceiling Fixture | Incandescent |  | Standard A Lamp | 1 | 60 | 2397710 | Kitchen
Ceiling Fixture | Compact Fluorescent |  | Twist | 1 | 13 | 2397711 | Laundry Room
Table | Incandescent |  | 3-Way Incandescent | 1 | 100 | 2397712 | Living Room
Table | Incandescent |  | Standard A Lamp | 1 | 60 | 2397712 | Living Room
Table | Incandescent |  | 3-Way Incandescent | 1 | 100 | 2397713 | Master Bedroom
Table | Incandescent |  | Standard A Lamp | 1 | 15 | 2397713 | Master Bedroom
Ceiling Fixture | Incandescent |  | Standard A Lamp | 2 | 60 | 239931 | Bedroom
Table | Incandescent |  | Standard A Lamp | 1 | 60 | 239931 | Bedroom
Ceiling Fixture | Incandescent |  | Standard A Lamp | 1 | 60 | 239932 | Bathroom
Ceiling Fixture | Incandescent |  | Standard A Lamp | 2 | 60 | 239932 | Bathroom
Ceiling Fixture | Incandescent |  | Standard A Lamp | 2 | 60 | 239933 | Bathroom
Ceiling Fixture | Incandescent |  | Standard A Lamp | 1 | 60 | 239934 | Closet
Ceiling Fan | Incandescent |  | Standard A Lamp | 5 | 60 | 239935 | Dining Room
Ceiling Fixture | Linear Fluorescent | 48 | T-12 | 2 | 40 | 239936 | Garage
Ceiling Fan | Incandescent |  | Standard A Lamp | 2 | 60 | 239937 | Hall
Ceiling Fixture | Incandescent |  | Standard A Lamp | 1 | 60 | 239938 | Kitchen
Ceiling Fixture | Incandescent |  | Standard A Lamp | 1 | 60 | 239939 | Laundry Room
Floor lamp | Incandescent |  | Standard A Lamp | 1 | 60 | 2399310 | Living Room
Table | Incandescent |  | Standard A Lamp | 1 | 60 | 2399310 | Living Room
Ceiling Fixture | Incandescent |  | Standard A Lamp | 1 | 60 | 2399311 | Master Bedroom
Table | Incandescent |  | Standard A Lamp | 1 | 40 | 2399311 | Master Bedroom
Ceiling Fixture | Incandescent |  | Standard A Lamp | 1 | 60 | 2399312 | Office
Table | Incandescent |  | Standard A Lamp | 1 | 60 | 2399312 | Office
Ceiling Fixture | Incandescent |  | Standard A Lamp | 1 | 60 | 2399313 | Closet
Wall Mount | Compact Fluorescent |  | Globe | 1 | 15 | 240631 | Bathroom
Ceiling Fixture | Incandescent |  | Standard A Lamp | 2 | 60 | 240632 | Bathroom
Table | Incandescent |  | Standard A Lamp | 1 | 60 | 240633 | Bedroom
Ceiling Fixture | Incandescent |  | Standard A Lamp | 2 | 60 | 240633 | Bedroom
Ceiling Fixture | Linear Fluorescent | 48 | T-8 | 2 | 32 | 240634 | Bedroom
Table | Incandescent |  | Standard A Lamp | 1 | 60 | 240634 | Bedroom
Ceiling Fixture | Compact Fluorescent |  | Twist | 1 | 15 | 240635 | Closet
Table | Compact Fluorescent |  | Twist | 1 | 22 | 240636 | Other
Table | Incandescent |  | Standard A Lamp | 1 | 60 | 240637 | Family Room
Garage door opener | Incandescent |  | Standard A Lamp | 2 | 60 | 240638 | Garage
Ceiling Fixture | Compact Fluorescent |  | Reflector | 1 | 22 | 240638 | Garage
Recessed Can | Compact Fluorescent |  | Twist | 1 | 15 | 240639 | Hall
Ceiling Fixture | Incandescent |  | Standard A Lamp | 1 | 60 | 2406310 | Kitchen
Chandelier (Hanging) | Incandescent |  | Standard A Lamp | 4 | 60 | 2406310 | Kitchen
Recessed Can | Compact Fluorescent |  | Reflector | 1 | 22 | 2406310 | Kitchen
Ceiling Fixture | Incandescent |  | Standard A Lamp | 2 | 60 | 2406310 | Kitchen
Wall Mount | Compact Fluorescent |  | Globe | 1 | 15 | 2406310 | Kitchen
Ceiling Fixture | Incandescent |  | Standard A Lamp | 2 | 60 | 2406311 | Laundry Room
Table | Incandescent |  | Standard A Lamp | 1 | 60 | 2406312 | Living Room
Chandelier (Hanging) | Incandescent |  | Standard A Lamp | 9 | 60 | 2406312 | Living Room
Wall Mount | Incandescent |  | Standard A Lamp | 1 | 60 | 2406312 | Living Room
Ceiling Fixture | Compact Fluorescent |  | Twist | 2 | 15 | 2406313 | Bathroom
Wall Mount | Compact Fluorescent |  | Globe | 1 | 15 | 2406313 | Bathroom
Table | Compact Fluorescent |  | Twist | 1 | 22 | 2406314 | Master Bedroom
Ceiling Fixture | Incandescent |  | Standard A Lamp | 2 | 60 | 2406315 | Other
Table | Compact Fluorescent |  | Twist | 1 | 22 | 240741 | Family Room
Ceiling Fixture | Compact Fluorescent |  | Decorative | 4 | 7 | 240741 | Family Room
Table | Compact Fluorescent |  | Twist | 1 | 22 | 240742 | Living Room
Floor lamp | Compact Fluorescent |  | Twist | 1 | 15 | 240742 | Living Room
Ceiling Fixture | Linear Fluorescent | 96 | T-12 | 2 | 40 | 240743 | Kitchen
Ceiling Fixture | Linear Fluorescent | 48 | T-12 | 2 | 40 | 240743 | Kitchen
Ceiling Fixture | Compact Fluorescent |  | Twist | 1 | 22 | 240744 | Hall
Ceiling Fixture | Linear Fluorescent | 48 | T-12 | 1 | 40 | 240745 | Living Room
Ceiling Fixture | Compact Fluorescent |  | Twist | 1 | 15 | 240746 | Bathroom
Wall Mount | Compact Fluorescent |  | Twist | 2 | 15 | 240746 | Bathroom
Table | Compact Fluorescent |  | Twist | 1 | 15 | 240747 | Bedroom
Wall Mount | Compact Fluorescent |  | Twist | 3 | 15 | 240748 | Bathroom
Ceiling Fixture | Compact Fluorescent |  | Twist | 1 | 15 | 240748 | Bathroom
Ceiling Fixture | Compact Fluorescent |  | Twist | 1 | 15 | 240748 | Bathroom
Table | Compact Fluorescent |  | Twist | 1 | 15 | 240749 | Master Bedroom
Ceiling Fixture | Incandescent |  | Standard A Lamp | 1 | 60 | 241131 | Bathroom
Wall Mount | Incandescent |  | Standard A Lamp | 2 | 75 | 241131 | Bathroom
Ceiling Fixture | Incandescent |  | Standard A Lamp | 2 | 75 | 241132 | Bathroom
Wall Mount | Incandescent |  | Standard A Lamp | 2 | 75 | 241132 | Bathroom
Ceiling Fixture | Incandescent |  | Standard A Lamp | 2 | 65 | 241133 | Bedroom
Table | Incandescent |  | Standard A Lamp | 1 | 60 | 241133 | Bedroom
Ceiling Fixture | Linear Fluorescent | 48 | T-12 | 2 | 40 | 241134 | Garage
Garage door opener | Incandescent |  | Standard A Lamp | 1 | 75 | 241134 | Garage
Ceiling Fixture | Incandescent |  | Standard A Lamp | 2 | 75 | 241135 | Hall
Ceiling Fan | Incandescent |  | Standard A Lamp | 4 | 60 | 241136 | Living Room
Ceiling Fixture | Incandescent |  | Standard A Lamp | 2 | 60 | 241136 | Living Room
Ceiling Fixture | Linear Fluorescent | 36 | T-12 | 2 | 40 | 241136 | Living Room
Chandelier (Hanging) | Incandescent |  | Standard A Lamp | 1 | 75 | 241136 | Living Room
Ceiling Fixture | Incandescent |  | Standard A Lamp | 2 | 60 | 241137 | Laundry Room
Ceiling Fixture | Incandescent |  | Standard A Lamp | 2 | 65 | 241138 | Master Bedroom
Table | Incandescent |  | Standard A Lamp | 1 | 60 | 241138 | Master Bedroom
Ceiling Fixture | Incandescent |  | Standard A Lamp | 1 | 75 | 241139 | Office
Floor lamp | Incandescent |  | 3-Way Incandescent | 1 | 65 | 241139 | Office
Table | Halogen |  | Quartz Tube | 1 | 30 | 241139 | Office
Ceiling Fixture | Compact Fluorescent |  | Twist | 2 | 13 | 241301 | Bathroom
Ceiling Fixture | Compact Fluorescent |  | Twist | 2 | 13 | 241302 | Bedroom
Table | Incandescent |  | Standard A Lamp | 1 | 40 | 241302 | Bedroom
Ceiling Fixture | Compact Fluorescent |  | Twist | 1 | 13 | 241303 | Bedroom
Table | Compact Fluorescent |  | Twist | 1 | 13 | 241303 | Bedroom
Ceiling Fixture | Compact Fluorescent |  | Twist | 2 | 13 | 241304 | Bathroom
Ceiling Fixture | Incandescent |  | Standard A Lamp | 1 | 60 | 241305 | Closet
Chandelier (Hanging) | Incandescent |  | Clear | 5 | 60 | 241306 | Dining Room
Wall Mount | Incandescent |  | Standard A Lamp | 1 | 60 | 241307 | Hall
Ceiling Fixture | Compact Fluorescent |  | Twist | 2 | 13 | 241308 | Kitchen
Ceiling Fixture | Linear Fluorescent | 24 | T-12 | 1 | 16 | 241308 | Kitchen
Ceiling Fixture | Compact Fluorescent |  | Twist | 2 | 13 | 241309 | Laundry Room
Floor lamp | Incandescent |  | 3-Way Incandescent | 1 | 100 | 2413010 | Living Room
Ceiling Fan | Compact Fluorescent |  | Twist | 1 | 13 | 2413010 | Living Room
Table | Compact Fluorescent |  | Twist | 1 | 32 | 2413010 | Living Room
Ceiling Fixture | Compact Fluorescent |  | Twist | 2 | 13 | 2413011 | Office
Ceiling Fixture | Incandescent |  | Standard A Lamp | 2 | 60 | 241571 | Bathroom
Ceiling Fixture | Compact Fluorescent |  | Twist | 2 | 22 | 241572 | Bathroom
Wall Mount | Incandescent |  | Standard A Lamp | 2 | 75 | 241572 | Bathroom
Ceiling Fixture | Compact Fluorescent |  | Twist | 2 | 15 | 241573 | Bedroom
Table | Compact Fluorescent |  | Twist | 1 | 22 | 241573 | Bedroom
Ceiling Fixture | Incandescent |  | Standard A Lamp | 2 | 60 | 241574 | Bedroom
Ceiling Fixture | Incandescent |  | Standard A Lamp | 2 | 60 | 241575 | Hall
Ceiling Fixture | Compact Fluorescent |  | Twist | 2 | 15 | 241576 | Kitchen
Recessed - other | Incandescent |  | Standard A Lamp | 1 | 60 | 241576 | Kitchen
Ceiling Fixture | Incandescent |  | Standard A Lamp | 2 | 60 | 241577 | Laundry Room
Ceiling Fixture | Compact Fluorescent |  | Twist | 1 | 22 | 241578 | Living Room
Floor lamp | Incandescent |  | Standard A Lamp | 3 | 100 | 241578 | Living Room
Floor lamp | Linear Fluorescent | 96 | Fluorescent Unknown | 1 | 27 | 241578 | Living Room
Ceiling Fixture | Compact Fluorescent |  | Twist | 2 | 22 | 241579 | Master Bedroom
Ceiling Fixture | Incandescent |  | Standard A Lamp | 1 | 60 | 241579 | Master Bedroom
Ceiling Fixture | Incandescent |  | Standard A Lamp | 1 | 75 | 2415710 | Closet
Ceiling Fixture | Incandescent |  | Standard A Lamp | 1 | 60 | 241671 | Bathroom
Ceiling Fixture | Incandescent |  | Standard A Lamp | 1 | 75 | 241672 | Bathroom
Ceiling Fixture | Incandescent |  | Standard A Lamp | 2 | 75 | 241673 | Bedroom
Table | Incandescent |  | Standard A Lamp | 1 | 100 | 241673 | Bedroom
Ceiling Fan | Incandescent |  | Standard A Lamp | 4 | 40 | 241674 | Family Room
Ceiling Fixture | Compact Fluorescent |  | Flood | 1 | 28 | 241674 | Family Room
Table | Incandescent |  | Standard A Lamp | 1 | 23 | 241674 | Family Room
Ceiling Fixture | Incandescent |  | Standard A Lamp | 1 | 60 | 241675 | Hall
Ceiling Fixture | Linear Fluorescent | 48 | T-12 | 2 | 40 | 241676 | Kitchen
Ceiling Fixture | Incandescent |  | Standard A Lamp | 1 | 60 | 241677 | Laundry Room
Table | Compact Fluorescent |  | Twist | 1 | 13 | 241678 | Master Bedroom
Table | Compact Fluorescent |  | Twist | 1 | 15 | 241678 | Master Bedroom
Table | Incandescent |  | Standard A Lamp | 1 | 100 | 241678 | Master Bedroom
Ceiling Fixture | Incandescent |  | Standard A Lamp | 2 | 60 | 241679 | Office
Other | Linear Fluorescent |  | Fluorescent Other | 1 | 22 | 241679 | Office
Wall Mount | Compact Fluorescent |  | Twist | 2 | 15 | 241741 | Bathroom
Chandelier (Hanging) | Compact Fluorescent |  | Twist | 3 | 15 | 241742 | Bedroom
Table | Compact Fluorescent |  | Twist | 1 | 15 | 241742 | Bedroom
Ceiling Fixture | Compact Fluorescent |  | Twist | 1 | 22 | 241743 | Hall
Ceiling Fixture | Linear Fluorescent | 48 | T-12 | 2 | 40 | 241744 | Kitchen
Ceiling Fan | Compact Fluorescent |  | Twist | 4 | 15 | 241745 | Living Room
Table | Compact Fluorescent |  | Twist | 1 | 15 | 241745 | Living Room
Ceiling Fan | Compact Fluorescent |  | Twist | 3 | 15 | 241746 | Master Bedroom
Table | Incandescent |  | Reflector | 1 | 40 | 241746 | Master Bedroom
Ceiling Fixture | Compact Fluorescent |  | Twist | 1 | 15 | 241747 | Closet
Ceiling Fan | Compact Fluorescent |  | Twist | 3 | 22 | 241748 | Office
Ceiling Fixture | Compact Fluorescent |  | Twist | 1 | 22 | 241749 | Bathroom
Wall Mount | Compact Fluorescent |  | Twist | 1 | 15 | 241749 | Bathroom
Ceiling Fixture | Compact Fluorescent |  | Twist | 1 | 15 | 2417410 | Laundry Room
Ceiling Fixture | Incandescent |  | Standard A Lamp | 1 | 60 | 241761 | Bathroom
Ceiling Fixture | Compact Fluorescent |  | Twist | 1 | 15 | 241761 | Bathroom
Ceiling Fixture | Incandescent |  | Standard A Lamp | 2 | 60 | 241762 | Bedroom
Ceiling Fixture | Incandescent |  | Standard A Lamp | 2 | 60 | 241763 | Master Bedroom
Ceiling Fixture | Incandescent |  | Standard A Lamp | 1 | 60 | 241764 | Hall
Wall Mount | Linear Fluorescent | 24 | T-12 | 1 | 20 | 241765 | Kitchen
Ceiling Fixture | Incandescent |  | Standard A Lamp | 1 | 40 | 241765 | Kitchen
Ceiling Fixture | Compact Fluorescent |  | Twist | 1 | 15 | 241765 | Kitchen
Table | Incandescent |  | Clear | 1 | 70 | 241766 | Living Room
Ceiling Fixture | Incandescent |  | Standard A Lamp | 1 | 60 | 241811 | Bathroom
Ceiling Fixture | Incandescent |  | Standard A Lamp | 2 | 40 | 241812 | Bathroom
Ceiling Fixture | Incandescent |  | Standard A Lamp | 2 | 60 | 241813 | Bedroom
Ceiling Fixture | Incandescent |  | Standard A Lamp | 2 | 60 | 241814 | Bedroom
Ceiling Fixture | Incandescent |  | Standard A Lamp | 1 | 100 | 241815 | Garage
Ceiling Fixture | Incandescent |  | Standard A Lamp | 2 | 75 | 241815 | Garage
Chandelier (Hanging) | Incandescent |  | Standard A Lamp | 1 | 60 | 241816 | Hall
Ceiling Fixture | Incandescent |  | Standard A Lamp | 1 | 65 | 241817 | Laundry Room
Ceiling Fan | Incandescent |  | Standard A Lamp | 3 | 60 | 241818 | Living Room
Chandelier (Hanging) | Incandescent |  | Standard A Lamp | 3 | 40 | 241818 | Living Room
Chandelier (Hanging) | Incandescent |  | Standard A Lamp | 1 | 60 | 241818 | Living Room
Floor lamp | Incandescent |  | Standard A Lamp | 3 | 60 | 241818 | Living Room
Chandelier (Hanging) | Incandescent |  | Standard A Lamp | 1 | 100 | 241819 | Bathroom
Ceiling Fixture | Incandescent |  | Standard A Lamp | 1 | 60 | 241819 | Bathroom
Ceiling Fixture | Incandescent |  | Standard A Lamp | 2 | 60 | 2418110 | Master Bedroom
Ceiling Fixture | Incandescent |  | Standard A Lamp | 1 | 40 | 2418111 | Closet
Chandelier (Hanging) | Incandescent |  | Standard A Lamp | 1 | 65 | 2418112 | Office
Table | Compact Fluorescent |  | Twist | 1 | 15 | 2418112 | Office
Table | Halogen |  | MR | 1 | 20 | 2418112 | Office
Ceiling Fan | Incandescent |  | Standard A Lamp | 1 | 60 | 2418113 | Other
Ceiling Fixture | Incandescent |  | Standard A Lamp | 1 | 60 | 2418113 | Other
Table | Incandescent |  | Standard A Lamp | 1 | 40 | 2418113 | Other
Ceiling Fixture | Compact Fluorescent |  | Twist | 2 | 15 | 241921 | Bathroom
Wall Mount | Compact Fluorescent |  | Twist | 2 | 15 | 241922 | Bathroom
Table | Incandescent |  | Standard A Lamp | 1 | 150 | 241923 | Bedroom
Chandelier (Hanging) | Incandescent |  | Standard A Lamp | 5 | 40 | 241924 | Bedroom
Table | Incandescent |  | Standard A Lamp | 1 | 40 | 241925 | Bedroom
Ceiling Fixture | Linear Fluorescent | 48 | T-12 | 2 | 40 | 241926 | Kitchen
Ceiling Fixture | Compact Fluorescent |  | Twist | 2 | 22 | 241926 | Kitchen
Table | Incandescent |  | Standard A Lamp | 1 | 75 | 241926 | Kitchen
Ceiling Fixture | Compact Fluorescent |  | Twist | 2 | 22 | 241927 | Laundry Room
Ceiling Fixture | Compact Fluorescent |  | Twist | 1 | 22 | 241927 | Laundry Room
Table | Compact Fluorescent |  | Twist | 1 | 22 | 241928 | Living Room
Table | Compact Fluorescent |  | Twist | 1 | 22 | 241929 | Bedroom
Ceiling Fixture | Incandescent |  | Standard A Lamp | 1 | 60 | 242201 | Bathroom
Track | Incandescent |  | Globe | 4 | 40 | 242201 | Bathroom
Ceiling Fixture | Incandescent |  | Standard A Lamp | 1 | 60 | 242202 | Bathroom
Table | Incandescent |  | Standard A Lamp | 1 | 60 | 242203 | Bedroom
Ceiling Fixture | Compact Fluorescent |  | Circline (Screw Base) | 1 | 28 | 242203 | Bedroom
Ceiling Fixture | Compact Fluorescent |  | Circline (Screw Base) | 1 | 28 | 242204 | Bedroom
Table | Incandescent |  | Standard A Lamp | 1 | 60 | 242205 | Family Room
Ceiling Fixture | Incandescent |  | Standard A Lamp | 1 | 60 | 242206 | Hall
Ceiling Fixture | Compact Fluorescent |  | Twist | 1 | 22 | 242207 | Hall
Ceiling Fixture | Linear Fluorescent | 48 | T-8 | 2 | 32 | 242208 | Kitchen
Ceiling Fixture | Incandescent |  | Standard A Lamp | 1 | 65 | 242208 | Kitchen
Chandelier (Hanging) | Incandescent |  | Decorative | 3 | 40 | 242208 | Kitchen
Ceiling Fan | Incandescent |  | Standard A Lamp | 5 | 40 | 242209 | Living Room
Table | Incandescent |  | Decorative | 3 | 40 | 242209 | Living Room
Ceiling Fan | Compact Fluorescent |  | Twist | 3 | 22 | 2422010 | Master Bedroom
Floor lamp | Incandescent |  | Standard A Lamp | 1 | 60 | 2422010 | Master Bedroom
Ceiling Fixture | Compact Fluorescent |  | Twist | 1 | 15 | 242801 | Bathroom
Wall Mount | Linear Fluorescent | 24 | T-8 | 2 | 40 | 242801 | Bathroom
Ceiling Fixture | Compact Fluorescent |  | Twist | 2 | 15 | 242802 | Bedroom
Ceiling Fixture | Compact Fluorescent |  | Twist | 1 | 15 | 242803 | Bathroom
Ceiling Fixture | Compact Fluorescent |  | Twist | 1 | 15 | 242804 | Hall
Chandelier (Hanging) | Compact Fluorescent |  | Twist | 3 | 22 | 242805 | Kitchen
Recessed - other | Compact Fluorescent |  | Twist | 1 | 15 | 242805 | Kitchen
Chandelier (Hanging) | Compact Fluorescent |  | Twist | 1 | 15 | 242806 | Living Room
Floor lamp | Incandescent |  | Standard A Lamp | 1 | 150 | 242806 | Living Room
Ceiling Fixture | Incandescent |  | Standard A Lamp | 2 | 60 | 242807 | Office
Chandelier (Hanging) | Compact Fluorescent |  | Twist | 1 | 15 | 242807 | Office
Ceiling Fixture | Incandescent |  | Standard A Lamp | 2 | 60 | 242808 | Bedroom
Wall Mount | Linear Fluorescent | 24 | T-8 | 2 | 40 | 242808 | Bedroom
Floor lamp | Incandescent |  | Standard A Lamp | 1 | 150 | 242808 | Bedroom
Wall Mount | Incandescent |  | Standard A Lamp | 2 | 60 | 243001 | Bathroom
Ceiling Fixture | Compact Fluorescent |  | Twist | 2 | 15 | 243002 | Bedroom
Ceiling Fixture | Incandescent |  | Standard A Lamp | 2 | 60 | 243003 | Bedroom
Ceiling Fixture | Incandescent |  | Standard A Lamp | 1 | 75 | 243004 | Closet
Chandelier (Hanging) | Incandescent |  | Mini base | 4 | 40 | 243005 | Dining Room
Ceiling Fixture | Incandescent |  | Standard A Lamp | 1 | 100 | 243006 | Kitchen
Ceiling Fixture | Incandescent |  | Standard A Lamp | 1 | 100 | 243007 | Laundry Room
Table | Incandescent |  | Standard A Lamp | 1 | 60 | 243008 | Living Room
Ceiling Fixture | Incandescent |  | Standard A Lamp | 2 | 60 | 243009 | Master Bedroom
Wall Mount | Incandescent |  | Standard A Lamp | 2 | 60 | 2430010 | Bathroom
Ceiling Fixture | Compact Fluorescent |  | Twist | 1 | 22 | 243261 | Bathroom
Ceiling Fixture | Compact Fluorescent |  | Twist | 1 | 22 | 243262 | Other
Ceiling Fixture | Compact Fluorescent |  | Twist | 1 | 22 | 243263 | Hall
Ceiling Fixture | Compact Fluorescent |  | Twist | 1 | 22 | 243264 | Hall
Ceiling Fixture | Linear Fluorescent | 48 | T-8 | 2 | 32 | 243265 | Laundry Room
Ceiling Fan | Compact Fluorescent |  | Circline (Screw Base) | 1 | 28 | 243266 | Living Room
Ceiling Fixture | Linear Fluorescent | 48 | T-8 | 2 | 32 | 243266 | Living Room
Ceiling Fixture | Incandescent |  | Globe | 5 | 40 | 243267 | Bathroom
Ceiling Fixture | Compact Fluorescent |  | Circline (Screw Base) | 1 | 28 | 243268 | Master Bedroom
Ceiling Fixture | Compact Fluorescent |  | Twist | 1 | 22 | 243269 | Office
Floor lamp | Compact Fluorescent |  | Twist | 3 | 15 | 243269 | Office
Table | Compact Fluorescent |  | Straight Tube | 1 | 22 | 243269 | Office
Ceiling Fixture | Compact Fluorescent |  | Twist | 1 | 13 | 243282 | Bathroom
Floor lamp | Compact Fluorescent |  | Twist | 1 | 23 | 243283 | Bedroom
Ceiling Fixture | Compact Fluorescent |  | Twist | 2 | 23 | 243283 | Bedroom
Floor lamp | Compact Fluorescent |  | Twist | 2 | 13 | 243284 | Bedroom
Table | Compact Fluorescent |  | Twist | 1 | 13 | 243285 | Family Room
Table | Incandescent |  | Standard A Lamp | 1 | 60 | 243285 | Family Room
Ceiling Fixture | Compact Fluorescent |  | Twist | 1 | 13 | 243286 | Hall
Ceiling Fixture | Incandescent |  | Standard A Lamp | 2 | 60 | 243287 | Kitchen
Ceiling Fixture | Linear Fluorescent | 48 | T-12 | 2 | 40 | 243287 | Kitchen
Ceiling Fixture | Compact Fluorescent |  | Twist | 1 | 13 | 243287 | Kitchen
Ceiling Fixture | Incandescent |  | Standard A Lamp | 2 | 60 | 243391 | Bathroom
Ceiling Fixture | Incandescent |  | Standard A Lamp | 2 | 60 | 243392 | Bathroom
Chandelier (Hanging) | Incandescent |  | Decorative | 3 | 40 | 243393 | Bedroom
Table | Incandescent |  | Standard A Lamp | 1 | 60 | 243394 | Bedroom
Chandelier (Hanging) | Incandescent |  | Standard A Lamp | 3 | 60 | 243394 | Bedroom
Ceiling Fixture | Incandescent |  | Standard A Lamp | 2 | 60 | 243395 | Closet
Chandelier (Hanging) | Incandescent |  | Standard A Lamp | 5 | 60 | 243396 | Dining Room
Ceiling Fixture | Linear Fluorescent | 48 | T-8 | 4 | 32 | 243397 | Kitchen
Ceiling Fan | Incandescent |  | Standard A Lamp | 4 | 60 | 243398 | Living Room
Table | Incandescent |  | Standard A Lamp | 1 | 60 | 243398 | Living Room
Table | Incandescent |  | Standard A Lamp | 1 | 100 | 243398 | Living Room
Table | Compact Fluorescent |  | Straight Tube | 1 | 22 | 243398 | Living Room
Floor lamp | Incandescent |  | Standard A Lamp | 1 | 200 | 243398 | Living Room
Table | Incandescent |  | Standard A Lamp | 1 | 60 | 243398 | Living Room
Chandelier (Hanging) | Incandescent |  | Decorative | 3 | 40 | 243399 | Closet
Table | Compact Fluorescent |  | Straight Tube | 1 | 28 | 243399 | Closet
Table | Compact Fluorescent |  | Pin base | 1 | 27 | 243399 | Closet
Ceiling Fixture | Incandescent |  | Standard A Lamp | 2 | 60 | 2433910 | Laundry Room
Wall Mount | Incandescent |  | Mini base | 8 | 25 | 243861 | Bathroom
Ceiling Fixture | Incandescent |  | Standard A Lamp | 1 | 60 | 243862 | Bedroom
Ceiling Fixture | Compact Fluorescent |  | Twist | 1 | 15 | 243862 | Bedroom
Table | Compact Fluorescent |  | Other | 1 | 28 | 243862 | Bedroom
Table | Incandescent |  | Standard A Lamp | 1 | 40 | 243863 | Bedroom
Ceiling Fixture | Incandescent |  | Standard A Lamp | 2 | 60 | 243863 | Bedroom
Chandelier (Hanging) | Incandescent |  | Decorative | 9 | 25 | 243864 | Dining Room
Ceiling Fixture | Incandescent |  | Standard A Lamp | 1 | 60 | 243865 | Kitchen
Ceiling Fixture | Linear Fluorescent | 42 | T-12 | 2 | 40 | 243866 | Kitchen
Ceiling Fixture | Incandescent |  | Standard A Lamp | 1 | 60 | 243866 | Kitchen
Ceiling Fixture | Incandescent |  | Standard A Lamp | 1 | 25 | 243866 | Kitchen
Ceiling Fixture | Incandescent |  | Standard A Lamp | 1 | 60 | 243867 | Laundry Room
Torchiere | Incandescent |  | Standard A Lamp | 1 | 100 | 243868 | Living Room
Table | Incandescent |  | Standard A Lamp | 1 | 100 | 243868 | Living Room
Wall Mount | Incandescent |  | Mini base | 4 | 25 | 243869 | Bathroom
Ceiling Fixture | Incandescent |  | Standard A Lamp | 1 | 60 | 243869 | Bathroom
Ceiling Fan | Incandescent |  | Decorative | 3 | 40 | 2438610 | Master Bedroom
Table | Incandescent |  | Standard A Lamp | 1 | 75 | 2438610 | Master Bedroom
Table | Compact Fluorescent |  | Twist | 1 | 15 | 243931 | Other
Wall Mount | Incandescent |  | Standard A Lamp | 2 | 60 | 243932 | Bathroom
Wall Mount | Incandescent |  | Standard A Lamp | 2 | 40 | 243933 | Bathroom
Table | Incandescent |  | Standard A Lamp | 1 | 60 | 243934 | Master Bedroom
Table | Compact Fluorescent |  | Straight Tube | 1 | 15 | 243935 | Bedroom
Ceiling Fixture | Incandescent |  | Standard A Lamp | 1 | 60 | 243936 | Hall
Recessed Can | Incandescent |  | Reflector | 1 | 65 | 243937 | Kitchen
Ceiling Fixture | Incandescent |  | Standard A Lamp | 1 | 60 | 243938 | Laundry Room
Floor lamp | Incandescent |  | Standard A Lamp | 1 | 40 | 243939 | Living Room
Wall Mount | Incandescent |  | Standard A Lamp | 3 | 60 | 243961 | Bathroom
Ceiling Fixture | Compact Fluorescent |  | Twist | 1 | 23 | 243962 | Bedroom
Ceiling Fixture | Incandescent |  | Standard A Lamp | 2 | 60 | 243963 | Bedroom
Ceiling Fixture | Incandescent |  | Standard A Lamp | 1 | 60 | 243964 | Hall
Ceiling Fixture | Compact Fluorescent |  | Twist | 2 | 23 | 243965 | Kitchen
Chandelier (Hanging) | Compact Fluorescent |  | Decorative | 3 | 3 | 243965 | Kitchen
Chandelier (Hanging) | Compact Fluorescent |  | Twist | 2 | 23 | 243965 | Kitchen
Ceiling Fixture | Incandescent |  | Standard A Lamp | 2 | 60 | 243965 | Kitchen
Ceiling Fixture | Compact Fluorescent |  | Twist | 1 | 23 | 243966 | Living Room
Floor lamp | Compact Fluorescent |  | Twist | 3 | 13 | 243966 | Living Room
Floor lamp | Incandescent |  | 3-Way Incandescent | 1 | 150 | 243966 | Living Room
Floor lamp | Compact Fluorescent |  | Twist | 1 | 23 | 243966 | Living Room
Wall Mount | Incandescent |  | Standard A Lamp | 3 | 60 | 243967 | Bathroom
Ceiling Fixture | Incandescent |  | Standard A Lamp | 2 | 40 | 243968 | Master Bedroom
Ceiling Fixture | Incandescent |  | Standard A Lamp | 1 | 60 | 244141 | Bathroom
Ceiling Fixture | Incandescent |  | Standard A Lamp | 1 | 60 | 244142 | Bedroom
Ceiling Fixture | Incandescent |  | Standard A Lamp | 1 | 60 | 244143 | Dining Room
Chandelier (Hanging) | Incandescent |  | Standard A Lamp | 4 | 60 | 244143 | Dining Room
Ceiling Fixture | Linear Fluorescent | 48 | T-12 | 2 | 40 | 244144 | Kitchen
Ceiling Fixture | Incandescent |  | Standard A Lamp | 1 | 60 | 244145 | Laundry Room
Chandelier (Hanging) | Incandescent |  | Standard A Lamp | 1 | 60 | 244146 | Family Room
Floor lamp | Compact Fluorescent |  | Twist | 3 | 13 | 244146 | Family Room
Ceiling Fixture | Incandescent |  | Standard A Lamp | 1 | 60 | 244147 | Bathroom
Ceiling Fixture | Incandescent |  | Standard A Lamp | 2 | 60 | 244148 | Master Bedroom
Ceiling Fixture | Incandescent |  | Standard A Lamp | 2 | 60 | 244149 | Bedroom
Ceiling Fixture | Incandescent |  | Standard A Lamp | 1 | 300 | 2441410 | Other
Ceiling Fixture | Compact Fluorescent |  | Twist | 1 | 15 | 244201 | Bathroom
Ceiling Fixture | Compact Fluorescent |  | Twist | 1 | 15 | 244202 | Hall
Ceiling Fixture | Compact Fluorescent |  | Twist | 1 | 15 | 244203 | Bedroom
Ceiling Fixture | Compact Fluorescent |  | Twist | 1 | 15 | 244204 | Kitchen
Chandelier (Hanging) | Compact Fluorescent |  | Twist | 1 | 22 | 244204 | Kitchen
Table | Compact Fluorescent |  | Twist | 2 | 15 | 244206 | Master Bedroom
Ceiling Fixture | Compact Fluorescent |  | Twist | 1 | 15 | 244207 | Bathroom
Ceiling Fixture | Incandescent |  | Standard A Lamp | 1 | 60 | 244211 | Bathroom
Wall Mount | Incandescent |  | Standard A Lamp | 1 | 100 | 244211 | Bathroom
Ceiling Fixture | Incandescent |  | Standard A Lamp | 2 | 100 | 244212 | Bedroom
Ceiling Fixture | Incandescent |  | Standard A Lamp | 1 | 100 | 244213 | Laundry Room
Wall Mount | Incandescent |  | Standard A Lamp | 1 | 65 | 244214 | Living Room
Ceiling Fixture | Linear Fluorescent | 48 | T-8 | 2 | 32 | 244214 | Living Room
Ceiling Fixture | Linear Fluorescent | 48 | T-8 | 2 | 32 | 244215 | Other
Wall Mount | Incandescent |  | Standard A Lamp | 1 | 40 | 244281 | Bathroom
Ceiling Fixture | Incandescent |  | Reflector | 1 | 65 | 244282 | Bedroom
Table | Compact Fluorescent |  | Twist | 1 | 15 | 244282 | Bedroom
Table | Incandescent |  | Standard A Lamp | 1 | 100 | 244282 | Bedroom
Ceiling Fixture | Incandescent |  | Reflector | 1 | 65 | 244283 | Bedroom
Table | Incandescent |  | Standard A Lamp | 1 | 100 | 244283 | Bedroom
Table | Incandescent |  | Standard A Lamp | 1 | 60 | 244283 | Bedroom
Ceiling Fixture | Incandescent |  | Standard A Lamp | 1 | 60 | 244284 | Closet
Ceiling Fixture | Incandescent |  | Standard A Lamp | 1 | 65 | 244285 | Closet
Recessed Can | Incandescent |  | Reflector | 1 | 65 | 244286 | Dining Room
Chandelier (Hanging) | Incandescent |  | Globe | 1 | 60 | 244286 | Dining Room
Ceiling Fan | Incandescent |  | Standard A Lamp | 2 | 60 | 244287 | Family Room
Floor lamp | Incandescent |  | Standard A Lamp | 1 | 60 | 244287 | Family Room
Table | Compact Fluorescent |  | Twist | 2 | 15 | 244287 | Family Room
Ceiling Fixture | Linear Fluorescent | 48 | T-8 | 2 | 32 | 244288 | Garage
Garage door opener | Incandescent |  | Standard A Lamp | 1 | 40 | 244288 | Garage
Recessed Can | Incandescent |  | Reflector | 1 | 65 | 244289 | Hall
Recessed Can | Incandescent |  | Reflector | 1 | 65 | 2442810 | Kitchen
Ceiling Fixture | Linear Fluorescent | 48 | T-8 | 2 | 32 | 2442810 | Kitchen
Wall Mount | Linear Fluorescent | 12 | T-8 | 1 | 16 | 2442810 | Kitchen
Recessed Can | Incandescent |  | Reflector | 1 | 75 | 2442811 | Laundry Room
Ceiling Fan | Incandescent |  | Standard A Lamp | 1 | 60 | 2442812 | Living Room
Floor lamp | Compact Fluorescent |  | A shape bulb | 2 | 7 | 2442812 | Living Room
Table | Compact Fluorescent |  | Straight Tube | 1 | 15 | 2442812 | Living Room
Floor lamp | Incandescent |  | Globe | 1 | 40 | 2442812 | Living Room
Floor lamp | Compact Fluorescent |  | Straight Tube | 1 | 22 | 2442812 | Living Room
Recessed Can | Incandescent |  | Reflector | 1 | 42 | 2442813 | Bathroom
Recessed Can | Incandescent |  | Reflector | 1 | 65 | 2442813 | Bathroom
Recessed Can | Incandescent |  | Reflector | 1 | 65 | 2442814 | Master Bedroom
Table | Incandescent |  | Standard A Lamp | 1 | 40 | 2442814 | Master Bedroom
Table | Incandescent |  | Mini base | 1 | 25 | 2442814 | Master Bedroom
Ceiling Fixture | Incandescent |  | Standard A Lamp | 1 | 60 | 2442815 | Closet
Wall Mount | Linear Fluorescent | 12 | T-8 | 1 | 15 | 2442816 | Office
Recessed Can | Incandescent |  | Reflector | 1 | 65 | 2442816 | Office
Wall Mount | Incandescent |  | Standard A Lamp | 1 | 40 | 2442816 | Office
Ceiling Fixture | Compact Fluorescent |  | Twist | 1 | 19 | 244501 | Bathroom
Wall Mount | Compact Fluorescent |  | Twist | 1 | 12 | 244501 | Bathroom
Wall Mount | Incandescent |  | Standard A Lamp | 2 | 40 | 244502 | Bedroom
Ceiling Fixture | Compact Fluorescent |  | Twist | 1 | 19 | 244503 | Hall
Ceiling Fan | Compact Fluorescent |  | Twist | 1 | 22 | 244504 | Kitchen
Ceiling Fixture | Compact Fluorescent |  | Twist | 3 | 22 | 244504 | Kitchen
Wall Mount | Incandescent |  | Clear | 1 | 25 | 244504 | Kitchen
Table | Incandescent |  | Standard A Lamp | 1 | 100 | 244505 | Living Room
Wall Mount | Incandescent |  | Decorative | 1 | 40 | 244505 | Living Room
Table | Incandescent |  | Decorative | 3 | 25 | 244505 | Living Room
Wall Mount | Compact Fluorescent |  | Twist | 1 | 12 | 244506 | Master Bedroom
Wall Mount | Incandescent |  | Standard A Lamp | 1 | 40 | 244506 | Master Bedroom
Chandelier (Hanging) | Incandescent |  | Standard A Lamp | 1 | 60 | 244731 | Bathroom
Chandelier (Hanging) | Incandescent |  | Standard A Lamp | 1 | 60 | 244732 | Bathroom
Ceiling Fixture | Linear Fluorescent | 48 | T-12 | 2 | 40 | 244733 | Bedroom
Table | Incandescent |  | Standard A Lamp | 1 | 60 | 244734 | Bedroom
Ceiling Fixture | Incandescent |  | Standard A Lamp | 1 | 60 | 244735 | Closet
Ceiling Fixture | Incandescent |  | Standard A Lamp | 1 | 60 | 244736 | Closet
Ceiling Fixture | Linear Fluorescent | 48 | T-12 | 2 | 40 | 244737 | Garage
Ceiling Fixture | Incandescent |  | Standard A Lamp | 1 | 60 | 244738 | Hall
Ceiling Fixture | Linear Fluorescent | 48 | T-8 | 2 | 32 | 244739 | Kitchen
Chandelier (Hanging) | Incandescent |  | Globe | 5 | 60 | 244739 | Kitchen
Ceiling Fixture | Compact Fluorescent |  | Twist | 3 | 22 | 244739 | Kitchen
Ceiling Fixture | Incandescent |  | Mini base | 3 | 25 | 244739 | Kitchen
Recessed - other | Incandescent |  | Standard A Lamp | 1 | 60 | 244739 | Kitchen
Table | Incandescent |  | Standard A Lamp | 1 | 60 | 2447310 | Living Room
Ceiling Fixture | Incandescent |  | Standard A Lamp | 2 | 60 | 2447310 | Living Room
Table | Compact Fluorescent |  | Twist | 1 | 22 | 2447311 | Master Bedroom
Ceiling Fixture | Incandescent |  | Standard A Lamp | 1 | 60 | 244761 | Bedroom
Table | Incandescent |  | Mini base | 1 | 7 | 244761 | Bedroom
Ceiling Fixture | Incandescent |  | Standard A Lamp | 1 | 60 | 244762 | Dining Room
Ceiling Fixture | Incandescent |  | Standard A Lamp | 1 | 60 | 244764 | Kitchen
Ceiling Fixture | Incandescent |  | Standard A Lamp | 1 | 60 | 244764 | Kitchen
Ceiling Fixture | Incandescent |  | Standard A Lamp | 1 | 60 | 244766 | Master Bedroom
Table | Incandescent |  | Mini base | 1 | 25 | 244766 | Master Bedroom
Wall Mount | Compact Fluorescent |  | Twist | 1 | 15 | 244766 | Master Bedroom
Ceiling Fixture | Incandescent |  | Standard A Lamp | 1 | 60 | 244767 | Bathroom
Table | Incandescent |  | Clear | 1 | 40 | 245071 | Bedroom
Wall Mount | Incandescent |  | Standard A Lamp | 1 | 40 | 245071 | Bedroom
Table | Incandescent |  | Standard A Lamp | 1 | 60 | 245072 | Bedroom
Table | Compact Fluorescent |  | Twist | 1 | 15 | 245072 | Bedroom
Ceiling Fixture | Incandescent |  | Standard A Lamp | 1 | 60 | 245073 | Bathroom
Ceiling Fan | Incandescent |  | Clear | 3 | 40 | 245074 | Dining Room
Table | Incandescent |  | Clear | 1 | 40 | 245074 | Dining Room
Table | Incandescent |  | Mini base | 1 | 25 | 245075 | Family Room
Chandelier (Hanging) | Incandescent |  | Mini base | 3 | 25 | 245075 | Family Room
Ceiling Fixture | Incandescent |  | Standard A Lamp | 1 | 60 | 245076 | Hall
Ceiling Fixture | Incandescent |  | Standard A Lamp | 2 | 40 | 245077 | Kitchen
Other | Incandescent |  | Clear | 1 | 25 | 245077 | Kitchen
Ceiling Fixture | Incandescent |  | Standard A Lamp | 1 | 60 | 245078 | Laundry Room
Table | Compact Fluorescent |  | Twist | 1 | 15 | 245079 | Living Room
Floor lamp | Incandescent |  | Standard A Lamp | 1 | 60 | 245079 | Living Room
Torchiere | Incandescent |  | Standard A Lamp | 2 | 60 | 245079 | Living Room
Torchiere | Compact Fluorescent |  | Twist | 1 | 15 | 245079 | Living Room
Floor lamp | Incandescent |  | Standard A Lamp | 1 | 40 | 2450710 | Master Bedroom
Table | Incandescent |  | Mini base | 1 | 25 | 2450710 | Master Bedroom
Ceiling Fixture | Incandescent |  | Standard A Lamp | 1 | 60 | 2450711 | Bathroom
Track | Incandescent |  | Standard A Lamp | 2 | 60 | 2450711 | Bathroom
Other | Incandescent |  | Mini base | 1 | 5 | 2450711 | Bathroom
Wall Mount | Compact Fluorescent |  | Twist | 1 | 15 | 245091 | Bathroom
Wall Mount | Compact Fluorescent |  | Straight Tube | 1 | 36 | 245092 | Bedroom
Ceiling Fixture | Compact Fluorescent |  | Twist | 3 | 15 | 245093 | Hall
Wall Mount | Compact Fluorescent |  | Twist | 1 | 22 | 245093 | Hall
Ceiling Fixture | Compact Fluorescent |  | Twist | 1 | 22 | 245094 | Kitchen
Ceiling Fan | Compact Fluorescent |  | Twist | 3 | 22 | 245094 | Kitchen
Floor lamp | Compact Fluorescent |  | Twist | 1 | 28 | 245095 | Living Room
Floor lamp | Compact Fluorescent |  | Straight Tube | 1 | 22 | 245096 | Master Bedroom
Ceiling Fixture | Incandescent |  | Standard A Lamp | 1 | 60 | 245821 | Bathroom
Wall Mount | Incandescent |  | Standard A Lamp | 2 | 60 | 245822 | Bathroom
Ceiling Fixture | Compact Fluorescent |  | Twist | 1 | 15 | 245822 | Bathroom
Ceiling Fixture | Incandescent |  | Decorative | 1 | 40 | 245822 | Bathroom
Ceiling Fan | Incandescent |  | Clear | 2 | 40 | 245823 | Bedroom
Ceiling Fan | Compact Fluorescent |  | Twist | 3 | 23 | 245824 | Bedroom
Table | Compact Fluorescent |  | Twist | 1 | 7 | 245824 | Bedroom
Ceiling Fixture | Compact Fluorescent |  | A shape bulb | 1 | 15 | 245825 | Closet
Ceiling Fixture | Incandescent |  | Standard A Lamp | 1 | 40 | 245826 | Closet
Ceiling Fixture | Compact Fluorescent |  | Twist | 1 | 15 | 245827 | Closet
Chandelier (Hanging) | Incandescent |  | Mini base | 6 | 40 | 245828 | Dining Room
Ceiling Fixture | Compact Fluorescent |  | Twist | 1 | 15 | 245828 | Dining Room
Ceiling Fixture | Incandescent |  | Standard A Lamp | 2 | 60 | 245829 | Other
Ceiling Fan | Compact Fluorescent |  | Twist | 1 | 15 | 2458210 | Family Room
Recessed Can | Incandescent |  | Reflector | 1 | 65 | 2458211 | Kitchen
Ceiling Fixture | Compact Fluorescent |  | Twist | 1 | 15 | 2458211 | Kitchen
Other | Incandescent |  | Clear | 1 | 40 | 2458211 | Kitchen
Table | Compact Fluorescent |  | Twist | 1 | 23 | 2458212 | Living Room
Ceiling Fan | Compact Fluorescent |  | Twist | 2 | 23 | 2458212 | Living Room
Ceiling Fixture | Incandescent |  | Standard A Lamp | 2 | 60 | 245911 | Bedroom
Floor lamp | Incandescent |  | Standard A Lamp | 1 | 65 | 245912 | Family Room
Wall Mount | Incandescent |  | Standard A Lamp | 2 | 60 | 245913 | Bathroom
Ceiling Fixture | Incandescent |  | Standard A Lamp | 1 | 60 | 245913 | Bathroom
Ceiling Fixture | Incandescent |  | Standard A Lamp | 1 | 60 | 245914 | Kitchen
Wall Mount | Incandescent |  | Standard A Lamp | 2 | 60 | 245951 | Bathroom
Wall Mount | Compact Fluorescent |  | Twist | 1 | 13 | 245952 | Hall
Floor lamp | Compact Fluorescent |  | Twist | 1 | 15 | 245954 | Living Room
Ceiling Fixture | Linear Fluorescent | 48 | T-12 | 2 | 40 | 245954 | Living Room
Ceiling Fixture | Compact Fluorescent |  | Twist | 3 | 15 | 245954 | Living Room
Ceiling Fixture | Linear Fluorescent | 24 | T-8 | 1 | 20 | 245954 | Living Room
Wall Mount | Compact Fluorescent |  | Twist | 3 | 15 | 245955 | Bathroom
Wall Mount | Compact Fluorescent |  | Twist | 1 | 13 | 245955 | Bathroom
Table | Incandescent |  | Standard A Lamp | 1 | 60 | 245956 | Master Bedroom
Wall Mount | Compact Fluorescent |  | Twist | 1 | 13 | 245956 | Master Bedroom
Floor lamp | Incandescent |  | Standard A Lamp | 1 | 100 | 245957 | Office
Ceiling Fixture | Compact Fluorescent |  | Twist | 2 | 13 | 245957 | Office
Ceiling Fixture | Linear Fluorescent | 48 | T-12 | 3 | 40 | 245958 | Bedroom
Wall Mount | Incandescent |  | Standard A Lamp | 1 | 60 | 245958 | Bedroom
Ceiling Fixture | Linear Fluorescent | 48 | T-8 | 2 | 40 | 245991 | Kitchen
Ceiling Fan | Incandescent |  | Standard A Lamp | 1 | 100 | 245991 | Kitchen
Table | Incandescent |  | Standard A Lamp | 1 | 75 | 245992 | Living Room
Ceiling Fixture | Incandescent |  | Standard A Lamp | 2 | 60 | 245993 | Laundry Room
Ceiling Fixture | Incandescent |  | Standard A Lamp | 2 | 60 | 245994 | Bedroom
Table | Incandescent |  | Standard A Lamp | 1 | 60 | 245994 | Bedroom
Ceiling Fixture | Incandescent |  | Standard A Lamp | 2 | 60 | 245995 | Bedroom
Table | Incandescent |  | Standard A Lamp | 1 | 60 | 245995 | Bedroom
Ceiling Fixture | Incandescent |  | Standard A Lamp | 2 | 60 | 245996 | Bathroom
Wall Mount | Incandescent |  | Standard A Lamp | 2 | 60 | 245996 | Bathroom
Wall Mount | Compact Fluorescent |  | Twist | 4 | 15 | 246041 | Bathroom
Wall Mount | Compact Fluorescent |  | Twist | 3 | 15 | 246042 | Bathroom
Ceiling Fixture | Compact Fluorescent |  | Twist | 2 | 15 | 246043 | Bedroom
Ceiling Fixture | Compact Fluorescent |  | Twist | 2 | 15 | 246044 | Kitchen
Chandelier (Hanging) | Compact Fluorescent |  | Twist | 5 | 15 | 246044 | Kitchen
Ceiling Fixture | Compact Fluorescent |  | Twist | 1 | 15 | 246045 | Laundry Room
Table | Compact Fluorescent |  | Twist | 1 | 15 | 246046 | Living Room
Table | Compact Fluorescent |  | Twist | 1 | 22 | 246046 | Living Room
Floor lamp | Compact Fluorescent |  | Twist | 2 | 15 | 246046 | Living Room
Floor lamp | Compact Fluorescent |  | Twist | 1 | 22 | 246046 | Living Room
Ceiling Fixture | Linear Fluorescent | 48 | T-12 | 2 | 40 | 246047 | Other
Ceiling Fixture | Compact Fluorescent |  | Twist | 2 | 15 | 246048 | Bedroom
Table | Incandescent |  | Clear | 1 | 40 | 246048 | Bedroom
Floor lamp | Compact Fluorescent |  | Pin base | 4 | 40 | 246048 | Bedroom
Ceiling Fixture | Linear Fluorescent | 48 | T-12 | 2 | 20 | 246061 | Bathroom
Ceiling Fixture | Incandescent |  | Standard A Lamp | 2 | 60 | 246062 | Master Bedroom
Table | Compact Fluorescent |  | Twist | 1 | 15 | 246062 | Master Bedroom
Ceiling Fixture | Incandescent |  | Standard A Lamp | 2 | 60 | 246063 | Bedroom
Ceiling Fixture | Incandescent |  | Standard A Lamp | 5 | 60 | 246064 | Dining Room
Ceiling Fixture | Incandescent |  | Standard A Lamp | 1 | 60 | 246065 | Other
Wall Mount | Incandescent |  | Standard A Lamp | 1 | 60 | 246066 | Hall
Ceiling Fixture | Compact Fluorescent |  | Twist | 2 | 15 | 246067 | Kitchen
Wall Mount | Incandescent |  | Standard A Lamp | 1 | 40 | 246067 | Kitchen
Wall Mount | Linear Fluorescent | 48 | T-12 | 2 | 20 | 246067 | Kitchen
Ceiling Fixture | Incandescent |  | Standard A Lamp | 1 | 60 | 246068 | Laundry Room
Table | Compact Fluorescent |  | Twist | 1 | 23 | 246069 | Bedroom
Floor lamp | Compact Fluorescent |  | Twist | 2 | 22 | 246069 | Bedroom
Ceiling Fixture | Incandescent |  | Standard A Lamp | 2 | 60 | 246131 | Kitchen
Wall Mount | Compact Fluorescent |  | Twist | 1 | 15 | 246131 | Kitchen
Wall Mount | Incandescent |  | Standard A Lamp | 1 | 60 | 246131 | Kitchen
Ceiling Fixture | Incandescent |  | Standard A Lamp | 2 | 60 | 246132 | Living Room
Floor lamp | Compact Fluorescent |  | Twist | 1 | 15 | 246132 | Living Room
Table | Compact Fluorescent |  | Twist | 1 | 15 | 246132 | Living Room
Wall Mount | Incandescent |  | Clear | 3 | 40 | 246133 | Bathroom
Ceiling Fixture | Incandescent |  | Standard A Lamp | 1 | 60 | 246134 | Hall
Ceiling Fixture | Incandescent |  | Standard A Lamp | 2 | 60 | 246135 | Bedroom
Wall Mount | Incandescent |  | Standard A Lamp | 2 | 60 | 246135 | Bedroom
Ceiling Fixture | Incandescent |  | Standard A Lamp | 1 | 60 | 246136 | Hall
Ceiling Fixture | Incandescent |  | Standard A Lamp | 1 | 100 | 246136 | Hall
Wall Mount | Incandescent |  | Standard A Lamp | 1 | 60 | 246591 | Bathroom
Wall Mount | Incandescent |  | Decorative | 1 | 100 | 246592 | Bathroom
Ceiling Fan | Incandescent |  | Standard A Lamp | 1 | 60 | 246592 | Bathroom
Wall Mount | Incandescent |  | Decorative | 1 | 5 | 246592 | Bathroom
Chandelier (Hanging) | Incandescent |  | Decorative | 3 | 25 | 246593 | Dining Room
Other | Linear Fluorescent | 42 | T-12 | 1 | 32 | 246593 | Dining Room
Ceiling Fixture | Linear Fluorescent | 42 | T-12 | 2 | 32 | 246594 | Kitchen
Ceiling Fixture | Linear Fluorescent | 42 | T-12 | 1 | 32 | 246594 | Kitchen
Ceiling Fixture | Incandescent |  | Standard A Lamp | 1 | 60 | 246595 | Laundry Room
Table | Incandescent |  | Standard A Lamp | 1 | 100 | 246596 | Living Room
Torchiere | Incandescent |  | Standard A Lamp | 1 | 60 | 246596 | Living Room
Ceiling Fan | Incandescent |  | Standard A Lamp | 4 | 75 | 246596 | Living Room
Ceiling Fixture | Incandescent |  | Standard A Lamp | 2 | 60 | 246597 | Master Bedroom
Table | Incandescent |  | Standard A Lamp | 1 | 100 | 246597 | Master Bedroom
Ceiling Fixture | Incandescent |  | Standard A Lamp | 2 | 60 | 246598 | Bedroom
Ceiling Fixture | Incandescent |  | Standard A Lamp | 2 | 60 | 246599 | Office
Ceiling Fixture | Compact Fluorescent |  | Twist | 2 | 22 | 246691 | Bathroom
Ceiling Fixture | Incandescent |  | Standard A Lamp | 2 | 60 | 246692 | Bathroom
Ceiling Fixture | Incandescent |  | Standard A Lamp | 2 | 60 | 246693 | Bedroom
Ceiling Fixture | Incandescent |  | Standard A Lamp | 2 | 60 | 246694 | Bedroom
Ceiling Fixture | Incandescent |  | Standard A Lamp | 2 | 60 | 246695 | Bedroom
Ceiling Fixture | Incandescent |  | Standard A Lamp | 2 | 60 | 246696 | Bedroom
Ceiling Fixture | Incandescent |  | Standard A Lamp | 2 | 60 | 246697 | Closet
Ceiling Fixture | Incandescent |  | Decorative | 4 | 40 | 246698 | Family Room
Ceiling Fixture | Compact Fluorescent |  | Twist | 3 | 28 | 246698 | Family Room
Ceiling Fixture | Compact Fluorescent |  | Twist | 2 | 22 | 246699 | Hall
Ceiling Fixture | Incandescent |  | Standard A Lamp | 2 | 60 | 2466910 | Kitchen
Ceiling Fixture | Incandescent |  | Standard A Lamp | 1 | 60 | 2466911 | Laundry Room
Ceiling Fan | Incandescent |  | Decorative | 4 | 40 | 2466912 | Living Room
Table | Incandescent |  | Mini base | 4 | 60 | 2466912 | Living Room
Ceiling Fan | Incandescent |  | Standard A Lamp | 2 | 60 | 2466913 | Master Bedroom
Floor lamp | Incandescent |  | Standard A Lamp | 1 | 60 | 246921 | Living Room
Ceiling Fixture | Incandescent |  | Standard A Lamp | 2 | 60 | 246921 | Living Room
Ceiling Fixture | Incandescent |  | Standard A Lamp | 2 | 60 | 246922 | Bathroom
Ceiling Fixture | Incandescent |  | Standard A Lamp | 1 | 60 | 246923 | Bedroom
Ceiling Fixture | Incandescent |  | Standard A Lamp | 2 | 60 | 246924 | Bedroom
Other | Incandescent |  | Mini base | 1 | 5 | 246924 | Bedroom
Ceiling Fixture | Incandescent |  | Standard A Lamp | 2 | 60 | 246925 | Kitchen
Ceiling Fixture | Incandescent |  | Standard A Lamp | 2 | 60 | 246926 | Master Bedroom
Ceiling Fixture | Incandescent |  | Standard A Lamp | 2 | 60 | 246927 | Bathroom
Wall Mount | Compact Fluorescent |  | Twist | 4 | 40 | 247081 | Bathroom
Ceiling Fixture | Compact Fluorescent |  | Twist | 1 | 15 | 247082 | Bathroom
Wall Mount | Compact Fluorescent |  | Twist | 2 | 15 | 247082 | Bathroom
Ceiling Fixture | Compact Fluorescent |  | Twist | 1 | 15 | 247083 | Bedroom
Floor lamp | Incandescent |  | Decorative | 3 | 40 | 247083 | Bedroom
Table | Incandescent |  | Standard A Lamp | 3 | 100 | 247084 | Family Room
Floor lamp | Compact Fluorescent |  | Twist | 1 | 15 | 247084 | Family Room
Table | Incandescent |  | Standard A Lamp | 1 | 100 | 247084 | Family Room
Chandelier (Hanging) | Compact Fluorescent |  | Twist | 3 | 15 | 247085 | Kitchen
Chandelier (Hanging) | Incandescent |  | Standard A Lamp | 2 | 100 | 247085 | Kitchen
Ceiling Fixture | Compact Fluorescent |  | Twist | 2 | 15 | 247085 | Kitchen
Ceiling Fixture | Compact Fluorescent |  | Twist | 1 | 22 | 247085 | Kitchen
Ceiling Fixture | Incandescent |  | Standard A Lamp | 1 | 60 | 247086 | Laundry Room
Table | Compact Fluorescent |  | Twist | 1 | 15 | 247087 | Living Room
Floor lamp | Incandescent |  | Decorative | 3 | 40 | 247087 | Living Room
Ceiling Fixture | Compact Fluorescent |  | Twist | 1 | 15 | 247088 | Bedroom
Ceiling Fixture | Incandescent |  | Standard A Lamp | 1 | 100 | 247089 | Master Bedroom
Ceiling Fixture | Compact Fluorescent |  | Twist | 1 | 15 | 247089 | Master Bedroom
Architectural | Incandescent |  | Other | 1 | 25 | 247089 | Master Bedroom
Table | Incandescent |  | Standard A Lamp | 1 | 40 | 247089 | Master Bedroom
Wall Mount | Incandescent |  | Globe | 6 | 40 | 247121 | Bathroom
Ceiling Fixture | Incandescent |  | Standard A Lamp | 1 | 60 | 247122 | Bedroom
Table | Incandescent |  | Mini base | 1 | 40 | 247122 | Bedroom
Ceiling Fixture | Incandescent |  | Standard A Lamp | 2 | 60 | 247123 | Bedroom
Table | Incandescent |  | Reflector | 1 | 45 | 247123 | Bedroom
Ceiling Fixture | Compact Fluorescent |  | Twist | 2 | 15 | 247124 | Office
Table | Compact Fluorescent |  | Straight Tube | 1 | 27 | 247124 | Office
Table | Incandescent |  | Standard A Lamp | 1 | 100 | 247124 | Office
Chandelier (Hanging) | Compact Fluorescent |  | Twist | 6 | 15 | 247125 | Dining Room
Ceiling Fan | Compact Fluorescent |  | Straight Tube | 3 | 11 | 247126 | Family Room
Table | Incandescent |  | Standard A Lamp | 1 | 70 | 247126 | Family Room
Table | Incandescent |  | Standard A Lamp | 1 | 200 | 247126 | Family Room
Torchiere | Compact Fluorescent |  | Other | 1 | 22 | 247126 | Family Room
Table | Compact Fluorescent |  | Straight Tube | 1 | 27 | 247126 | Family Room
Garage door opener | Incandescent |  | Standard A Lamp | 1 | 60 | 247127 | Other
Ceiling Fixture | Incandescent |  | Standard A Lamp | 1 | 60 | 247127 | Other
Ceiling Fixture | Incandescent |  | Standard A Lamp | 1 | 100 | 247128 | Hall
Ceiling Fixture | Incandescent |  | Standard A Lamp | 1 | 60 | 247129 | Hall
Ceiling Fixture | Linear Fluorescent | 48 | T-12 | 4 | 40 | 2471210 | Kitchen
Ceiling Fixture | Incandescent |  | Standard A Lamp | 1 | 60 | 2471210 | Kitchen
Ceiling Fixture | Incandescent |  | Standard A Lamp | 2 | 60 | 2471210 | Kitchen
Ceiling Fixture | Incandescent |  | Standard A Lamp | 1 | 60 | 2471211 | Laundry Room
Table | Incandescent |  | Standard A Lamp | 1 | 60 | 2471212 | Living Room
Torchiere | Halogen |  | Quartz Tube | 1 | 150 | 2471212 | Living Room
Table | Incandescent |  | Standard A Lamp | 3 | 90 | 2471212 | Living Room
Floor lamp | Compact Fluorescent |  | Straight Tube | 1 | 11 | 2471212 | Living Room
Wall Mount | Incandescent |  | Globe | 6 | 40 | 2471213 | Bathroom
Ceiling Fixture | Incandescent |  | Standard A Lamp | 2 | 60 | 2471214 | Master Bedroom
Table | Incandescent |  | Standard A Lamp | 1 | 60 | 2471214 | Master Bedroom
Ceiling Fixture | Incandescent |  | Standard A Lamp | 1 | 100 | 2471215 | Closet
Table | Compact Fluorescent |  | Twist | 1 | 15 | 247191 | Bedroom
Ceiling Fixture | Incandescent |  | Standard A Lamp | 1 | 60 | 247192 | Bedroom
Table | Incandescent |  | Standard A Lamp | 1 | 60 | 247192 | Bedroom
Wall Mount | Incandescent |  | Clear | 3 | 40 | 247193 | Bathroom
Recessed Can | Incandescent |  | Reflector | 1 | 60 | 247193 | Bathroom
Ceiling Fixture | Incandescent |  | Standard A Lamp | 1 | 60 | 247194 | Closet
Chandelier (Hanging) | Incandescent |  | Standard A Lamp | 4 | 40 | 247195 | Dining Room
Ceiling Fixture | Incandescent |  | Standard A Lamp | 1 | 150 | 247196 | Garage
Ceiling Fixture | Incandescent |  | Standard A Lamp | 1 | 60 | 247197 | Hall
Recessed Can | Incandescent |  | Reflector | 1 | 65 | 247198 | Kitchen
Wall Mount | Halogen |  | MR | 1 | 50 | 247198 | Kitchen
Ceiling Fixture | Linear Fluorescent | 42 | T-12 | 2 | 32 | 247199 | Laundry Room
Floor lamp | Compact Fluorescent |  | Twist | 2 | 15 | 2471910 | Living Room
Table | Compact Fluorescent |  | Twist | 1 | 15 | 2471910 | Living Room
Wall Mount | Incandescent |  | Standard A Lamp | 1 | 40 | 2471910 | Living Room
Table | Compact Fluorescent |  | Straight Tube | 1 | 28 | 2471911 | Master Bedroom
Table | Incandescent |  | Standard A Lamp | 1 | 60 | 2471911 | Master Bedroom
Ceiling Fixture | Linear Fluorescent | 42 | T-12 | 2 | 40 | 2471912 | Office
Ceiling Fixture | Linear Fluorescent | 18 | T-12 | 2 | 20 | 2471913 | Closet
Ceiling Fixture | Incandescent |  | Standard A Lamp | 2 | 60 | 2471914 | Closet
Wall Mount | Incandescent |  | Standard A Lamp | 3 | 100 | 2471915 | Bathroom
Recessed Can | Halogen |  | PAR | 1 | 30 | 2471915 | Bathroom
Ceiling Fan | Incandescent |  | Standard A Lamp | 1 | 60 | 2471915 | Bathroom
Ceiling Fixture | Incandescent |  | Standard A Lamp | 1 | 60 | 247361 | Bedroom
Ceiling Fixture | Compact Fluorescent |  | Twist | 1 | 15 | 247361 | Bedroom
Ceiling Fixture | Incandescent |  | Standard A Lamp | 2 | 60 | 247362 | Bedroom
Ceiling Fixture | Compact Fluorescent |  | Twist | 1 | 15 | 247363 | Bathroom
Wall Mount | Incandescent |  | Standard A Lamp | 1 | 75 | 247363 | Bathroom
Ceiling Fixture | Incandescent |  | Globe | 1 | 75 | 247364 | Closet
Chandelier (Hanging) | Incandescent |  | Decorative | 5 | 25 | 247365 | Dining Room
Ceiling Fixture | Incandescent |  | Standard A Lamp | 3 | 60 | 247366 | Hall
Torchiere | Incandescent |  | Standard A Lamp | 3 | 60 | 247367 | Family Room
Chandelier (Hanging) | Incandescent |  | Standard A Lamp | 1 | 60 | 247367 | Family Room
Ceiling Fixture | Incandescent |  | Standard A Lamp | 1 | 60 | 247368 | Hall
Ceiling Fixture | Compact Fluorescent |  | Twist | 1 | 15 | 247368 | Hall
Ceiling Fixture | Incandescent |  | Globe | 1 | 75 | 247369 | Kitchen
Ceiling Fixture | Compact Fluorescent |  | Twist | 1 | 15 | 247369 | Kitchen
Table | Incandescent |  | Standard A Lamp | 1 | 60 | 2473610 | Living Room
Ceiling Fixture | Compact Fluorescent |  | Twist | 2 | 15 | 2473611 | Master Bedroom
Chandelier (Hanging) | Incandescent |  | Clear | 2 | 60 | 2473611 | Master Bedroom
Ceiling Fixture | Compact Fluorescent |  | Twist | 1 | 15 | 2473612 | Bathroom
Wall Mount | Compact Fluorescent |  | Twist | 2 | 15 | 2473612 | Bathroom
Ceiling Fixture | Compact Fluorescent |  | Twist | 2 | 15 | 2473613 | Laundry Room
Wall Mount | Incandescent |  | Mini base | 6 | 40 | 247631 | Bathroom
Wall Mount | Incandescent |  | Globe | 3 | 60 | 247632 | Bathroom
Ceiling Fixture | Incandescent |  | Standard A Lamp | 1 | 60 | 247632 | Bathroom
Exterior | Incandescent |  | Standard A Lamp | 1 | 60 | 247632 | Bathroom
Chandelier (Hanging) | Incandescent |  | Standard A Lamp | 1 | 60 | 247633 | Master Bedroom
Table | Incandescent |  | Standard A Lamp | 1 | 60 | 247633 | Master Bedroom
Table | Incandescent |  | Decorative | 1 | 60 | 247633 | Master Bedroom
Ceiling Fixture | Incandescent |  | Standard A Lamp | 1 | 60 | 247634 | Closet
Chandelier (Hanging) | Incandescent |  | Decorative | 1 | 60 | 247635 | Living Room
Floor lamp | Incandescent |  | 3-Way Incandescent | 1 | 75 | 247635 | Living Room
Table | Incandescent |  | 3-Way Incandescent | 1 | 200 | 247635 | Living Room
Ceiling Fixture | Linear Fluorescent | 48 | T-12 | 2 | 40 | 247636 | Kitchen
Architectural | Linear Fluorescent | 24 | T-12 | 2 | 20 | 247637 | Office
Ceiling Fixture | Incandescent |  | Standard A Lamp | 2 | 60 | 247637 | Office
Ceiling Fixture | Incandescent |  | Standard A Lamp | 1 | 60 | 247638 | Hall
Ceiling Fixture | Incandescent |  | Standard A Lamp | 2 | 60 | 247639 | Bedroom
Table | Incandescent |  | 3-Way Incandescent | 1 | 75 | 247639 | Bedroom
Ceiling Fixture | Incandescent |  | Standard A Lamp | 2 | 60 | 2476310 | Laundry Room
Wall Mount | Incandescent |  | Standard A Lamp | 6 | 100 | 247711 | Bathroom
Table | Incandescent |  | Standard A Lamp | 1 | 100 | 247712 | Bedroom
Ceiling Fan | Incandescent |  | Standard A Lamp | 1 | 100 | 247713 | Bedroom
Floor lamp | Incandescent |  | Standard A Lamp | 1 | 100 | 247713 | Bedroom
Wall Mount | Incandescent |  | Standard A Lamp | 1 | 100 | 247714 | Hall
Ceiling Fixture | Incandescent |  | Standard A Lamp | 1 | 100 | 247714 | Hall
Ceiling Fixture | Incandescent |  | Standard A Lamp | 1 | 60 | 247715 | Kitchen
Floor lamp | Incandescent |  | Standard A Lamp | 1 | 100 | 247716 | Living Room
Table | Incandescent |  | Standard A Lamp | 1 | 100 | 247716 | Living Room
Other | Linear Fluorescent | 6 | T-5 | 1 | 16 | 247716 | Living Room
Ceiling Fixture | Incandescent |  | Standard A Lamp | 1 | 60 | 247717 | Bedroom
Table | Incandescent |  | Standard A Lamp | 1 | 40 | 247791 | Bedroom
Ceiling Fixture | Incandescent |  | Standard A Lamp | 1 | 60 | 247791 | Bedroom
Ceiling Fixture | Incandescent |  | Standard A Lamp | 1 | 60 | 247792 | Bedroom
Table | Incandescent |  | Standard A Lamp | 1 | 60 | 247792 | Bedroom
Ceiling Fixture | Incandescent |  | Standard A Lamp | 1 | 100 | 247793 | Garage
Garage door opener | Incandescent |  | Standard A Lamp | 2 | 60 | 247793 | Garage
Chandelier (Hanging) | Compact Fluorescent |  | Twist | 5 | 15 | 247794 | Kitchen
Ceiling Fixture | Linear Fluorescent | 48 | T-12 | 1 | 40 | 247794 | Kitchen
Ceiling Fixture | Incandescent |  | Standard A Lamp | 1 | 60 | 247795 | Laundry Room
Ceiling Fan | Incandescent |  | Standard A Lamp | 4 | 60 | 247796 | Living Room
Table | Incandescent |  | Standard A Lamp | 1 | 65 | 247796 | Living Room
Table | Incandescent |  | Standard A Lamp | 1 | 65 | 247796 | Living Room
Ceiling Fixture | Incandescent |  | Standard A Lamp | 1 | 65 | 247797 | Bedroom
Ceiling Fan | Incandescent |  | Standard A Lamp | 1 | 60 | 247797 | Bedroom
Table | Incandescent |  | Standard A Lamp | 1 | 60 | 247797 | Bedroom
Wall Mount | Compact Fluorescent |  | Twist | 3 | 15 | 247798 | Bathroom
Wall Mount | Incandescent |  | Standard A Lamp | 1 | 90 | 248471 | Bathroom
Ceiling Fixture | Incandescent |  | Standard A Lamp | 2 | 60 | 248472 | Bedroom
Table | Incandescent |  | Standard A Lamp | 1 | 60 | 248472 | Bedroom
Ceiling Fixture | Incandescent |  | Standard A Lamp | 2 | 60 | 248473 | Bedroom
Ceiling Fixture | Compact Fluorescent |  | Twist | 2 | 22 | 248474 | Closet
Chandelier (Hanging) | Incandescent |  | Standard A Lamp | 6 | 60 | 248475 | Dining Room
Ceiling Fan | Incandescent |  | Standard A Lamp | 4 | 60 | 248476 | Family Room
Floor lamp | Incandescent |  | Standard A Lamp | 1 | 100 | 248476 | Family Room
Floor lamp | Incandescent |  | Standard A Lamp | 1 | 60 | 248476 | Family Room
Ceiling Fixture | Linear Fluorescent | 48 | T-12 | 2 | 40 | 248477 | Garage
Garage door opener | Incandescent |  | Standard A Lamp | 2 | 60 | 248477 | Garage
Ceiling Fixture | Halogen |  | MR | 3 | 50 | 248478 | Kitchen
Recessed Can | Incandescent |  | Standard A Lamp | 1 | 100 | 248478 | Kitchen
Recessed Can | Compact Fluorescent |  | Twist | 1 | 22 | 248478 | Kitchen
Ceiling Fixture | Linear Fluorescent | 42 | T-12 | 2 | 40 | 248479 | Laundry Room
Ceiling Fixture | Incandescent |  | Standard A Lamp | 2 | 90 | 2484710 | Master Bedroom
Wall Mount | Linear Fluorescent |  | Fluorescent Other | 1 | 20 | 2484710 | Master Bedroom
Architectural | Linear Fluorescent | 12 | Fluorescent Other | 1 | 15 | 2484711 | Office
Table | Incandescent |  | Standard A Lamp | 1 | 60 | 2484711 | Office
Wall Mount | Incandescent |  | Standard A Lamp | 2 | 60 | 2484712 | Bathroom
Ceiling Fixture | Incandescent |  | Standard A Lamp | 1 | 60 | 248541 | Bathroom
Ceiling Fixture | Incandescent |  | Standard A Lamp | 2 | 100 | 248542 | Bedroom
Table | Incandescent |  | 3-Way Incandescent | 1 | 100 | 248542 | Bedroom
Ceiling Fixture | Incandescent |  | Standard A Lamp | 3 | 60 | 248543 | Dining Room
Chandelier (Hanging) | Incandescent |  | Standard A Lamp | 5 | 60 | 248544 | Dining Room
Chandelier (Hanging) | Incandescent |  | Standard A Lamp | 1 | 60 | 248545 | Family Room
Ceiling Fan | Incandescent |  | Standard A Lamp | 4 | 40 | 248545 | Family Room
Ceiling Fixture | Incandescent |  | Standard A Lamp | 1 | 75 | 248545 | Family Room
Table | Incandescent |  | Mini base | 4 | 40 | 248545 | Family Room
Floor lamp | Compact Fluorescent |  | Twist | 5 | 15 | 248545 | Family Room
Wall Mount | Incandescent |  | Standard A Lamp | 1 | 60 | 248546 | Garage
Ceiling Fixture | Linear Fluorescent | 48 | T-12 | 2 | 60 | 248547 | Kitchen
Ceiling Fixture | Incandescent |  | Standard A Lamp | 1 | 60 | 248548 | Laundry Room
Ceiling Fan | Incandescent |  | Standard A Lamp | 1 | 60 | 248549 | Living Room
Ceiling Fixture | Incandescent |  | Standard A Lamp | 1 | 60 | 2485410 | Bathroom
Wall Mount | Incandescent |  | Mini base | 4 | 40 | 2485410 | Bathroom
Ceiling Fan | Incandescent |  | Standard A Lamp | 1 | 75 | 2485411 | Master Bedroom
Table | Incandescent |  | Mini base | 3 | 40 | 2485411 | Master Bedroom
Ceiling Fixture | Incandescent |  | Standard A Lamp | 2 | 100 | 2485412 | Bedroom
Table | Linear Fluorescent | 18 | T-8 | 2 | 16 | 2485412 | Bedroom
Table | Incandescent |  | Standard A Lamp | 1 | 60 | 2485412 | Bedroom

## DPCache_MF Lighting Inventory - (hidden)
LightingFixtureType | LightingLampCategory | LightingLampLength | LightingLampType | LightingLampsPerFixture | LightingWattsPerLamp | SiteID+room_it | RoomType
Ceiling Fixture | Compact Fluorescent |  | Twist | 1 | 13 | 1281 | Living Room
Wall Mount | Incandescent |  | Globe | 4 | 40 | 1281 | Living Room
Recessed Can | Incandescent |  | Heat Lamp | 1 | 250 | 1281 | Living Room
Ceiling Fixture | Incandescent |  | Standard A Lamp | 1 | 60 | 1281 | Living Room
Ceiling Fixture | Incandescent |  | Standard A Lamp | 1 | 60 | 1281 | Living Room
Ceiling Fixture | Incandescent |  | Standard A Lamp | 1 | 60 | 1281 | Living Room
Recessed - other | Incandescent |  | Mini base | 1 | 40 | 1281 | Living Room
Ceiling Fixture | Incandescent |  | Standard A Lamp | 1 | 60 | 1281 | Living Room
Wall Mount | Incandescent |  | Globe | 4 | 40 | 1282 | Bathroom
Recessed Can | Incandescent |  | Heat Lamp | 1 | 250 | 1282 | Bathroom
Ceiling Fixture | Compact Fluorescent |  | Twist | 1 | 23 | 1282 | Bathroom
Ceiling Fixture | Incandescent |  | Clear | 2 | 60 | 1282 | Bathroom
Recessed - other | Incandescent |  | Mini base | 1 | 40 | 1282 | Bathroom
Table | Compact Fluorescent |  | Twist | 1 | 26 | 1282 | Bathroom
Floor lamp | Compact Fluorescent |  | Pin base | 1 | 27 | 1282 | Bathroom
Ceiling Fixture | Compact Fluorescent |  | Twist | 1 | 23 | 1282 | Bathroom
Ceiling Fixture | Incandescent |  | Standard A Lamp | 1 | 60 | 1282 | Bathroom
Ceiling Fixture | Incandescent |  | Standard A Lamp | 1 | 60 | 1282 | Bathroom
Wall Mount | Incandescent |  | Globe | 4 | 40 | 1283 | Bathroom
Recessed Can | Incandescent |  | Heat Lamp | 1 | 250 | 1283 | Bathroom
Ceiling Fixture | Incandescent |  | Standard A Lamp | 1 | 60 | 1283 | Bathroom
Ceiling Fixture | Incandescent |  | Standard A Lamp | 1 | 60 | 1283 | Bathroom
Ceiling Fixture | Incandescent |  | Standard A Lamp | 1 | 100 | 1283 | Bathroom
Ceiling Fixture | Incandescent |  | Standard A Lamp | 1 | 100 | 1283 | Bathroom
Recessed - other | Incandescent |  | Mini base | 1 | 40 | 1283 | Bathroom
Floor lamp | Compact Fluorescent |  | Twist | 3 | 20 | 1283 | Bathroom
Ceiling Fixture | Incandescent |  | Standard A Lamp | 1 | 60 | 1283 | Bathroom
Table | Compact Fluorescent |  | Twist | 1 | 20 | 1283 | Bathroom
Ceiling Fixture | Incandescent |  | Standard A Lamp | 1 | 100 | 1283 | Bathroom
Recessed - other | Incandescent |  | Heat Lamp | 1 | 250 | 101371 | Bathroom
Wall Mount | Compact Fluorescent |  | Globe | 4 | 14 | 101371 | Bathroom
Table | Incandescent |  | Standard A Lamp | 1 | 120 | 101371 | Bathroom
Ceiling Fixture | Incandescent |  | Standard A Lamp | 1 | 60 | 101371 | Bathroom
Ceiling Fixture | Compact Fluorescent |  | Twist | 1 | 14 | 101371 | Bathroom
Ceiling Fixture | Linear Fluorescent | 3 | T-8 | 2 | 32 | 101371 | Bathroom
Other | Compact Fluorescent |  | Twist | 1 | 14 | 101371 | Bathroom
Ceiling Fixture | Compact Fluorescent |  | Twist | 2 | 14 | 101371 | Bathroom
Ceiling Fixture | Compact Fluorescent |  | Twist | 1 | 14 | 101371 | Bathroom
Ceiling Fixture | Compact Fluorescent |  | Reflector | 3 | 14 | 101371 | Bathroom
Table | Compact Fluorescent |  | Twist | 1 | 20 | 101371 | Bathroom
Torchiere | Incandescent |  | Globe | 1 | 100 | 101371 | Bathroom
Table | Incandescent |  | Standard A Lamp | 1 | 100 | 101371 | Bathroom
Wall Mount | Incandescent |  | Reflector | 4 | 30 | 101372 | Bathroom
Recessed - other | Incandescent |  | Heat Lamp | 1 | 250 | 101372 | Bathroom
Table | Incandescent |  | Globe | 1 | 60 | 101372 | Bathroom
Ceiling Fixture | Incandescent |  | Clear | 1 | 60 | 101372 | Bathroom
Ceiling Fixture | Incandescent |  | Standard A Lamp | 1 | 100 | 101372 | Bathroom
Ceiling Fan | Compact Fluorescent |  | Twist | 4 | 14 | 101372 | Bathroom
Ceiling Fixture | Linear Fluorescent | 3 | T-8 | 2 | 32 | 101372 | Bathroom
Other | Compact Fluorescent |  | Twist | 1 | 14 | 101372 | Bathroom
Ceiling Fixture | Incandescent |  | Standard A Lamp | 1 | 60 | 101372 | Bathroom
Ceiling Fixture | Incandescent |  | Reflector | 3 | 65 | 101372 | Bathroom
Torchiere | Compact Fluorescent |  | Twist | 1 | 15 | 101372 | Bathroom
Wall Mount | Compact Fluorescent |  | Twist | 3 | 15 | 102381 | Bathroom
Ceiling Fixture | Compact Fluorescent |  | Twist | 2 | 15 | 102381 | Bathroom
Chandelier (Hanging) | Incandescent |  | Decorative | 3 | 40 | 102381 | Bathroom
Ceiling Fixture | Incandescent |  | Standard A Lamp | 2 | 60 | 102381 | Bathroom
Ceiling Fixture | Linear Fluorescent | 4 | T-12 | 2 | 40 | 102381 | Bathroom
Ceiling Fixture | Incandescent |  | Standard A Lamp | 2 | 60 | 102381 | Bathroom
Wall Mount | Compact Fluorescent |  | Twist | 3 | 15 | 102381 | Bathroom
Recessed - other | Incandescent |  | Heat Lamp | 1 | 250 | 102381 | Bathroom
Ceiling Fixture | Compact Fluorescent |  | Twist | 2 | 15 | 102381 | Bathroom
Table | Incandescent |  | Standard A Lamp | 1 | 60 | 102381 | Bathroom
Wall Mount | Incandescent |  | Globe | 3 | 40 | 102382 | Bathroom
Ceiling Fixture | Compact Fluorescent |  | Twist | 2 | 15 | 102382 | Bathroom
Ceiling Fixture | Compact Fluorescent |  | Twist | 2 | 15 | 102382 | Bathroom
Ceiling Fan | Incandescent |  | Decorative | 3 | 25 | 102382 | Bathroom
Ceiling Fixture | Compact Fluorescent |  | Twist | 1 | 15 | 102382 | Bathroom
Ceiling Fixture | Linear Fluorescent | 4 | T-12 | 2 | 40 | 102382 | Bathroom
Ceiling Fixture | Compact Fluorescent |  | Pin base | 1 | 15 | 102382 | Bathroom
Track | Compact Fluorescent |  | Twist | 3 | 15 | 102382 | Bathroom
Ceiling Fixture | Compact Fluorescent |  | Twist | 1 | 15 | 102382 | Bathroom
Ceiling Fixture | Compact Fluorescent |  | Twist | 2 | 15 | 102382 | Bathroom
Wall Mount | Incandescent |  | Globe | 3 | 40 | 102383 | Bathroom
Ceiling Fan | Incandescent |  | Heat Lamp | 1 | 250 | 102383 | Bathroom
Ceiling Fan | Compact Fluorescent |  | Twist | 1 | 15 | 102383 | Bathroom
Chandelier (Hanging) | Incandescent |  | Decorative | 3 | 40 | 102383 | Bathroom
Ceiling Fixture | Incandescent |  | Standard A Lamp | 2 | 60 | 102383 | Bathroom
Ceiling Fixture | Linear Fluorescent | 4 | T-12 | 2 | 40 | 102383 | Bathroom
Floor lamp | Incandescent |  | Standard A Lamp | 1 | 60 | 102383 | Bathroom
Ceiling Fixture | Compact Fluorescent |  | Twist | 2 | 15 | 102383 | Bathroom
Wall Mount | Compact Fluorescent |  | Twist | 3 | 15 | 102383 | Bathroom
Ceiling Fixture | Compact Fluorescent |  | Twist | 2 | 15 | 102383 | Bathroom
Recessed - other | Incandescent |  | Heat Lamp | 1 | 250 | 102383 | Bathroom
Ceiling Fixture | Compact Fluorescent |  | Twist | 2 | 15 | 102383 | Bathroom
Table | Incandescent |  | Standard A Lamp | 1 | 60 | 102383 | Bathroom
Floor lamp | Incandescent |  | Standard A Lamp | 1 | 60 | 102383 | Bathroom
Wall Mount | Compact Fluorescent |  | Twist | 3 | 15 | 102601 | Bathroom
Ceiling Fixture | Incandescent |  | Standard A Lamp | 2 | 60 | 102601 | Bathroom
Chandelier (Hanging) | Compact Fluorescent |  | Twist | 1 | 15 | 102601 | Bathroom
Ceiling Fixture | Compact Fluorescent |  | Twist | 1 | 15 | 102601 | Bathroom
Ceiling Fixture | Linear Fluorescent | 2 | T-12 | 2 | 16 | 102601 | Bathroom
Ceiling Fan | Incandescent |  | Standard A Lamp | 2 | 60 | 102601 | Bathroom
Torchiere | Incandescent |  | Standard A Lamp | 1 | 60 | 102601 | Bathroom
Track | Compact Fluorescent |  | Twist | 3 | 15 | 102601 | Bathroom
Wall Mount | Compact Fluorescent |  | Twist | 2 | 15 | 102601 | Bathroom
Ceiling Fixture | Compact Fluorescent |  | Twist | 1 | 15 | 102601 | Bathroom
Wall Mount | Compact Fluorescent |  | Twist | 3 | 15 | 102602 | Bathroom
Ceiling Fixture | Incandescent |  | Standard A Lamp | 2 | 60 | 102602 | Bathroom
Ceiling Fixture | Incandescent |  | Standard A Lamp | 1 | 60 | 102602 | Bathroom
Ceiling Fixture | Compact Fluorescent |  | Twist | 1 | 60 | 102602 | Bathroom
Ceiling Fixture | Incandescent |  | Standard A Lamp | 1 | 60 | 102602 | Bathroom
Wall Mount | Incandescent |  | Standard A Lamp | 2 | 60 | 102603 | Bathroom
Ceiling Fixture | Compact Fluorescent |  | Twist | 1 | 22 | 102603 | Bathroom
Chandelier (Hanging) | Compact Fluorescent |  | Twist | 1 | 22 | 102603 | Bathroom
Ceiling Fixture | Compact Fluorescent |  | Twist | 1 | 15 | 102603 | Bathroom
Track | Compact Fluorescent |  | Twist | 3 | 15 | 102603 | Bathroom
Track | Compact Fluorescent |  | Twist | 3 | 15 | 102603 | Bathroom
Wall Mount | Compact Fluorescent |  | Twist | 2 | 15 | 102603 | Bathroom
Track | Compact Fluorescent |  | Twist | 3 | 15 | 102603 | Bathroom
Ceiling Fixture | Incandescent |  | Standard A Lamp | 1 | 60 | 102603 | Bathroom
Wall Mount | Compact Fluorescent |  | Twist | 2 | 23 | 103231 | Bathroom
Ceiling Fixture | Incandescent |  | Standard A Lamp | 1 | 65 | 103231 | Bathroom
Ceiling Fixture | Incandescent |  | Standard A Lamp | 1 | 65 | 103231 | Bathroom
Ceiling Fixture | Incandescent |  | Standard A Lamp | 1 | 60 | 103231 | Bathroom
Wall Mount | Compact Fluorescent |  | Twist | 1 | 23 | 103231 | Bathroom
Wall Mount | Linear Fluorescent | 2 | T-12 | 1 | 15 | 103231 | Bathroom
Ceiling Fixture | Compact Fluorescent |  | Twist | 2 | 23 | 103231 | Bathroom
Table | Incandescent |  | Standard A Lamp | 2 | 60 | 103231 | Bathroom
Table | Compact Fluorescent |  | Twist | 1 | 23 | 103231 | Bathroom
Wall Mount | Incandescent |  | Standard A Lamp | 2 | 60 | 103232 | Bathroom
Ceiling Fixture | Incandescent |  | Standard A Lamp | 2 | 60 | 103232 | Bathroom
Ceiling Fixture | Incandescent |  | Standard A Lamp | 1 | 60 | 103232 | Bathroom
Wall Mount | Incandescent |  | Standard A Lamp | 1 | 60 | 103232 | Bathroom
Table | Incandescent |  | Standard A Lamp | 3 | 100 | 103232 | Bathroom
Ceiling Fixture | Incandescent |  | Standard A Lamp | 2 | 60 | 103232 | Bathroom
Ceiling Fixture | Incandescent |  | Standard A Lamp | 1 | 60 | 103232 | Bathroom
Wall Mount | Incandescent |  | Standard A Lamp | 2 | 75 | 103233 | Bathroom
Ceiling Fixture | Incandescent |  | Standard A Lamp | 1 | 100 | 103233 | Bathroom
Table | Halogen |  | Other | 1 | 20 | 103233 | Bathroom
Table | Compact Fluorescent |  | Pin base | 1 | 27 | 103233 | Bathroom
Table | Incandescent |  | Standard A Lamp | 1 | 60 | 103233 | Bathroom
Ceiling Fixture | Incandescent |  | Standard A Lamp | 1 | 100 | 103233 | Bathroom
Wall Mount | Incandescent |  | Other | 1 | 60 | 103233 | Bathroom
Wall Mount | Linear Fluorescent | 2 | T-12 | 1 | 15 | 103233 | Bathroom
Ceiling Fixture | Incandescent |  | Standard A Lamp | 1 | 75 | 103233 | Bathroom
Ceiling Fixture | Incandescent |  | Standard A Lamp | 3 | 75 | 103233 | Bathroom
Ceiling Fixture | Compact Fluorescent |  | Twist | 2 | 13 | 104001 | Bathroom
Ceiling Fan | Incandescent |  | Standard A Lamp | 2 | 60 | 104001 | Bathroom
Recessed Can | Incandescent |  | Heat Lamp | 1 | 500 | 104001 | Bathroom
Ceiling Fixture | Compact Fluorescent |  | Twist | 1 | 13 | 104001 | Bathroom
Floor lamp | Compact Fluorescent |  | Twist | 5 | 13 | 104001 | Bathroom
Ceiling Fixture | Compact Fluorescent |  | Twist | 1 | 13 | 104001 | Bathroom
Ceiling Fixture | Compact Fluorescent |  | Twist | 2 | 23 | 104001 | Bathroom
Other | Compact Fluorescent |  | Twist | 1 | 13 | 104001 | Bathroom
Chandelier (Hanging) | Compact Fluorescent |  | Twist | 1 | 23 | 104001 | Bathroom
Floor lamp | Compact Fluorescent |  | Twist | 1 | 23 | 104001 | Bathroom
Ceiling Fixture | Incandescent |  | Standard A Lamp | 1 | 100 | 104001 | Bathroom
Floor lamp | Compact Fluorescent |  | Twist | 1 | 23 | 104001 | Bathroom
Ceiling Fixture | Compact Fluorescent |  | Twist | 1 | 23 | 104001 | Bathroom
Table | Compact Fluorescent |  | Twist | 1 | 13 | 104001 | Bathroom
Ceiling Fixture | Incandescent |  | Standard A Lamp | 2 | 25 | 104002 | Closet
Wall Mount | Incandescent |  | Standard A Lamp | 4 | 40 | 104002 | Closet
Ceiling Fixture | Incandescent |  | Heat Lamp | 1 | 250 | 104002 | Closet
Table | Incandescent |  | Standard A Lamp | 1 | 60 | 104002 | Closet
Ceiling Fixture | Incandescent |  | Standard A Lamp | 4 | 40 | 104002 | Closet
Other | Incandescent |  | Standard A Lamp | 1 | 25 | 104002 | Closet
Ceiling Fixture | Linear Fluorescent | 2 | T-8 | 2 | 20 | 104002 | Closet
Other | Compact Fluorescent |  | Twist | 1 | 13 | 104002 | Closet
Ceiling Fixture | Incandescent |  | Standard A Lamp | 1 | 60 | 104002 | Closet
Floor lamp | Incandescent |  | Standard A Lamp | 1 | 60 | 104002 | Closet
Table | Incandescent |  | Standard A Lamp | 1 | 40 | 104002 | Closet
Ceiling Fixture | Incandescent |  | Reflector | 1 | 250 | 104003 | Bathroom
Wall Mount | Incandescent |  | Standard A Lamp | 5 | 40 | 104003 | Bathroom
Floor lamp | Incandescent |  | 3-Way Incandescent | 1 | 90 | 104003 | Bathroom
Table | Halogen |  | PAR | 1 | 50 | 104003 | Bathroom
Ceiling Fixture | Incandescent |  | Standard A Lamp | 1 | 60 | 104003 | Bathroom
Track | Halogen |  | PAR | 5 | 50 | 104003 | Bathroom
Chandelier (Hanging) | Incandescent |  | Standard A Lamp | 6 | 25 | 104003 | Bathroom
Floor lamp | Incandescent |  | Standard A Lamp | 1 | 60 | 104003 | Bathroom
Floor lamp | Halogen |  | PAR | 1 | 40 | 104003 | Bathroom
Table | Incandescent |  | Standard A Lamp | 1 | 60 | 104003 | Bathroom
Ceiling Fixture | Incandescent |  | Standard A Lamp | 1 | 60 | 104003 | Bathroom
Wall Mount | Incandescent |  | Standard A Lamp | 4 | 40 | 104771 | Bathroom
Table | Compact Fluorescent |  | Twist | 1 | 15 | 104771 | Bathroom
Ceiling Fixture | Compact Fluorescent |  | Twist | 1 | 15 | 104771 | Bathroom
Chandelier (Hanging) | Compact Fluorescent |  | Twist | 1 | 22 | 104771 | Bathroom
Floor lamp | Compact Fluorescent |  | Twist | 2 | 15 | 104771 | Bathroom
Ceiling Fixture | Compact Fluorescent |  | Twist | 1 | 15 | 104771 | Bathroom
Ceiling Fixture | Compact Fluorescent |  | Twist | 2 | 15 | 104771 | Bathroom
Chandelier (Hanging) | Compact Fluorescent |  | Twist | 1 | 15 | 104771 | Bathroom
Ceiling Fixture | Compact Fluorescent |  | A shape bulb | 2 | 15 | 104772 | Kitchen
Floor lamp | Compact Fluorescent |  | Twist | 2 | 15 | 104772 | Kitchen
Ceiling Fixture | Compact Fluorescent |  | Twist | 1 | 15 | 104772 | Kitchen
Wall Mount | Compact Fluorescent |  | Twist | 4 | 15 | 104772 | Kitchen
Recessed - other | Incandescent |  | Heat Lamp | 1 | 150 | 104772 | Kitchen
Wall Mount | Incandescent |  | Standard A Lamp | 4 | 60 | 104773 | Bathroom
Recessed - other | Incandescent |  | Heat Lamp | 1 | 150 | 104773 | Bathroom
Wall Mount | Incandescent |  | Standard A Lamp | 4 | 60 | 104773 | Bathroom
Table | Incandescent |  | Standard A Lamp | 1 | 60 | 104773 | Bathroom
Chandelier (Hanging) | Incandescent |  | Standard A Lamp | 1 | 60 | 104773 | Bathroom
Ceiling Fixture | Compact Fluorescent |  | Twist | 1 | 15 | 104773 | Bathroom
Ceiling Fixture | Incandescent |  | Standard A Lamp | 1 | 60 | 104773 | Bathroom
Table | Incandescent |  | Standard A Lamp | 1 | 100 | 104773 | Bathroom
Ceiling Fixture | Incandescent |  | Mini base | 3 | 24 | 104801 | Bathroom
Wall Mount | Other |  | LED Interior | 3 | 2 | 104801 | Bathroom
Ceiling Fixture | Incandescent |  | Standard A Lamp | 2 | 60 | 104801 | Bathroom
Table | Compact Fluorescent |  | Circline (Screw Base) | 2 | 32 | 104801 | Bathroom
Recessed - other | Incandescent |  | Mini base | 2 | 40 | 104801 | Bathroom
Ceiling Fixture | Incandescent |  | Standard A Lamp | 1 | 60 | 104801 | Bathroom
Floor lamp | Incandescent |  | Standard A Lamp | 1 | 150 | 104801 | Bathroom
Table | Incandescent |  | Standard A Lamp | 1 | 150 | 104801 | Bathroom
Table | Incandescent |  | Standard A Lamp | 1 | 60 | 104801 | Bathroom
Chandelier (Hanging) | Other |  | LED Interior | 5 | 2 | 104801 | Bathroom
Ceiling Fixture | Incandescent |  | Standard A Lamp | 2 | 60 | 104801 | Bathroom
Chandelier (Hanging) | Other |  | LED Interior | 5 | 2 | 104801 | Bathroom
Table | Incandescent |  | Standard A Lamp | 1 | 40 | 104801 | Bathroom
Wall Mount | Incandescent |  | Standard A Lamp | 4 | 60 | 104802 | Bathroom
Ceiling Fixture | Incandescent |  | Standard A Lamp | 1 | 75 | 104802 | Bathroom
Ceiling Fixture | Compact Fluorescent |  | Twist | 1 | 125 | 104802 | Bathroom
Recessed - other | Incandescent |  | Standard A Lamp | 1 | 40 | 104802 | Bathroom
Ceiling Fixture | Compact Fluorescent |  | Twist | 2 | 13 | 104802 | Bathroom
Floor lamp | Compact Fluorescent |  | Twist | 1 | 26 | 104802 | Bathroom
Ceiling Fixture | Compact Fluorescent |  | Twist | 1 | 13 | 104802 | Bathroom
Wall Mount | Compact Fluorescent |  | Globe | 4 | 9 | 104951 | Bathroom
Wall Mount | Compact Fluorescent |  | Globe | 4 | 9 | 104951 | Bathroom
Table | Compact Fluorescent |  | Mini base | 1 | 9 | 104951 | Bathroom
Chandelier (Hanging) | Incandescent |  | Globe | 1 | 60 | 104951 | Bathroom
Table | Incandescent |  | Standard A Lamp | 1 | 60 | 104951 | Bathroom
Wall Mount | Compact Fluorescent |  | Twist | 1 | 9 | 104951 | Bathroom
Ceiling Fixture | Compact Fluorescent |  | Twist | 2 | 23 | 104951 | Bathroom
Ceiling Fixture | Linear Fluorescent | 4 | T-12 | 2 | 40 | 104951 | Bathroom
Other | Compact Fluorescent |  | Twist | 1 | 14 | 104951 | Bathroom
Table | Compact Fluorescent |  | Twist | 1 | 13 | 104951 | Bathroom
Floor lamp | Compact Fluorescent |  | Twist | 13 | 13 | 104951 | Bathroom
Chandelier (Hanging) | Incandescent |  | Globe | 1 | 150 | 104951 | Bathroom
Ceiling Fixture | Compact Fluorescent |  | Twist | 2 | 23 | 104951 | Bathroom
Wall Mount | Compact Fluorescent |  | Globe | 4 | 9 | 104952 | Bathroom
Table | Compact Fluorescent |  | Twist | 1 | 9 | 104952 | Bathroom
Ceiling Fixture | Compact Fluorescent |  | Twist | 1 | 13 | 104952 | Bathroom
Ceiling Fixture | Compact Fluorescent |  | Twist | 1 | 13 | 104952 | Bathroom
Ceiling Fixture | Linear Fluorescent | 4 | T-12 | 2 | 40 | 104952 | Bathroom
Chandelier (Hanging) | Compact Fluorescent |  | A shape bulb | 1 | 14 | 104952 | Bathroom
Table | Compact Fluorescent |  | A shape bulb | 1 | 14 | 104952 | Bathroom
Wall Mount | Incandescent |  | Globe | 4 | 9 | 104953 | Bathroom
Wall Mount | Compact Fluorescent |  | Globe | 4 | 9 | 104953 | Bathroom
Floor lamp | Compact Fluorescent |  | A shape bulb | 5 | 14 | 104953 | Bathroom
Table | Compact Fluorescent |  | Twist | 2 | 23 | 104953 | Bathroom
Floor lamp | Incandescent |  | Twist | 5 | 60 | 104953 | Bathroom
Table | Incandescent |  | Decorative | 1 | 40 | 104953 | Bathroom
Table | Halogen |  | Other | 1 | 50 | 104953 | Bathroom
Ceiling Fixture | Compact Fluorescent |  | Twist | 1 | 20 | 104953 | Bathroom
Ceiling Fixture | Linear Fluorescent | 4 | T-12 | 2 | 40 | 104953 | Bathroom
Other | Incandescent |  | Standard A Lamp | 1 | 40 | 104953 | Bathroom
Table | Compact Fluorescent |  | Mini base | 1 | 7 | 104953 | Bathroom
Other | Incandescent |  | Decorative | 1 | 25 | 104953 | Bathroom
Floor lamp | Incandescent |  | 3-Way Incandescent | 1 | 150 | 104953 | Bathroom
Ceiling Fixture | Compact Fluorescent |  | A shape bulb | 1 | 14 | 104953 | Bathroom
Ceiling Fixture | Compact Fluorescent |  | Twist | 1 | 20 | 104953 | Bathroom
Recessed - other | Incandescent |  | Heat Lamp | 1 | 250 | 105191 | Bathroom
Wall Mount | Incandescent |  | Standard A Lamp | 3 | 60 | 105191 | Bathroom
Wall Mount | Incandescent |  | Standard A Lamp | 3 | 60 | 105191 | Bathroom
Recessed - other | Incandescent |  | Heat Lamp | 1 | 250 | 105191 | Bathroom
Table | Compact Fluorescent |  | Twist | 1 | 13 | 105191 | Bathroom
Floor lamp | Compact Fluorescent |  | Twist | 1 | 13 | 105191 | Bathroom
Ceiling Fixture | Incandescent |  | Standard A Lamp | 2 | 60 | 105191 | Bathroom
Wall Mount | Incandescent |  | Standard A Lamp | 1 | 60 | 105191 | Bathroom
Other | Incandescent |  | Mini base | 1 | 40 | 105191 | Bathroom
Ceiling Fixture | Linear Fluorescent | 4 | T-8 | 2 | 32 | 105191 | Bathroom
Ceiling Fixture | Incandescent |  | Standard A Lamp | 2 | 60 | 105191 | Bathroom
Track | Halogen |  | MR | 5 | 50 | 105191 | Bathroom
Wall Mount | Incandescent |  | Globe | 3 | 40 | 105192 | Bathroom
Recessed - other | Incandescent |  | Heat Lamp | 1 | 250 | 105192 | Bathroom
Table | Incandescent |  | Standard A Lamp | 2 | 60 | 105192 | Bathroom
Ceiling Fixture | Compact Fluorescent |  | Twist | 2 | 13 | 105192 | Bathroom
Wall Mount | Incandescent |  | Standard A Lamp | 1 | 60 | 105192 | Bathroom
Table | Compact Fluorescent |  | Twist | 1 | 11 | 105192 | Bathroom
Other | Incandescent |  | Standard A Lamp | 1 | 40 | 105192 | Bathroom
Ceiling Fixture | Linear Fluorescent | 4 | T-8 | 2 | 32 | 105192 | Bathroom
Ceiling Fixture | Compact Fluorescent |  | Twist | 2 | 13 | 105192 | Bathroom
Table | Compact Fluorescent |  | Mini base | 2 | 10 | 105192 | Bathroom
Floor lamp | Compact Fluorescent |  | Mini base | 5 | 10 | 105192 | Bathroom
Other | Other |  | Other | 1 | 25 | 105192 | Bathroom
Track | Halogen |  | MR | 4 | 50 | 105192 | Bathroom
Wall Mount | Incandescent |  | Globe | 3 | 40 | 105193 | Bathroom
Recessed - other | Incandescent |  | Heat Lamp | 1 | 250 | 105193 | Bathroom
Table | Incandescent |  | Standard A Lamp | 1 | 150 | 105193 | Bathroom
Ceiling Fixture | Compact Fluorescent |  | Twist | 2 | 13 | 105193 | Bathroom
Floor lamp | Incandescent |  | Standard A Lamp | 1 | 60 | 105193 | Bathroom
Table | Incandescent |  | 3-Way Incandescent | 1 | 150 | 105193 | Bathroom
Wall Mount | Incandescent |  | Standard A Lamp | 1 | 60 | 105193 | Bathroom
Other | Incandescent |  | Standard A Lamp | 1 | 40 | 105193 | Bathroom
Ceiling Fixture | Linear Fluorescent | 2 | T-8 | 1 | 32 | 105193 | Bathroom
Ceiling Fixture | Compact Fluorescent |  | Twist | 2 | 13 | 105193 | Bathroom
Floor lamp | Incandescent |  | 3-Way Incandescent | 1 | 150 | 105193 | Bathroom
Track | Halogen |  | MR | 3 | 50 | 105193 | Bathroom
Wall Mount | Compact Fluorescent |  | Twist | 3 | 13 | 105871 | Bathroom
Ceiling Fixture | Compact Fluorescent |  | Twist | 1 | 14 | 105871 | Bathroom
Floor lamp | Compact Fluorescent |  | Twist | 1 | 12 | 105871 | Bathroom
Chandelier (Hanging) | Compact Fluorescent |  | Twist | 3 | 13 | 105871 | Bathroom
Ceiling Fixture | Compact Fluorescent |  | Twist | 1 | 13 | 105871 | Bathroom
Ceiling Fixture | Linear Fluorescent | 4 | T-8 | 2 | 32 | 105871 | Bathroom
Other | Incandescent |  | Decorative | 1 | 40 | 105871 | Bathroom
Floor lamp | Incandescent |  | Standard A Lamp | 2 | 75 | 105871 | Bathroom
Wall Mount | Compact Fluorescent |  | Twist | 3 | 13 | 105872 | Bathroom
Table | Compact Fluorescent |  | Twist | 1 | 13 | 105872 | Bathroom
Table | Compact Fluorescent |  | Twist | 1 | 13 | 105872 | Bathroom
Chandelier (Hanging) | Compact Fluorescent |  | Twist | 3 | 14 | 105872 | Bathroom
Ceiling Fixture | Compact Fluorescent |  | Twist | 1 | 14 | 105872 | Bathroom
Ceiling Fixture | Linear Fluorescent | 4 | T-8 | 2 | 32 | 105872 | Bathroom
Other | Incandescent |  | Standard A Lamp | 1 | 40 | 105872 | Bathroom
Floor lamp | Compact Fluorescent |  | Twist | 1 | 14 | 105872 | Bathroom
Ceiling Fixture | Halogen |  | PAR | 1 | 40 | 105872 | Bathroom
Wall Mount | Incandescent |  | Globe | 6 | 40 | 106141 | Bathroom
Recessed - other | Incandescent |  | Reflector | 1 | 150 | 106141 | Bathroom
Recessed - other | Incandescent |  | Heat Lamp | 1 | 250 | 106141 | Bathroom
Recessed - other | Incandescent |  | Reflector | 1 | 150 | 106141 | Bathroom
Recessed - other | Incandescent |  | Heat Lamp | 1 | 250 | 106141 | Bathroom
Table | Compact Fluorescent |  | Twist | 1 | 13 | 106141 | Bathroom
Table | Incandescent |  | 3-Way Incandescent | 1 | 150 | 106141 | Bathroom
Table | Incandescent |  | Standard A Lamp | 1 | 60 | 106141 | Bathroom
Ceiling Fixture | Compact Fluorescent |  | Twist | 1 | 13 | 106141 | Bathroom
Ceiling Fan | Compact Fluorescent |  | Twist | 2 | 13 | 106141 | Bathroom
Other | Incandescent |  | Decorative | 1 | 40 | 106141 | Bathroom
Floor lamp | Incandescent |  | 3-Way Incandescent | 1 | 150 | 106141 | Bathroom
Floor lamp | Incandescent |  | Standard A Lamp | 1 | 77 | 106141 | Bathroom
Ceiling Fixture | Compact Fluorescent |  | Twist | 1 | 13 | 106141 | Bathroom
Ceiling Fixture | Incandescent |  | Standard A Lamp | 1 | 60 | 106141 | Bathroom
Recessed - other | Incandescent |  | Heat Lamp | 1 | 250 | 106142 | Bathroom
Wall Mount | Compact Fluorescent |  | Globe | 3 | 15 | 106142 | Bathroom
Recessed - other | Incandescent |  | Reflector | 1 | 75 | 106142 | Bathroom
Table | Compact Fluorescent |  | Twist | 1 | 13 | 106142 | Bathroom
Ceiling Fixture | Incandescent |  | Standard A Lamp | 1 | 60 | 106142 | Bathroom
Table | Compact Fluorescent |  | Twist | 1 | 13 | 106142 | Bathroom
Ceiling Fixture | Incandescent |  | Standard A Lamp | 1 | 60 | 106142 | Bathroom
Other | Incandescent |  | Decorative | 1 | 40 | 106142 | Bathroom
Table | Compact Fluorescent |  | Twist | 1 | 13 | 106142 | Bathroom
Floor lamp | Incandescent |  | Standard A Lamp | 1 | 150 | 106142 | Bathroom
Ceiling Fixture | Incandescent |  | Standard A Lamp | 1 | 60 | 106142 | Bathroom
Recessed - other | Incandescent |  | Reflector | 1 | 150 | 106143 | Bathroom
Recessed - other | Incandescent |  | Heat Lamp | 1 | 250 | 106143 | Bathroom
Wall Mount | Compact Fluorescent |  | Globe | 6 | 14 | 106143 | Bathroom
Recessed - other | Incandescent |  | Reflector | 1 | 150 | 106143 | Bathroom
Recessed - other | Incandescent |  | Heat Lamp | 1 | 250 | 106143 | Bathroom
Wall Mount | Incandescent |  | Globe | 6 | 40 | 106143 | Bathroom
Chandelier (Hanging) | Incandescent |  | Standard A Lamp | 1 | 100 | 106143 | Bathroom
Table | Incandescent |  | Standard A Lamp | 1 | 40 | 106143 | Bathroom
Ceiling Fixture | Compact Fluorescent |  | Twist | 2 | 13 | 106143 | Bathroom
Other | Incandescent |  | Decorative | 1 | 40 | 106143 | Bathroom
Table | Incandescent |  | Standard A Lamp | 1 | 60 | 106143 | Bathroom
Ceiling Fixture | Incandescent |  | Standard A Lamp | 2 | 75 | 106143 | Bathroom
Floor lamp | Compact Fluorescent |  | Twist | 1 | 23 | 106143 | Bathroom
Ceiling Fixture | Incandescent |  | Standard A Lamp | 1 | 100 | 106143 | Bathroom
Chandelier (Hanging) | Compact Fluorescent |  | Twist | 1 | 23 | 106143 | Bathroom
Table | Incandescent |  | 3-Way Incandescent | 1 | 150 | 106143 | Bathroom
Table | Compact Fluorescent |  | Twist | 1 | 15 | 106143 | Bathroom
Table | Incandescent |  | Globe | 1 | 25 | 106143 | Bathroom
Table | Compact Fluorescent |  | Twist | 1 | 19 | 106143 | Bathroom
Track | Compact Fluorescent |  | Twist | 3 | 16 | 106143 | Bathroom
Ceiling Fixture | Incandescent |  | Standard A Lamp | 1 | 60 | 106143 | Bathroom
Wall Mount | Compact Fluorescent |  | Circline (Screw Base) | 1 | 22 | 106231 | Bathroom
Ceiling Fixture | Compact Fluorescent |  | Twist | 1 | 22 | 106231 | Bathroom
Ceiling Fixture | Compact Fluorescent |  | Circline (Screw Base) | 1 | 22 | 106231 | Bathroom
Wall Mount | Compact Fluorescent |  | Circline (Screw Base) | 1 | 22 | 106232 | Bathroom
Ceiling Fixture | Compact Fluorescent |  | Twist | 1 | 15 | 106232 | Bathroom
Ceiling Fixture | Compact Fluorescent |  | Twist | 2 | 15 | 106232 | Bathroom
Table | Compact Fluorescent |  | Straight Tube | 1 | 15 | 106232 | Bathroom
Ceiling Fixture | Compact Fluorescent |  | Twist | 1 | 15 | 106232 | Bathroom
Ceiling Fixture | Compact Fluorescent |  | Twist | 2 | 15 | 106232 | Bathroom
Floor lamp | Compact Fluorescent |  | Twist | 1 | 15 | 106232 | Bathroom
Ceiling Fixture | Compact Fluorescent |  | Twist | 2 | 15 | 106232 | Bathroom
Wall Mount | Compact Fluorescent |  | Circline (Screw Base) | 1 | 15 | 106232 | Bathroom
Ceiling Fixture | Compact Fluorescent |  | Twist | 2 | 15 | 106232 | Bathroom
Ceiling Fixture | Compact Fluorescent |  | Twist | 1 | 15 | 106232 | Bathroom
Ceiling Fixture | Compact Fluorescent |  | Twist | 2 | 15 | 106232 | Bathroom
Wall Mount | Compact Fluorescent |  | Circline (Screw Base) | 1 | 22 | 106233 | Bathroom
Ceiling Fixture | Compact Fluorescent |  | Twist | 2 | 15 | 106233 | Bathroom
Ceiling Fixture | Compact Fluorescent |  | Twist | 1 | 15 | 106233 | Bathroom
Ceiling Fixture | Compact Fluorescent |  | Twist | 2 | 15 | 106233 | Bathroom
Wall Mount | Compact Fluorescent |  | Twist | 1 | 15 | 106233 | Bathroom
Wall Mount | Compact Fluorescent |  | Twist | 1 | 15 | 106233 | Bathroom
Ceiling Fixture | Compact Fluorescent |  | Twist | 2 | 15 | 106233 | Bathroom
Ceiling Fixture | Compact Fluorescent |  | Twist | 2 | 15 | 106233 | Bathroom
Ceiling Fixture | Compact Fluorescent |  | Twist | 2 | 15 | 106233 | Bathroom
Ceiling Fixture | Compact Fluorescent |  | Twist | 1 | 15 | 106233 | Bathroom
Ceiling Fixture | Compact Fluorescent |  | Twist | 2 | 7 | 106233 | Bathroom
Table | Compact Fluorescent |  | Twist | 1 | 15 | 106233 | Bathroom
Wall Mount | Compact Fluorescent |  | Twist | 2 | 13 | 108051 | Bathroom
Table | Compact Fluorescent |  | Twist | 1 | 14 | 108051 | Bathroom
Ceiling Fixture | Compact Fluorescent |  | Twist | 2 | 14 | 108051 | Bathroom
Ceiling Fixture | Compact Fluorescent |  | Twist | 2 | 13 | 108051 | Bathroom
Ceiling Fixture | Compact Fluorescent |  | Twist | 1 | 26 | 108051 | Bathroom
Ceiling Fixture | Compact Fluorescent |  | Twist | 1 | 14 | 108051 | Bathroom
Ceiling Fan | Compact Fluorescent |  | Twist | 4 | 13 | 108051 | Bathroom
Ceiling Fixture | Linear Fluorescent | 4 | T-12 | 4 | 40 | 108051 | Bathroom
Other | Incandescent |  | Other | 1 | 36 | 108051 | Bathroom
Other | Incandescent |  | Standard A Lamp | 1 | 60 | 108051 | Bathroom
Ceiling Fixture | Compact Fluorescent |  | Twist | 2 | 14 | 108051 | Bathroom
Wall Mount | Incandescent |  | Globe | 4 | 60 | 108052 | Bathroom
Ceiling Fixture | Incandescent |  | Standard A Lamp | 2 | 60 | 108052 | Bathroom
Ceiling Fixture | Incandescent |  | Standard A Lamp | 2 | 60 | 108052 | Bathroom
Table | Compact Fluorescent |  | Twist | 1 | 10 | 108052 | Bathroom
Ceiling Fixture | Incandescent |  | Standard A Lamp | 2 | 60 | 108052 | Bathroom
Ceiling Fixture | Linear Fluorescent | 4 | T-12 | 4 | 40 | 108052 | Bathroom
Ceiling Fixture | Incandescent |  | Standard A Lamp | 2 | 60 | 108052 | Bathroom
Other | Incandescent |  | Standard A Lamp | 1 | 36 | 108052 | Bathroom
Other | Incandescent |  | Standard A Lamp | 1 | 60 | 108052 | Bathroom
Floor lamp | Incandescent |  | Standard A Lamp | 5 | 40 | 108052 | Bathroom
Other | Incandescent |  | Heat Lamp | 1 | 75 | 108052 | Bathroom
Wall Mount | Incandescent |  | Globe | 4 | 40 | 108053 | Bathroom
Ceiling Fixture | Compact Fluorescent |  | Twist | 2 | 13 | 108053 | Bathroom
Table | Compact Fluorescent |  | Straight Tube | 1 | 10 | 108053 | Bathroom
Ceiling Fixture | Compact Fluorescent |  | Twist | 2 | 15 | 108053 | Bathroom
Table | Incandescent |  | Standard A Lamp | 1 | 25 | 108053 | Bathroom
Ceiling Fixture | Compact Fluorescent |  | Twist | 2 | 15 | 108053 | Bathroom
Ceiling Fixture | Linear Fluorescent | 4 | T-12 | 4 | 40 | 108053 | Bathroom
Other | Incandescent |  | Other | 1 | 36 | 108053 | Bathroom
Other | Incandescent |  | Standard A Lamp | 1 | 60 | 108053 | Bathroom
Ceiling Fixture | Compact Fluorescent |  | Twist | 2 | 15 | 108053 | Bathroom
Table | Incandescent |  | Standard A Lamp | 1 | 100 | 108053 | Bathroom
Table | Compact Fluorescent |  | Twist | 1 | 15 | 108053 | Bathroom
Wall Mount | Incandescent |  | Globe | 5 | 60 | 108621 | Bathroom
Recessed - other | Incandescent |  | Heat Lamp | 1 | 150 | 108621 | Bathroom
Ceiling Fixture | Compact Fluorescent |  | Twist | 1 | 13 | 108621 | Bathroom
Ceiling Fixture | Compact Fluorescent |  | Twist | 1 | 13 | 108621 | Bathroom
Ceiling Fixture | Compact Fluorescent |  | Twist | 1 | 13 | 108621 | Bathroom
Chandelier (Hanging) | Compact Fluorescent |  | Twist | 5 | 13 | 108621 | Bathroom
Ceiling Fixture | Compact Fluorescent |  | Twist | 1 | 13 | 108621 | Bathroom
Ceiling Fixture | Incandescent |  | Standard A Lamp | 1 | 30 | 108621 | Bathroom
Ceiling Fixture | Linear Fluorescent | 3 | T-8 | 2 | 32 | 108621 | Bathroom
Torchiere | Incandescent |  | 3-Way Incandescent | 1 | 150 | 108621 | Bathroom
Floor lamp | Compact Fluorescent |  | Twist | 1 | 15 | 108621 | Bathroom
Wall Mount | Incandescent |  | Globe | 5 | 60 | 108621 | Bathroom
Recessed - other | Incandescent |  | Reflector | 2 | 60 | 108621 | Bathroom
Torchiere | Compact Fluorescent |  | Twist | 1 | 32 | 108621 | Bathroom
Wall Mount | Compact Fluorescent |  | Globe | 4 | 11 | 108622 | Bathroom
Ceiling Fixture | Compact Fluorescent |  | Twist | 2 | 13 | 108622 | Bathroom
Ceiling Fixture | Compact Fluorescent |  | Twist | 2 | 13 | 108622 | Bathroom
Chandelier (Hanging) | Compact Fluorescent |  | Globe | 6 | 11 | 108622 | Bathroom
Recessed Can | Compact Fluorescent |  | Globe | 1 | 11 | 108622 | Bathroom
Ceiling Fan | Compact Fluorescent |  | Twist | 2 | 13 | 108622 | Bathroom
Torchiere | Compact Fluorescent |  | Twist | 1 | 13 | 108622 | Bathroom
Ceiling Fixture | Compact Fluorescent |  | Twist | 1 | 13 | 108622 | Bathroom
Recessed Can | Compact Fluorescent |  | Globe | 1 | 11 | 108622 | Bathroom
Wall Mount | Compact Fluorescent |  | Twist | 2 | 13 | 108622 | Bathroom
Recessed - other | Compact Fluorescent |  | Reflector | 1 | 18 | 108622 | Bathroom
Recessed - other | Incandescent |  | Heat Lamp | 1 | 150 | 108622 | Bathroom
Torchiere | Compact Fluorescent |  | Twist | 1 | 13 | 108622 | Bathroom
Table | Compact Fluorescent |  | Twist | 1 | 13 | 108622 | Bathroom
Floor lamp | Halogen |  | Quartz Tube | 1 | 50 | 108711 | Master Bedroom
Torchiere | Halogen |  | Quartz Tube | 1 | 100 | 108711 | Master Bedroom
Recessed - other | Incandescent |  | Heat Lamp | 1 | 250 | 108711 | Master Bedroom
Wall Mount | Incandescent |  | Globe | 2 | 60 | 108711 | Master Bedroom
Ceiling Fixture | Incandescent |  | Standard A Lamp | 1 | 60 | 108711 | Master Bedroom
Table | Compact Fluorescent |  | Twist | 1 | 15 | 108711 | Master Bedroom
Table | Compact Fluorescent |  | Twist | 1 | 15 | 108711 | Master Bedroom
Wall Mount | Incandescent |  | Globe | 3 | 40 | 108711 | Master Bedroom
Recessed - other | Incandescent |  | Standard A Lamp | 1 | 60 | 108711 | Master Bedroom
Recessed - other | Linear Fluorescent | 4 | T-12 | 2 | 40 | 108711 | Master Bedroom
Chandelier (Hanging) | Incandescent |  | Mini base | 5 | 40 | 108711 | Master Bedroom
Wall Mount | Incandescent |  | Clear | 5 | 40 | 108712 | Bathroom
Track | Incandescent |  | Reflector | 2 | 65 | 108712 | Bathroom
Table | Incandescent |  | Standard A Lamp | 1 | 75 | 108712 | Bathroom
Chandelier (Hanging) | Incandescent |  | Mini base | 5 | 25 | 108712 | Bathroom
Ceiling Fixture | Compact Fluorescent |  | Globe | 1 | 15 | 108712 | Bathroom
Recessed - other | Incandescent |  | Standard A Lamp | 1 | 60 | 108712 | Bathroom
Recessed - other | Linear Fluorescent |  | T-12 | 2 | 40 | 108712 | Bathroom
Chandelier (Hanging) | Compact Fluorescent |  | Straight Tube | 2 | 15 | 108712 | Bathroom
Floor lamp | Incandescent |  | Mini base | 4 | 25 | 108712 | Bathroom
Wall Mount | Incandescent |  | Clear | 5 | 40 | 108712 | Bathroom
Recessed - other | Incandescent |  | Heat Lamp | 1 | 150 | 108712 | Bathroom
Table | Incandescent |  | Standard A Lamp | 1 | 65 | 108712 | Bathroom
Floor lamp | Compact Fluorescent |  | Twist | 2 | 22 | 108712 | Bathroom
Table | Compact Fluorescent |  | Twist | 2 | 28 | 108712 | Bathroom
Wall Mount | Incandescent |  | Clear | 5 | 40 | 108713 | Bathroom
Table | Incandescent |  | 3-Way Incandescent | 1 | 150 | 108713 | Bathroom
Table | Compact Fluorescent |  | Twist | 1 | 22 | 108713 | Bathroom
Chandelier (Hanging) | Incandescent |  | Mini base | 5 | 40 | 108713 | Bathroom
Ceiling Fixture | Incandescent |  | Standard A Lamp | 1 | 60 | 108713 | Bathroom
Ceiling Fixture | Incandescent |  | Standard A Lamp | 1 | 60 | 108713 | Bathroom
Track | Halogen |  | PAR | 4 | 30 | 108713 | Bathroom
Ceiling Fixture | Linear Fluorescent |  | T-12 | 1 | 20 | 108713 | Bathroom
Floor lamp | Other |  | LED Interior | 7 | 10 | 108713 | Bathroom
Wall Mount | Incandescent |  | Clear | 5 | 40 | 108713 | Bathroom
Table | Incandescent |  | 3-Way Incandescent | 1 | 150 | 108713 | Bathroom
Wall Mount | Halogen |  | PAR | 1 | 20 | 109011 | Bedroom
Track | Compact Fluorescent |  | Twist | 5 | 23 | 109011 | Bedroom
Table | Compact Fluorescent |  | Twist | 1 | 13 | 109011 | Bedroom
Table | Other |  | LED Interior | 1 | 2 | 109011 | Bedroom
Table | Other |  | LED Interior | 1 | 8 | 109011 | Bedroom
Floor lamp | Compact Fluorescent |  | Twist | 3 | 7 | 109011 | Bedroom
Ceiling Fan | Other |  | LED Interior | 3 | 1 | 109011 | Bedroom
Table | Other |  | LED Interior | 1 | 1 | 109011 | Bedroom
Table | Incandescent |  | Mini base | 1 | 40 | 109011 | Bedroom
Recessed Can | Incandescent |  | Reflector | 1 | 65 | 109011 | Bedroom
Wall Mount | Incandescent |  | Globe | 3 | 60 | 109011 | Bedroom
Ceiling Fixture | Compact Fluorescent |  | Twist | 1 | 13 | 109011 | Bedroom
Track | Other |  | LED Interior | 5 | 4 | 109011 | Bedroom
Track | Other |  | LED Interior | 5 | 4 | 109011 | Bedroom
Ceiling Fixture | Halogen |  | PAR | 3 | 50 | 109011 | Bedroom
Wall Mount | Halogen |  | PAR | 3 | 20 | 109011 | Bedroom
Other | Other |  | LED Interior | 1 | 1 | 109011 | Bedroom
Other | Incandescent |  | Decorative | 2 | 30 | 109011 | Bedroom
Floor lamp | Other |  | LED Interior | 2 | 4 | 109011 | Bedroom
Wall Mount | Compact Fluorescent |  | Twist | 3 | 20 | 109011 | Bedroom
Recessed Can | Incandescent |  | Heat Lamp | 1 | 250 | 109011 | Bedroom
Ceiling Fixture | Compact Fluorescent |  | Twist | 1 | 11 | 109011 | Bedroom
Table | Incandescent |  | Standard A Lamp | 1 | 60 | 109012 | Master Bedroom
Table | Incandescent |  | Globe | 1 | 25 | 109012 | Master Bedroom
Table | Incandescent |  | Decorative | 1 | 25 | 109012 | Master Bedroom
Torchiere | Halogen |  | Quartz Tube | 1 | 300 | 109012 | Master Bedroom
Table | Compact Fluorescent |  | Twist | 2 | 23 | 109012 | Master Bedroom
Track | Compact Fluorescent |  | Pin base | 5 | 40 | 109012 | Master Bedroom
Chandelier (Hanging) | Incandescent |  | Decorative | 5 | 40 | 109012 | Master Bedroom
Floor lamp | Compact Fluorescent |  | Twist | 1 | 23 | 109012 | Master Bedroom
Recessed Can |  |  |  | 0 |  | 109012 | Master Bedroom
Wall Mount | Incandescent |  | Globe | 3 | 40 | 109012 | Master Bedroom
Recessed Can | Compact Fluorescent |  | Flood | 1 | 14 | 109012 | Master Bedroom
Recessed Can | Compact Fluorescent |  | Flood | 1 | 14 | 109012 | Master Bedroom
Track | Halogen |  | PAR | 3 | 50 | 109012 | Master Bedroom
Ceiling Fixture | Halogen |  | PAR | 3 | 50 | 109012 | Master Bedroom
Other | Incandescent |  | Decorative | 2 | 30 | 109012 | Master Bedroom
Table | Compact Fluorescent |  | Twist | 1 | 23 | 109012 | Master Bedroom
Table | Compact Fluorescent |  | Twist | 1 | 13 | 109012 | Master Bedroom
Ceiling Fixture | Incandescent |  | Twist | 1 | 40 | 109012 | Master Bedroom
Wall Mount | Incandescent |  | Decorative | 1 | 25 | 109012 | Master Bedroom
Recessed Can | Incandescent |  | Heat Lamp | 1 | 250 | 109012 | Master Bedroom
Wall Mount | Compact Fluorescent |  | Globe | 3 | 14 | 109012 | Master Bedroom
Ceiling Fixture | Compact Fluorescent |  | Twist | 1 | 23 | 109012 | Master Bedroom
Recessed Can | Incandescent |  | Heat Lamp | 1 | 250 | 109013 | Bathroom
Wall Mount | Linear Fluorescent | 3 | T-12 | 2 | 30 | 109013 | Bathroom
Recessed Can | Incandescent |  | Heat Lamp | 1 | 250 | 109013 | Bathroom
Ceiling Fixture | Compact Fluorescent |  | Twist | 1 | 13 | 109013 | Bathroom
Wall Mount | Linear Fluorescent | 2 | T-12 | 2 | 20 | 109013 | Bathroom
Ceiling Fixture | Compact Fluorescent |  | Twist | 1 | 19 | 109013 | Bathroom
Table | Incandescent |  | Standard A Lamp | 1 | 60 | 109013 | Bathroom
Table | Compact Fluorescent |  | Twist | 2 | 23 | 109013 | Bathroom
Table | Compact Fluorescent |  | Twist | 1 | 20 | 109013 | Bathroom
Ceiling Fan | Compact Fluorescent |  | Twist | 4 | 13 | 109013 | Bathroom
Ceiling Fixture | Compact Fluorescent |  | Twist | 1 | 13 | 109013 | Bathroom
Recessed Can | Compact Fluorescent |  | Twist | 1 | 25 | 109013 | Bathroom
Recessed Can | Compact Fluorescent |  | Twist | 1 | 13 | 109013 | Bathroom
Ceiling Fixture | Compact Fluorescent |  | Twist | 2 | 13 | 109013 | Bathroom
Wall Mount | Compact Fluorescent |  | Twist | 2 | 13 | 109013 | Bathroom
Other | Incandescent |  | Decorative | 2 | 30 | 109013 | Bathroom
Table | Compact Fluorescent |  | Twist | 1 | 10 | 109013 | Bathroom
Table | Compact Fluorescent |  | Twist | 1 | 20 | 109013 | Bathroom
Ceiling Fixture | Compact Fluorescent |  | Twist | 1 | 13 | 109013 | Bathroom
Wall Mount | Incandescent |  | Globe | 6 | 40 | 109101 | Bathroom
Recessed - other | Incandescent |  | Heat Lamp | 1 | 250 | 109101 | Bathroom
Wall Mount | Incandescent |  | Globe | 2 | 40 | 109101 | Bathroom
Recessed - other | Incandescent |  | Heat Lamp | 1 | 250 | 109101 | Bathroom
Wall Mount | Incandescent |  | Globe | 2 | 40 | 109101 | Bathroom
Recessed - other | Incandescent |  | Heat Lamp | 1 | 250 | 109101 | Bathroom
Table | Incandescent |  | Standard A Lamp | 1 | 60 | 109101 | Bathroom
Ceiling Fixture | Incandescent |  | Reflector | 2 | 50 | 109101 | Bathroom
Table | Incandescent |  | Clear | 1 | 60 | 109101 | Bathroom
Recessed Can | Incandescent |  | Reflector | 1 | 50 | 109101 | Bathroom
Ceiling Fixture | Incandescent |  | Standard A Lamp | 1 | 60 | 109101 | Bathroom
Ceiling Fixture | Linear Fluorescent | 4 | T-8 | 2 | 32 | 109101 | Bathroom
Ceiling Fixture | Compact Fluorescent |  | Twist | 1 | 15 | 109101 | Bathroom
Ceiling Fixture | Incandescent |  | Standard A Lamp | 1 | 75 | 109101 | Bathroom
Ceiling Fixture | Incandescent |  | Standard A Lamp | 1 | 75 | 109101 | Bathroom
Other | Incandescent |  | Standard A Lamp | 1 | 100 | 109101 | Bathroom
Ceiling Fixture | Linear Fluorescent | 4 | T-12 | 2 | 40 | 109101 | Bathroom
Other | Incandescent |  | Standard A Lamp | 1 | 75 | 109101 | Bathroom
Ceiling Fixture | Incandescent |  | Standard A Lamp | 1 | 75 | 109101 | Bathroom
Ceiling Fixture | Incandescent |  | Standard A Lamp | 3 | 75 | 109101 | Bathroom
Ceiling Fixture | Compact Fluorescent |  | Twist | 1 | 26 | 109101 | Bathroom
Wall Mount | Incandescent |  | Globe | 6 | 60 | 109102 | Bathroom
Recessed - other | Incandescent |  | Heat Lamp | 2 | 250 | 109102 | Bathroom
Wall Mount | Incandescent |  | Globe | 3 | 60 | 109102 | Bathroom
Recessed - other | Incandescent |  | Heat Lamp | 1 | 250 | 109102 | Bathroom
Wall Mount | Incandescent |  | Globe | 4 | 60 | 109102 | Bathroom
Recessed - other | Incandescent |  | Heat Lamp | 1 | 250 | 109102 | Bathroom
Table | Compact Fluorescent |  | Twist | 1 | 13 | 109102 | Bathroom
Ceiling Fixture | Compact Fluorescent |  | Twist | 2 | 14 | 109102 | Bathroom
Table | Compact Fluorescent |  | Pin base | 1 | 13 | 109102 | Bathroom
Ceiling Fixture | Compact Fluorescent |  | Twist | 2 | 13 | 109102 | Bathroom
Table | Compact Fluorescent |  | Twist | 1 | 10 | 109102 | Bathroom
Ceiling Fixture | Incandescent |  | Standard A Lamp | 1 | 60 | 109102 | Bathroom
Ceiling Fixture | Compact Fluorescent |  | Twist | 1 | 14 | 109102 | Bathroom
Ceiling Fixture | Incandescent |  | Standard A Lamp | 1 | 75 | 109102 | Bathroom
Ceiling Fixture | Compact Fluorescent |  | Twist | 1 | 14 | 109102 | Bathroom
Ceiling Fixture | Compact Fluorescent |  | Twist | 1 | 13 | 109102 | Bathroom
Ceiling Fixture | Linear Fluorescent | 4 | T-12 | 2 | 40 | 109102 | Bathroom
Other | Incandescent |  | Clear | 1 | 40 | 109102 | Bathroom
Ceiling Fixture | Compact Fluorescent |  | Twist | 1 | 14 | 109102 | Bathroom
Floor lamp | Compact Fluorescent |  | Twist | 1 | 15 | 109102 | Bathroom
Ceiling Fan | Compact Fluorescent |  | Twist | 4 | 14 | 109102 | Bathroom
Table | Halogen |  | PAR | 1 | 20 | 109102 | Bathroom
Ceiling Fixture | Incandescent |  | Reflector | 2 | 50 | 109102 | Bathroom
Ceiling Fixture | Incandescent |  | Standard A Lamp | 1 | 60 | 109102 | Bathroom
Ceiling Fan | Incandescent |  | Standard A Lamp | 1 | 60 | 109961 | Bathroom
Wall Mount | Incandescent |  | Decorative | 4 | 40 | 109961 | Bathroom
Ceiling Fixture | Compact Fluorescent |  | Twist | 1 | 15 | 109961 | Bathroom
Ceiling Fixture | Compact Fluorescent |  | Twist | 2 | 15 | 109961 | Bathroom
Ceiling Fixture | Compact Fluorescent |  | Twist | 3 | 15 | 109961 | Bathroom
Chandelier (Hanging) | Incandescent |  | Standard A Lamp | 1 | 60 | 109961 | Bathroom
Floor lamp | Compact Fluorescent |  | Twist | 1 | 15 | 109961 | Bathroom
Ceiling Fixture | Incandescent |  | Standard A Lamp | 3 | 60 | 109961 | Bathroom
Table | Compact Fluorescent |  | Twist | 1 | 15 | 109961 | Bathroom
Ceiling Fixture | Compact Fluorescent |  | Twist | 2 | 15 | 109961 | Bathroom
Table | Incandescent |  | Standard A Lamp | 1 | 60 | 109961 | Bathroom
Floor lamp | Incandescent |  | Standard A Lamp | 1 | 60 | 109961 | Bathroom
Table | Halogen |  | Quartz Tube | 1 | 20 | 109961 | Bathroom
Wall Mount | Compact Fluorescent |  | Twist | 4 | 15 | 109962 | Bathroom
Ceiling Fan |  |  |  | 2 | 60 | 109962 | Bathroom
Ceiling Fixture | Compact Fluorescent |  | Twist | 3 | 15 | 109962 | Bathroom
Ceiling Fixture | Compact Fluorescent |  | Twist | 3 | 15 | 109962 | Bathroom
Chandelier (Hanging) | Compact Fluorescent |  | Twist | 1 | 15 | 109962 | Bathroom
Table | Incandescent |  | Decorative | 3 | 25 | 109962 | Bathroom
Ceiling Fan |  |  |  | 2 | 60 | 109963 | Bathroom
Wall Mount | Incandescent |  | Standard A Lamp | 3 | 75 | 109963 | Bathroom
Ceiling Fixture | Compact Fluorescent |  | Twist | 3 | 15 | 109963 | Bathroom
Ceiling Fixture | Compact Fluorescent |  | Twist | 3 | 15 | 109963 | Bathroom
Chandelier (Hanging) | Incandescent |  | Standard A Lamp | 1 | 75 | 109963 | Bathroom
Table | Compact Fluorescent |  | Twist | 1 | 15 | 109963 | Bathroom
Wall Mount | Incandescent |  | Standard A Lamp | 1 | 60 | 110051 | Bathroom
Ceiling Fixture | Incandescent |  | Standard A Lamp | 1 | 60 | 110051 | Bathroom
Ceiling Fixture | Incandescent |  | Standard A Lamp | 1 | 60 | 110051 | Bathroom
Ceiling Fixture | Compact Fluorescent |  | Twist | 3 | 18 | 110051 | Bathroom
Wall Mount | Incandescent |  | Standard A Lamp | 1 | 60 | 110051 | Bathroom
Wall Mount | Compact Fluorescent |  | Twist | 1 | 13 | 110051 | Bathroom
Ceiling Fixture | Incandescent |  | Standard A Lamp | 1 | 60 | 110051 | Bathroom
Track | Incandescent |  | Reflector | 4 | 45 | 110051 | Bathroom
Track | Halogen |  | PAR | 3 | 50 | 110051 | Bathroom
Table | Compact Fluorescent |  | Twist | 1 | 23 | 110051 | Bathroom
Table | Incandescent |  | Standard A Lamp | 1 | 60 | 110051 | Bathroom
Table | Incandescent |  | Other | 1 | 40 | 110051 | Bathroom
Ceiling Fixture | Incandescent |  | Standard A Lamp | 1 | 60 | 110051 | Bathroom
Wall Mount | Incandescent |  | Standard A Lamp | 1 | 60 | 110051 | Bathroom
Table | Incandescent |  | Decorative | 1 | 25 | 110051 | Bathroom
Track | Halogen |  | PAR | 3 | 20 | 110051 | Bathroom
Ceiling Fixture | Incandescent |  | Standard A Lamp | 2 | 60 | 110051 | Bathroom
Track | Halogen |  | PAR | 8 | 50 | 110051 | Bathroom
Track | Halogen |  | PAR | 3 | 45 | 110051 | Bathroom
Ceiling Fixture | Incandescent |  | Standard A Lamp | 1 | 60 | 110052 | Bathroom
Ceiling Fixture | Incandescent |  | Standard A Lamp | 2 | 60 | 110052 | Bathroom
Table | Incandescent |  | Standard A Lamp | 1 | 60 | 110052 | Bathroom
Ceiling Fixture | Compact Fluorescent |  | Twist | 1 | 23 | 110052 | Bathroom
Other | Linear Fluorescent | 2 | T-12 | 1 | 20 | 110052 | Bathroom
Ceiling Fixture |  |  |  | 1 |  | 110052 | Bathroom
Floor lamp | Incandescent |  | Standard A Lamp | 2 | 60 | 110052 | Bathroom
Table | Incandescent |  | Standard A Lamp | 1 | 34 | 110052 | Bathroom
Table | Halogen |  | PAR | 1 | 20 | 110052 | Bathroom
Ceiling Fixture | Incandescent |  | Standard A Lamp | 2 | 60 | 110052 | Bathroom
Ceiling Fixture | Compact Fluorescent |  | Twist | 1 | 23 | 110053 | Bathroom
Ceiling Fixture | Incandescent |  | Standard A Lamp | 2 | 60 | 110053 | Bathroom
Ceiling Fixture | Incandescent |  | Standard A Lamp | 1 | 60 | 110053 | Bathroom
Table | Compact Fluorescent |  | Twist | 1 | 13 | 110053 | Bathroom
Ceiling Fixture | Incandescent |  | Standard A Lamp | 2 | 60 | 110053 | Bathroom
Ceiling Fixture | Incandescent |  | Standard A Lamp | 2 | 60 | 110053 | Bathroom
Ceiling Fixture | Incandescent |  | Decorative | 1 | 60 | 110053 | Bathroom
Ceiling Fixture | Incandescent |  | Standard A Lamp | 1 | 60 | 110053 | Bathroom
Floor lamp | Incandescent |  | Standard A Lamp | 3 | 60 | 110053 | Bathroom
Wall Mount | Incandescent |  | Standard A Lamp | 3 | 75 | 112631 | Bathroom
Ceiling Fixture | Incandescent |  | Standard A Lamp | 2 | 60 | 112631 | Bathroom
Ceiling Fixture | Incandescent |  | Standard A Lamp | 1 | 60 | 112631 | Bathroom
Ceiling Fixture | Compact Fluorescent |  | Twist | 2 | 15 | 112631 | Bathroom
Other | Incandescent |  | Standard A Lamp | 1 | 40 | 112631 | Bathroom
Table | Incandescent |  | Standard A Lamp | 1 | 75 | 112631 | Bathroom
Ceiling Fixture | Incandescent |  | Standard A Lamp | 2 | 60 | 112631 | Bathroom
Wall Mount | Incandescent |  | Standard A Lamp | 3 | 75 | 112632 | Bathroom
Ceiling Fixture | Incandescent |  | Standard A Lamp | 2 | 75 | 112632 | Bathroom
Ceiling Fixture | Incandescent |  | Standard A Lamp | 2 | 40 | 112632 | Bathroom
Ceiling Fixture | Compact Fluorescent |  | Twist | 2 | 13 | 112632 | Bathroom
Table | Incandescent |  | Standard A Lamp | 1 | 40 | 112632 | Bathroom
Floor lamp | Incandescent |  | Standard A Lamp | 1 | 40 | 112632 | Bathroom
Ceiling Fixture | Incandescent |  | Standard A Lamp | 2 | 60 | 112632 | Bathroom
Wall Mount | Incandescent |  | Standard A Lamp | 3 | 75 | 112633 | Bathroom
Ceiling Fixture | Incandescent |  | Standard A Lamp | 2 | 75 | 112633 | Bathroom
Ceiling Fixture | Incandescent |  | Standard A Lamp | 1 | 75 | 112633 | Bathroom
Ceiling Fixture | Compact Fluorescent |  | A shape bulb | 1 | 13 | 112633 | Bathroom
Other | Incandescent |  | Standard A Lamp | 1 | 40 | 112633 | Bathroom
Table | Incandescent |  | Standard A Lamp | 1 | 75 | 112633 | Bathroom
Ceiling Fixture | Incandescent |  | Standard A Lamp | 2 | 75 | 112633 | Bathroom
Table | Incandescent |  | 3-Way Incandescent | 1 | 150 | 112633 | Bathroom
Wall Mount | Incandescent |  | Globe | 2 | 60 | 112711 | Bathroom
Ceiling Fixture | Incandescent |  | Standard A Lamp | 2 | 60 | 112711 | Bathroom
Table | Incandescent |  | Clear | 1 | 60 | 112711 | Bathroom
Table | Incandescent |  | Standard A Lamp | 1 | 60 | 112711 | Bathroom
Ceiling Fixture | Incandescent |  | Standard A Lamp | 2 | 60 | 112711 | Bathroom
Ceiling Fixture | Incandescent |  | Decorative | 3 | 40 | 112711 | Bathroom
Ceiling Fixture | Incandescent |  | Decorative | 5 | 25 | 112711 | Bathroom
Wall Mount | Incandescent |  | Decorative | 1 | 25 | 112711 | Bathroom
Table | Incandescent |  | Clear | 1 | 40 | 112711 | Bathroom
Table | Incandescent |  | Standard A Lamp | 1 | 60 | 112711 | Bathroom
Ceiling Fixture | Incandescent |  | Standard A Lamp | 1 | 60 | 112711 | Bathroom
Ceiling Fixture | Incandescent |  | Globe | 1 | 60 | 112711 | Bathroom
Wall Mount | Halogen |  | MR | 3 | 50 | 112712 | Bathroom
Ceiling Fixture | Incandescent |  | Standard A Lamp | 1 | 60 | 112712 | Bathroom
Other | Compact Fluorescent |  | Twist | 1 | 9 | 112712 | Bathroom
Ceiling Fixture | Incandescent |  | Standard A Lamp | 1 | 60 | 112712 | Bathroom
Ceiling Fixture | Incandescent |  | Standard A Lamp | 1 | 60 | 112712 | Bathroom
Wall Mount | Incandescent |  | Decorative | 2 | 7 | 112712 | Bathroom
Ceiling Fixture | Incandescent |  | Standard A Lamp | 1 | 60 | 112712 | Bathroom
Ceiling Fixture | Compact Fluorescent |  | Twist | 1 | 23 | 112712 | Bathroom
Table | Incandescent |  | Decorative | 1 | 25 | 112712 | Bathroom
Other | Halogen |  | MR | 1 | 10 | 112712 | Bathroom
Table | Incandescent |  | Clear | 3 | 40 | 112712 | Bathroom
Wall Mount | Incandescent |  | Decorative | 1 | 25 | 112712 | Bathroom
Wall Mount | Incandescent |  | Standard A Lamp | 1 | 60 | 112713 | Bathroom
Table | Incandescent |  | Mini base | 1 | 40 | 112713 | Bathroom
Ceiling Fixture | Incandescent |  | Standard A Lamp | 1 | 60 | 112713 | Bathroom
Ceiling Fixture | Incandescent |  | Standard A Lamp | 1 | 60 | 112713 | Bathroom
Ceiling Fixture | Incandescent |  | Standard A Lamp | 1 | 60 | 112713 | Bathroom
Ceiling Fixture | Compact Fluorescent |  | Twist | 1 | 15 | 112713 | Bathroom
Ceiling Fixture | Incandescent |  | Globe | 3 | 40 | 112713 | Bathroom
Ceiling Fixture | Incandescent |  | Decorative | 1 | 25 | 112713 | Bathroom
Table | Incandescent |  | Clear | 1 | 40 | 112713 | Bathroom
Ceiling Fixture | Incandescent |  | Reflector | 2 | 65 | 112901 | Bathroom
Wall Mount | Incandescent |  | Standard A Lamp | 3 | 75 | 112901 | Bathroom
Ceiling Fixture | Incandescent |  | Standard A Lamp | 2 | 60 | 112901 | Bathroom
Recessed Can | Incandescent |  | Reflector | 1 | 65 | 112901 | Bathroom
Wall Mount | Compact Fluorescent |  | Twist | 1 | 14 | 112901 | Bathroom
Ceiling Fixture | Compact Fluorescent |  | Twist | 2 | 14 | 112901 | Bathroom
Ceiling Fixture | Compact Fluorescent |  | Twist | 3 | 14 | 112901 | Bathroom
Ceiling Fixture | Incandescent |  | Standard A Lamp | 1 | 60 | 112901 | Bathroom
Table | Incandescent |  | 3-Way Incandescent | 1 | 100 | 112901 | Bathroom
Ceiling Fixture | Compact Fluorescent |  | Twist | 2 | 22 | 112901 | Bathroom
Ceiling Fixture | Incandescent |  | Reflector | 2 | 125 | 112902 | Bathroom
Wall Mount | Compact Fluorescent |  | Twist | 3 | 14 | 112902 | Bathroom
Ceiling Fixture | Incandescent |  | Standard A Lamp | 2 | 60 | 112902 | Bathroom
Ceiling Fixture | Incandescent |  | Standard A Lamp | 2 | 60 | 112902 | Bathroom
Table | Incandescent |  | Standard A Lamp | 1 | 60 | 112902 | Bathroom
Ceiling Fixture | Incandescent |  | Standard A Lamp | 2 | 60 | 112902 | Bathroom
Wall Mount | Incandescent |  | Standard A Lamp | 1 | 60 | 112902 | Bathroom
Recessed Can | Compact Fluorescent |  | Twist | 1 | 17 | 112902 | Bathroom
Chandelier (Hanging) | Incandescent |  | Standard A Lamp | 5 | 60 | 112902 | Bathroom
Floor lamp | Incandescent |  | Standard A Lamp | 2 | 60 | 112902 | Bathroom
Table | Incandescent |  | Standard A Lamp | 1 | 20 | 112902 | Bathroom
Ceiling Fixture | Incandescent |  | Standard A Lamp | 1 | 60 | 112902 | Bathroom
Ceiling Fixture | Compact Fluorescent |  | Twist | 1 | 14 | 112902 | Bathroom
Wall Mount | Incandescent |  | Standard A Lamp | 2 | 60 | 112971 | Bathroom
Recessed - other | Incandescent |  | Heat Lamp | 1 | 150 | 112971 | Bathroom
Ceiling Fan | Compact Fluorescent |  | Twist | 3 | 14 | 112971 | Bathroom
Floor lamp | Compact Fluorescent |  | Twist | 1 | 11 | 112971 | Bathroom
Other | Halogen |  | MR | 1 | 20 | 112971 | Bathroom
Ceiling Fixture | Compact Fluorescent |  | Twist | 1 | 14 | 112971 | Bathroom
Chandelier (Hanging) | Compact Fluorescent |  | Twist | 1 | 23 | 112971 | Bathroom
Other | Incandescent |  | Mini base | 1 | 30 | 112971 | Bathroom
Track | Halogen |  | PAR | 1 | 60 | 112971 | Bathroom
Ceiling Fixture | Compact Fluorescent |  | Twist | 1 | 14 | 112971 | Bathroom
Ceiling Fan | Compact Fluorescent |  | Twist | 1 | 14 | 112971 | Bathroom
Ceiling Fixture | Incandescent |  | Standard A Lamp | 1 | 60 | 112971 | Bathroom
Other | Halogen |  | MR | 1 | 20 | 112971 | Bathroom
Recessed - other | Incandescent |  | Heat Lamp | 1 | 250 | 112972 | Bathroom
Wall Mount | Incandescent |  | Globe | 1 | 40 | 112972 | Bathroom
Ceiling Fixture | Incandescent |  | Standard A Lamp | 1 | 40 | 112972 | Bathroom
Ceiling Fixture | Incandescent |  | Standard A Lamp | 2 | 40 | 112972 | Bathroom
Floor lamp | Incandescent |  | Decorative | 1 | 25 | 112972 | Bathroom
Table | Incandescent |  | 3-Way Incandescent | 1 | 250 | 112972 | Bathroom
Table | Incandescent |  | 3-Way Incandescent | 1 | 100 | 112972 | Bathroom
Chandelier (Hanging) | Incandescent |  | Decorative | 1 | 40 | 112972 | Bathroom
Table | Incandescent |  | Standard A Lamp | 1 | 40 | 112972 | Bathroom
Ceiling Fixture | Incandescent |  | Standard A Lamp | 1 | 40 | 112972 | Bathroom
Track | Incandescent |  | Reflector | 3 | 60 | 112972 | Bathroom
Other | Incandescent |  | Mini base | 1 | 30 | 112972 | Bathroom
Chandelier (Hanging) | Incandescent |  | Decorative | 1 | 40 | 112972 | Bathroom
Other | Halogen |  | Other | 1 | 20 | 112972 | Bathroom
Recessed Can | Incandescent |  | Heat Lamp | 1 | 250 | 112973 | Bathroom
Wall Mount | Incandescent |  | Globe | 1 | 40 | 112973 | Bathroom
Table | Incandescent |  | Standard A Lamp | 4 | 40 | 112973 | Bathroom
Ceiling Fixture | Incandescent |  | Standard A Lamp | 1 | 40 | 112973 | Bathroom
Track | Halogen |  | PAR | 1 | 120 | 112973 | Bathroom
Ceiling Fan |  |  |  | 1 |  | 112973 | Bathroom
Floor lamp | Halogen |  | Quartz Tube | 10 | 50 | 112973 | Bathroom
Floor lamp | Halogen |  | Quartz Tube | 1 | 250 | 112973 | Bathroom
Track | Halogen |  | PAR | 2 | 60 | 112973 | Bathroom
Wall Mount | Incandescent |  | Standard A Lamp | 1 | 60 | 112973 | Bathroom
Recessed - other | Incandescent |  | Heat Lamp | 1 | 250 | 112973 | Bathroom
Recessed - other |  |  |  | 1 |  | 112973 | Bathroom
Floor lamp | Incandescent |  | Standard A Lamp | 1 | 25 | 112973 | Bathroom
Floor lamp | Halogen |  | Quartz Tube | 1 | 250 | 112973 | Bathroom
Ceiling Fixture | Compact Fluorescent |  | Twist | 1 | 18 | 112973 | Bathroom
Track | Halogen |  | PAR | 3 | 60 | 112973 | Bathroom
Chandelier (Hanging) | Incandescent |  | Standard A Lamp | 1 | 40 | 112973 | Bathroom
Other | Incandescent |  | Mini base | 1 | 30 | 112973 | Bathroom
Ceiling Fixture | Compact Fluorescent |  | Twist | 1 | 13 | 113451 | Master Bedroom
Table | Compact Fluorescent |  | Twist | 1 | 13 | 113451 | Master Bedroom
Ceiling Fixture | Compact Fluorescent |  | Twist | 2 | 23 | 113451 | Master Bedroom
Other | Compact Fluorescent |  | Twist | 1 | 13 | 113451 | Master Bedroom
Table | Incandescent |  | Other | 1 | 20 | 113451 | Master Bedroom
Ceiling Fixture | Compact Fluorescent |  | Twist | 1 | 13 | 113451 | Master Bedroom
Floor lamp | Compact Fluorescent |  | Twist | 1 | 13 | 113451 | Master Bedroom
Table | Compact Fluorescent |  | Twist | 1 | 13 | 113451 | Master Bedroom
Wall Mount | Incandescent |  | Standard A Lamp | 2 | 75 | 113452 | Bathroom
Other | Incandescent |  | Decorative | 1 | 7 | 113452 | Bathroom
Ceiling Fixture | Incandescent |  | Standard A Lamp | 2 | 75 | 113452 | Bathroom
Ceiling Fixture | Incandescent |  | Standard A Lamp | 2 | 60 | 113452 | Bathroom
Table | Incandescent |  | Standard A Lamp | 1 | 60 | 113452 | Bathroom
Other | Incandescent |  | Standard A Lamp | 2 | 75 | 113452 | Bathroom
Ceiling Fixture | Incandescent |  | Standard A Lamp | 2 | 500 | 113452 | Bathroom
Ceiling Fixture | Incandescent |  | Standard A Lamp | 1 | 60 | 113452 | Bathroom
Ceiling Fixture | Incandescent |  | Standard A Lamp | 2 | 60 | 113452 | Bathroom
Floor lamp | Compact Fluorescent |  | Twist | 1 | 26 | 113452 | Bathroom
Wall Mount | Compact Fluorescent |  | Twist | 2 | 13 | 113453 | Bathroom
Ceiling Fixture | Compact Fluorescent |  | Twist | 2 | 13 | 113453 | Bathroom
Table | Compact Fluorescent |  | Twist | 1 | 13 | 113453 | Bathroom
Ceiling Fixture | Compact Fluorescent |  | Twist | 2 | 13 | 113453 | Bathroom
Table | Compact Fluorescent |  | Twist | 1 | 13 | 113453 | Bathroom
Ceiling Fixture | Compact Fluorescent |  | Twist | 1 | 13 | 113453 | Bathroom
Other | Compact Fluorescent |  | Twist | 2 | 13 | 113453 | Bathroom
Table | Compact Fluorescent |  | Twist | 1 | 13 | 113453 | Bathroom
Ceiling Fixture | Compact Fluorescent |  | Twist | 1 | 13 | 113453 | Bathroom
Ceiling Fixture | Compact Fluorescent |  | Twist | 2 | 13 | 113453 | Bathroom
Wall Mount | Incandescent |  | Decorative | 6 | 25 | 114131 | Bathroom
Recessed - other | Incandescent |  | Heat Lamp | 1 | 250 | 114131 | Bathroom
Wall Mount | Incandescent |  | Decorative | 6 | 25 | 114131 | Bathroom
Recessed - other | Incandescent |  | Heat Lamp | 1 | 250 | 114131 | Bathroom
Ceiling Fixture | Incandescent |  | Standard A Lamp | 2 | 60 | 114131 | Bathroom
Ceiling Fixture | Incandescent |  | Standard A Lamp | 1 | 60 | 114131 | Bathroom
Track | Incandescent |  | Reflector | 3 | 65 | 114131 | Bathroom
Wall Mount | Incandescent |  | Standard A Lamp | 1 | 60 | 114131 | Bathroom
Track | Incandescent |  | Reflector | 4 | 65 | 114131 | Bathroom
Wall Mount | Incandescent |  | Standard A Lamp | 1 | 40 | 114131 | Bathroom
Floor lamp | Incandescent |  | Standard A Lamp | 1 | 60 | 114131 | Bathroom
Torchiere | Incandescent |  | Standard A Lamp | 1 | 60 | 114131 | Bathroom
Wall Mount | Incandescent |  | Decorative | 4 | 25 | 114132 | Bathroom
Recessed - other | Incandescent |  | Heat Lamp | 1 | 250 | 114132 | Bathroom
Wall Mount | Incandescent |  | Decorative | 4 | 25 | 114132 | Bathroom
Recessed - other | Incandescent |  | Heat Lamp | 1 | 250 | 114132 | Bathroom
Ceiling Fixture | Incandescent |  | Standard A Lamp | 1 | 60 | 114132 | Bathroom
Chandelier (Hanging) | Incandescent |  | Standard A Lamp | 5 | 60 | 114132 | Bathroom
Wall Mount | Compact Fluorescent |  | Twist | 1 | 15 | 114132 | Bathroom
Track | Incandescent |  | Reflector | 3 | 65 | 114132 | Bathroom
Recessed Can | Incandescent |  | Reflector | 1 | 65 | 114132 | Bathroom
Table | Compact Fluorescent |  | Twist | 2 | 22 | 114132 | Bathroom
Table | Incandescent |  | 3-Way Incandescent | 1 | 150 | 114132 | Bathroom
Table | Compact Fluorescent |  | Straight Tube | 1 | 15 | 114132 | Bathroom
Wall Mount | Incandescent |  | Standard A Lamp | 3 | 60 | 115371 | Bathroom
Ceiling Fixture | Incandescent |  | Standard A Lamp | 1 | 60 | 115371 | Bathroom
Ceiling Fixture | Incandescent |  | Standard A Lamp | 2 | 60 | 115371 | Bathroom
Table | Incandescent |  | Standard A Lamp | 1 | 75 | 115371 | Bathroom
Ceiling Fixture | Incandescent |  | Standard A Lamp | 2 | 60 | 115371 | Bathroom
Wall Mount | Incandescent |  | Standard A Lamp | 1 | 100 | 115371 | Bathroom
Ceiling Fixture | Incandescent |  | Standard A Lamp | 2 | 60 | 115371 | Bathroom
Ceiling Fixture | Incandescent |  | Standard A Lamp | 5 | 75 | 115371 | Bathroom
Wall Mount | Incandescent |  | Standard A Lamp | 1 | 75 | 115371 | Bathroom
Table | Incandescent |  | Decorative | 2 | 40 | 115371 | Bathroom
Ceiling Fixture | Linear Fluorescent | 2 | T-12 | 1 | 20 | 115371 | Bathroom
Wall Mount | Incandescent |  | Standard A Lamp | 1 | 60 | 115371 | Bathroom
Ceiling Fixture | Incandescent |  | Standard A Lamp | 2 | 60 | 115371 | Bathroom
Wall Mount | Incandescent |  | Standard A Lamp | 6 | 40 | 115372 | Bathroom
Ceiling Fixture | Incandescent |  | Reflector | 2 | 250 | 115372 | Bathroom
Ceiling Fixture | Incandescent |  | Standard A Lamp | 2 | 60 | 115372 | Bathroom
Table | Incandescent |  | 3-Way Incandescent | 1 | 100 | 115372 | Bathroom
Ceiling Fixture | Incandescent |  | Standard A Lamp | 2 | 100 | 115372 | Bathroom
Ceiling Fixture | Incandescent |  | Standard A Lamp | 1 | 60 | 115372 | Bathroom
Ceiling Fixture | Incandescent |  | Standard A Lamp | 1 | 100 | 115372 | Bathroom
Ceiling Fixture | Incandescent |  | Standard A Lamp | 1 | 60 | 115372 | Bathroom
Table | Incandescent |  | 3-Way Incandescent | 1 | 100 | 115372 | Bathroom
Ceiling Fixture | Incandescent |  | Standard A Lamp | 2 | 60 | 115372 | Bathroom
Wall Mount | Incandescent |  | Standard A Lamp | 1 | 60 | 115372 | Bathroom
Wall Mount | Linear Fluorescent | 2 | T-12 | 1 | 20 | 115372 | Bathroom
Wall Mount | Incandescent |  | Decorative | 4 | 60 | 115373 | Bathroom
Ceiling Fixture | Incandescent |  | Reflector | 2 | 250 | 115373 | Bathroom
Ceiling Fixture | Incandescent |  | Decorative | 5 | 25 | 115373 | Bathroom
Table | Compact Fluorescent |  | Twist | 1 | 20 | 115373 | Bathroom
Ceiling Fixture | Incandescent |  | Standard A Lamp | 2 | 100 | 115373 | Bathroom
Ceiling Fixture |  |  |  | 1 |  | 115373 | Bathroom
Ceiling Fixture | Other |  | Other | 1 | 22 | 115373 | Bathroom
Wall Mount | Linear Fluorescent | 2 | T-12 | 1 | 20 | 115373 | Bathroom
Ceiling Fixture | Incandescent |  | Decorative | 5 | 25 | 115373 | Bathroom
Table | Incandescent |  | Decorative | 4 | 40 | 115373 | Bathroom
Ceiling Fixture | Incandescent |  | Decorative | 3 | 40 | 115373 | Bathroom
Table | Incandescent |  | Standard A Lamp | 2 | 60 | 115373 | Bathroom
Wall Mount | Compact Fluorescent |  | Globe | 3 | 40 | 115981 | Bathroom
Recessed - other | Incandescent |  | Heat Lamp | 1 | 250 | 115981 | Bathroom
Table | Compact Fluorescent |  | Twist | 1 | 14 | 115981 | Bathroom
Ceiling Fixture | Compact Fluorescent |  | Twist | 1 | 14 | 115981 | Bathroom
Ceiling Fixture | Compact Fluorescent |  | Twist | 1 | 14 | 115981 | Bathroom
Ceiling Fixture | Linear Fluorescent | 4 | T-12 | 2 | 40 | 115981 | Bathroom
Ceiling Fixture | Compact Fluorescent |  | Twist | 1 | 13 | 115981 | Bathroom
Ceiling Fixture | Compact Fluorescent |  | Twist | 3 | 15 | 115981 | Bathroom
Ceiling Fan | Compact Fluorescent |  | Twist | 1 | 14 | 115981 | Bathroom
Table | Compact Fluorescent |  | Twist | 1 | 14 | 115981 | Bathroom
Ceiling Fixture | Compact Fluorescent |  | Twist | 3 | 14 | 115981 | Bathroom
Wall Mount | Compact Fluorescent |  | Globe | 3 | 40 | 115981 | Bathroom
Recessed - other | Incandescent |  | Heat Lamp | 1 | 250 | 115981 | Bathroom
Table | Compact Fluorescent |  | Twist | 1 | 14 | 115981 | Bathroom
Wall Mount | Compact Fluorescent |  | Globe | 3 | 40 | 115982 | Bathroom
Recessed - other | Incandescent |  | Reflector | 1 | 250 | 115982 | Bathroom
Table | Compact Fluorescent |  | Twist | 1 | 14 | 115982 | Bathroom
Table | Compact Fluorescent |  | Twist | 1 | 14 | 115982 | Bathroom
Ceiling Fixture | Compact Fluorescent |  | Twist | 1 | 14 | 115982 | Bathroom
Ceiling Fixture | Linear Fluorescent | 4 | T-12 | 2 | 40 | 115982 | Bathroom
Recessed - other | Compact Fluorescent |  | Twist | 1 | 14 | 115982 | Bathroom
Ceiling Fan | Compact Fluorescent |  | Twist | 1 | 14 | 115982 | Bathroom
Ceiling Fixture | Compact Fluorescent |  | Twist | 1 | 14 | 115982 | Bathroom
Table | Compact Fluorescent |  | Twist | 1 | 14 | 115982 | Bathroom
Ceiling Fixture | Compact Fluorescent |  | Twist | 3 | 14 | 115982 | Bathroom
Wall Mount | Compact Fluorescent |  | Globe | 3 | 40 | 115982 | Bathroom
Recessed - other | Incandescent |  | Heat Lamp | 1 | 250 | 115982 | Bathroom
Table | Incandescent |  | Standard A Lamp | 1 | 100 | 115982 | Bathroom
Ceiling Fixture | Linear Fluorescent | 4 | T-12 | 2 | 40 | 115983 | Kitchen
Recessed - other | Compact Fluorescent |  | Twist | 1 | 14 | 115983 | Kitchen
Recessed - other | Incandescent |  | Heat Lamp | 1 | 250 | 115983 | Kitchen
Ceiling Fixture | Incandescent |  | Clear | 1 | 40 | 115983 | Kitchen
Ceiling Fixture | Compact Fluorescent |  | Twist | 2 | 14 | 115983 | Kitchen
Ceiling Fixture | Compact Fluorescent |  | Twist | 1 | 14 | 115983 | Kitchen
Ceiling Fan | Compact Fluorescent |  | A shape bulb | 1 | 14 | 115983 | Kitchen
Recessed Can | Incandescent |  | Heat Lamp | 1 | 250 | 115983 | Kitchen
Floor lamp | Incandescent |  | Standard A Lamp | 1 | 40 | 115983 | Kitchen
Recessed Can | Incandescent |  | Heat Lamp | 1 | 250 | 118791 | Bathroom
Wall Mount | Compact Fluorescent |  | Twist | 5 | 13 | 118791 | Bathroom
Floor lamp | Incandescent |  | Decorative | 5 | 40 | 118791 | Bathroom
Table | Incandescent |  | Decorative | 1 | 40 | 118791 | Bathroom
Ceiling Fixture | Compact Fluorescent |  | Twist | 1 | 13 | 118791 | Bathroom
Ceiling Fixture | Incandescent |  | Standard A Lamp | 1 | 60 | 118791 | Bathroom
Chandelier (Hanging) | Compact Fluorescent |  | Twist | 3 | 13 | 118791 | Bathroom
Recessed Can | Compact Fluorescent |  | Flood | 4 | 23 | 118791 | Bathroom
Recessed - other | Incandescent |  | Mini base | 1 | 40 | 118791 | Bathroom
Table | Incandescent |  | Standard A Lamp | 1 | 100 | 118791 | Bathroom
Table | Compact Fluorescent |  | Twist | 1 | 13 | 118791 | Bathroom
Wall Mount | Compact Fluorescent |  | Twist | 4 | 13 | 118791 | Bathroom
Recessed Can | Incandescent |  | Heat Lamp | 1 | 250 | 118791 | Bathroom
Wall Mount | Compact Fluorescent |  | Twist | 4 | 13 | 118792 | Bathroom
Recessed Can | Incandescent |  | Heat Lamp | 1 | 150 | 118792 | Bathroom
Floor lamp | Incandescent |  | Standard A Lamp | 1 | 75 | 118792 | Bathroom
Floor lamp | Incandescent |  | Standard A Lamp | 1 | 100 | 118792 | Bathroom
Table | Incandescent |  | Mini base | 1 | 25 | 118792 | Bathroom
Ceiling Fixture | Compact Fluorescent |  | Reflector | 1 | 13 | 118792 | Bathroom
Chandelier (Hanging) | Compact Fluorescent |  | Twist | 5 | 13 | 118792 | Bathroom
Recessed Can | Compact Fluorescent |  | Reflector | 1 | 14 | 118792 | Bathroom
Table | Incandescent |  | Standard A Lamp | 1 | 75 | 118792 | Bathroom
Floor lamp | Incandescent |  | Standard A Lamp | 1 | 100 | 118792 | Bathroom
Ceiling Fixture | Incandescent |  | Standard A Lamp | 1 | 60 | 118792 | Bathroom
Recessed Can | Incandescent |  | Reflector | 1 | 60 | 118792 | Bathroom
Recessed - other | Incandescent |  | Mini base | 1 | 40 | 118792 | Bathroom
Wall Mount | Compact Fluorescent |  | Twist | 4 | 13 | 118792 | Bathroom
Recessed Can | Incandescent |  | Heat Lamp | 1 | 250 | 118792 | Bathroom
Wall Mount | Incandescent |  | Standard A Lamp | 4 | 40 | 118871 | Bathroom
Ceiling Fixture | Incandescent |  | Reflector | 1 | 150 | 118871 | Bathroom
Ceiling Fixture | Incandescent |  | Standard A Lamp | 1 | 60 | 118871 | Bathroom
Ceiling Fixture | Incandescent |  | Standard A Lamp | 1 | 60 | 118871 | Bathroom
Table | Compact Fluorescent |  | Twist | 1 | 15 | 118871 | Bathroom
Ceiling Fixture | Compact Fluorescent |  | Twist | 2 | 14 | 118871 | Bathroom
Ceiling Fixture | Compact Fluorescent |  | Twist | 2 | 14 | 118871 | Bathroom
Table | Compact Fluorescent |  | Twist | 1 | 14 | 118871 | Bathroom
Ceiling Fixture | Incandescent |  | Standard A Lamp | 1 | 60 | 118871 | Bathroom
Ceiling Fixture | Compact Fluorescent |  | Twist | 1 | 13 | 118871 | Bathroom
Ceiling Fixture | Linear Fluorescent | 4 | T-8 | 2 | 32 | 118871 | Bathroom
Recessed Can | Compact Fluorescent |  | Twist | 1 | 14 | 118871 | Bathroom
Other | Incandescent |  | Standard A Lamp | 1 | 40 | 118871 | Bathroom
Ceiling Fixture | Linear Fluorescent | 2 | T-4 | 1 | 16 | 118871 | Bathroom
Ceiling Fixture | Compact Fluorescent |  | Twist | 2 | 14 | 118871 | Bathroom
Chandelier (Hanging) | Incandescent |  | Standard A Lamp | 5 | 40 | 118871 | Bathroom
Table | Incandescent |  | Standard A Lamp | 1 | 60 | 118871 | Bathroom
Wall Mount | Incandescent |  | Globe | 4 | 40 | 118871 | Bathroom
Ceiling Fixture | Incandescent |  | Heat Lamp | 1 | 250 | 118871 | Bathroom
Table | Incandescent |  | Standard A Lamp | 1 | 40 | 118871 | Bathroom
Ceiling Fixture | Incandescent |  | Standard A Lamp | 2 | 60 | 118871 | Bathroom
Ceiling Fixture | Incandescent |  | Standard A Lamp | 1 | 60 | 118871 | Bathroom
Ceiling Fixture | Incandescent |  | Reflector | 1 | 125 | 118872 | Bathroom
Wall Mount | Incandescent |  | Globe | 4 | 40 | 118872 | Bathroom
Table | Compact Fluorescent |  | Twist | 1 | 14 | 118872 | Bathroom
Table | Other |  | Other | 1 | 30 | 118872 | Bathroom
Table | Incandescent |  | Standard A Lamp | 1 | 40 | 118872 | Bathroom
Table | Incandescent |  | Globe | 1 | 30 | 118872 | Bathroom
Ceiling Fixture | Incandescent |  | Standard A Lamp | 1 | 60 | 118872 | Bathroom
Ceiling Fixture | Incandescent |  | Standard A Lamp | 1 | 60 | 118872 | Bathroom
Ceiling Fixture | Incandescent |  | Standard A Lamp | 1 | 60 | 118872 | Bathroom
Ceiling Fixture | Linear Fluorescent | 4 | T-8 | 2 | 32 | 118872 | Bathroom
Other | Incandescent |  | Standard A Lamp | 1 | 40 | 118872 | Bathroom
Other | Incandescent |  | Standard A Lamp | 1 | 60 | 118872 | Bathroom
Table | Compact Fluorescent |  | Twist | 1 | 18 | 118872 | Bathroom
Wall Mount | Compact Fluorescent |  | Twist | 4 | 13 | 118873 | Bathroom
Ceiling Fixture | Incandescent |  | Reflector | 1 | 250 | 118873 | Bathroom
Floor lamp | Compact Fluorescent |  | Twist | 1 | 23 | 118873 | Bathroom
Table | Incandescent |  | Decorative | 1 | 40 | 118873 | Bathroom
Floor lamp | Incandescent |  | 3-Way Incandescent | 1 | 150 | 118873 | Bathroom
Ceiling Fixture | Incandescent |  | Standard A Lamp | 1 | 40 | 118873 | Bathroom
Ceiling Fixture | Linear Fluorescent | 4 | T-8 | 2 | 20 | 118873 | Bathroom
Other | Incandescent |  | Standard A Lamp | 1 | 40 | 118873 | Bathroom
Ceiling Fixture | Incandescent |  | Standard A Lamp | 1 | 40 | 118873 | Bathroom
Table | Compact Fluorescent |  | Twist | 1 | 14 | 118873 | Bathroom
Torchiere | Incandescent |  | Standard A Lamp | 2 | 100 | 118873 | Bathroom
Chandelier (Hanging) | Incandescent |  | Decorative | 9 | 25 | 118873 | Bathroom
Ceiling Fixture | Compact Fluorescent |  | Twist | 3 | 25 | 118873 | Bathroom
Ceiling Fixture | Compact Fluorescent |  | Twist | 2 | 14 | 118873 | Bathroom
Wall Mount | Compact Fluorescent |  | Twist | 5 | 13 | 119301 | Bathroom
Recessed Can | Incandescent |  | Heat Lamp | 1 | 250 | 119301 | Bathroom
Wall Mount | Compact Fluorescent |  | Twist | 5 | 13 | 119301 | Bathroom
Recessed Can | Incandescent |  | Heat Lamp | 1 | 250 | 119301 | Bathroom
Table | Incandescent |  | Decorative | 1 | 20 | 119301 | Bathroom
Floor lamp | Incandescent |  | Mini base | 5 | 40 | 119301 | Bathroom
Other | Compact Fluorescent |  | Decorative | 1 | 9 | 119301 | Bathroom
Ceiling Fixture | Compact Fluorescent |  | Twist | 1 | 13 | 119301 | Bathroom
Ceiling Fixture | Compact Fluorescent |  | Twist | 2 | 13 | 119301 | Bathroom
Ceiling Fixture | Linear Fluorescent | 4 | T-12 | 2 | 40 | 119301 | Bathroom
Other | Compact Fluorescent |  | Twist | 1 | 13 | 119301 | Bathroom
Ceiling Fan | Compact Fluorescent |  | Twist | 4 | 13 | 119301 | Bathroom
Wall Mount | Compact Fluorescent |  | Twist | 5 | 13 | 119302 | Bathroom
Recessed Can | Incandescent |  | Heat Lamp | 1 | 250 | 119302 | Bathroom
Wall Mount | Compact Fluorescent |  | Twist | 5 | 13 | 119302 | Bathroom
Recessed Can | Incandescent |  | Heat Lamp | 1 | 250 | 119302 | Bathroom
Wall Mount | Linear Fluorescent | 4 | T-12 | 2 | 40 | 119302 | Bathroom
Floor lamp | Incandescent |  | Decorative | 3 | 20 | 119302 | Bathroom
Wall Mount | Linear Fluorescent | 4 | T-12 | 2 | 40 | 119302 | Bathroom
Ceiling Fixture | Compact Fluorescent |  | Twist | 1 | 13 | 119302 | Bathroom
Ceiling Fixture | Compact Fluorescent |  | Twist | 2 | 13 | 119302 | Bathroom
Ceiling Fixture | Linear Fluorescent | 4 | T-12 | 2 | 40 | 119302 | Bathroom
Other | Compact Fluorescent |  | Twist | 1 | 13 | 119302 | Bathroom
Recessed Can | Incandescent |  | Heat Lamp | 1 | 250 | 119302 | Bathroom
Wall Mount | Linear Fluorescent | 4 | T-12 | 2 | 40 | 119302 | Bathroom
Ceiling Fan | Compact Fluorescent |  | Twist | 4 | 13 | 119302 | Bathroom
Ceiling Fixture | Compact Fluorescent |  | Twist | 1 | 13 | 119302 | Bathroom
Wall Mount | Incandescent |  | Globe | 3 | 60 | 119491 | Bathroom
Recessed - other | Halogen |  | PAR | 1 | 90 | 119491 | Bathroom
Ceiling Fixture | Incandescent |  | Clear | 1 | 60 | 119491 | Bathroom
Ceiling Fixture | Compact Fluorescent |  | Twist | 2 | 14 | 119491 | Bathroom
Ceiling Fixture | Incandescent |  | Clear | 1 | 60 | 119491 | Bathroom
Other | Compact Fluorescent |  | Twist | 1 | 13 | 119491 | Bathroom
Ceiling Fixture | Incandescent |  | Standard A Lamp | 1 | 60 | 119491 | Bathroom
Ceiling Fixture | Incandescent |  | Standard A Lamp | 1 | 60 | 119491 | Bathroom
Wall Mount | Incandescent |  | Globe | 3 | 60 | 119491 | Bathroom
Recessed - other | Incandescent |  | Heat Lamp | 1 | 250 | 119491 | Bathroom
Floor lamp | Compact Fluorescent |  | Twist | 1 | 13 | 119491 | Bathroom
Ceiling Fixture | Compact Fluorescent |  | Twist | 2 | 10 | 119491 | Bathroom
Wall Mount | Incandescent |  | Globe | 3 | 60 | 119492 | Bathroom
Recessed - other | Incandescent |  | Heat Lamp | 1 | 100 | 119492 | Bathroom
Ceiling Fixture | Incandescent |  | Standard A Lamp | 1 | 60 | 119492 | Bathroom
Ceiling Fixture | Incandescent |  | Standard A Lamp | 1 | 60 | 119492 | Bathroom
Ceiling Fixture | Incandescent |  | Standard A Lamp | 1 | 60 | 119492 | Bathroom
Ceiling Fixture | Compact Fluorescent |  | Twist | 1 | 15 | 119492 | Bathroom
Ceiling Fixture | Incandescent |  | Standard A Lamp | 3 | 60 | 119492 | Bathroom
Ceiling Fixture | Compact Fluorescent |  | Twist | 1 | 15 | 119492 | Bathroom
Recessed - other | Incandescent |  | Standard A Lamp | 1 | 60 | 119492 | Bathroom
Ceiling Fan | Incandescent |  | Decorative | 4 | 60 | 119492 | Bathroom
Floor lamp | Compact Fluorescent |  | Twist | 1 | 15 | 119492 | Bathroom
Wall Mount | Incandescent |  | Globe | 3 | 60 | 119492 | Bathroom
Recessed - other | Incandescent |  | Heat Lamp | 1 | 250 | 119492 | Bathroom
Table | Incandescent |  | Standard A Lamp | 1 | 50 | 119492 | Bathroom
Wall Mount | Incandescent |  | Standard A Lamp | 3 | 60 | 119493 | Bathroom
Recessed - other | Incandescent |  | Heat Lamp | 1 | 125 | 119493 | Bathroom
Ceiling Fixture | Incandescent |  | Standard A Lamp | 1 | 60 | 119493 | Bathroom
Ceiling Fixture | Incandescent |  | Standard A Lamp | 1 | 60 | 119493 | Bathroom
Ceiling Fixture | Incandescent |  | Standard A Lamp | 1 | 60 | 119493 | Bathroom
Ceiling Fixture | Compact Fluorescent |  | Pin base | 1 | 26 | 119493 | Bathroom
Ceiling Fixture | Compact Fluorescent |  | Twist | 1 | 26 | 119493 | Bathroom
Recessed - other | Compact Fluorescent |  | Twist | 1 | 26 | 119493 | Bathroom
Ceiling Fan | Incandescent |  | Standard A Lamp | 4 | 60 | 119493 | Bathroom
Wall Mount | Incandescent |  | Clear | 3 | 60 | 119493 | Bathroom
Ceiling Fixture | Incandescent |  | Heat Lamp | 1 | 125 | 119493 | Bathroom
Ceiling Fixture | Incandescent |  | Standard A Lamp | 1 | 60 | 119493 | Bathroom
Wall Mount | Compact Fluorescent |  | Twist | 2 | 13 | 121671 | Bathroom
Recessed - other | Incandescent |  | Heat Lamp | 1 | 250 | 121671 | Bathroom
Ceiling Fan | Compact Fluorescent |  | Twist | 1 | 13 | 121671 | Bathroom
Ceiling Fixture | Compact Fluorescent |  | Twist | 1 | 13 | 121671 | Bathroom
Table | Compact Fluorescent |  | Twist | 1 | 13 | 121671 | Bathroom
Ceiling Fixture | Compact Fluorescent |  | Twist | 1 | 13 | 121671 | Bathroom
Chandelier (Hanging) | Compact Fluorescent |  | Twist | 1 | 13 | 121671 | Bathroom
Ceiling Fixture | Linear Fluorescent | 4 | T-8 | 2 | 32 | 121671 | Bathroom
Other | Compact Fluorescent |  | Twist | 1 | 13 | 121671 | Bathroom
Table | Compact Fluorescent |  | Twist | 1 | 19 | 121671 | Bathroom
Floor lamp | Compact Fluorescent |  | Twist | 1 | 13 | 121671 | Bathroom
Wall Mount | Compact Fluorescent |  | Twist | 2 | 13 | 121672 | Bathroom
Recessed - other | Incandescent |  | Heat Lamp | 1 | 125 | 121672 | Bathroom
Ceiling Fixture | Compact Fluorescent |  | Twist | 2 | 13 | 121672 | Bathroom
Chandelier (Hanging) | Compact Fluorescent |  | Twist | 1 | 13 | 121672 | Bathroom
Ceiling Fixture | Compact Fluorescent |  | Twist | 1 | 13 | 121672 | Bathroom
Ceiling Fixture | Linear Fluorescent | 4 | T-8 | 2 | 32 | 121672 | Bathroom
Other | Incandescent |  | Clear | 1 | 40 | 121672 | Bathroom
Floor lamp | Compact Fluorescent |  | Twist | 1 | 13 | 121672 | Bathroom
Wall Mount | Compact Fluorescent |  | Twist | 2 | 13 | 121672 | Bathroom
Recessed - other | Incandescent |  | Heat Lamp | 1 | 250 | 121672 | Bathroom
Ceiling Fixture | Compact Fluorescent |  | Twist | 2 | 13 | 121672 | Bathroom
Ceiling Fixture | Compact Fluorescent |  | Twist | 1 | 13 | 121672 | Bathroom
Wall Mount | Incandescent |  | Standard A Lamp | 1 | 13 | 121673 | Bathroom
Recessed - other | Incandescent |  | Heat Lamp | 1 | 125 | 121673 | Bathroom
Ceiling Fixture | Compact Fluorescent |  | Twist | 2 | 13 | 121673 | Bathroom
Chandelier (Hanging) | Compact Fluorescent |  | Twist | 1 | 13 | 121673 | Bathroom
Ceiling Fixture | Compact Fluorescent |  | Twist | 1 | 13 | 121673 | Bathroom
Ceiling Fixture | Linear Fluorescent | 4 | T-8 | 2 | 32 | 121673 | Bathroom
Other | Incandescent |  | Standard A Lamp | 1 | 40 | 121673 | Bathroom
Wall Mount | Compact Fluorescent |  | Twist | 1 | 13 | 121673 | Bathroom
Recessed - other | Incandescent |  | Heat Lamp | 1 | 125 | 121673 | Bathroom
Ceiling Fan | Compact Fluorescent |  | Twist | 2 | 13 | 121673 | Bathroom
Table | Incandescent |  | Clear | 1 | 40 | 121673 | Bathroom
Ceiling Fixture | Compact Fluorescent |  | Twist | 1 | 13 | 121673 | Bathroom
Wall Mount | Incandescent |  | Globe | 6 | 40 | 121921 | Bathroom
Recessed - other | Incandescent |  | Heat Lamp | 2 | 250 | 121921 | Bathroom
Recessed Can | Incandescent |  | Standard A Lamp | 1 | 65 | 121921 | Bathroom
Table | Incandescent |  | Standard A Lamp | 1 | 100 | 121921 | Bathroom
Table | Incandescent |  | 3-Way Incandescent | 1 | 100 | 121921 | Bathroom
Wall Mount | Compact Fluorescent |  | Twist | 1 | 13 | 121921 | Bathroom
Ceiling Fixture | Incandescent |  | Standard A Lamp | 1 | 100 | 121921 | Bathroom
Table | Incandescent |  | 3-Way Incandescent | 1 | 100 | 121921 | Bathroom
Ceiling Fixture | Incandescent |  | Standard A Lamp | 2 | 60 | 121921 | Bathroom
Ceiling Fixture | Incandescent |  | Standard A Lamp | 1 | 60 | 121921 | Bathroom
Chandelier (Hanging) | Incandescent |  | Decorative | 24 | 25 | 121921 | Bathroom
Ceiling Fixture | Compact Fluorescent |  | Twist | 2 | 13 | 121921 | Bathroom
Table | Incandescent |  | Standard A Lamp | 1 | 40 | 121921 | Bathroom
Track | Halogen |  | MR | 6 | 75 | 121921 | Bathroom
Other | Incandescent |  | Standard A Lamp | 2 | 40 | 121921 | Bathroom
Ceiling Fixture | Compact Fluorescent |  | Twist | 1 | 20 | 121921 | Bathroom
Wall Mount | Incandescent |  | Standard A Lamp | 1 | 60 | 121921 | Bathroom
Table | Incandescent |  | Standard A Lamp | 1 | 100 | 121921 | Bathroom
Wall Mount | Incandescent |  | Globe | 10 | 40 | 121921 | Bathroom
Recessed - other | Incandescent |  | Heat Lamp | 2 | 250 | 121921 | Bathroom
Wall Mount | Incandescent |  | Globe | 4 | 40 | 121922 | Bathroom
Recessed - other | Incandescent |  | Heat Lamp | 2 | 250 | 121922 | Bathroom
Ceiling Fixture | Incandescent |  | Decorative | 3 | 40 | 121922 | Bathroom
Ceiling Fixture | Linear Fluorescent | 4 | T-8 | 4 | 32 | 121922 | Bathroom
Ceiling Fixture | Compact Fluorescent |  | Twist | 1 | 26 | 121922 | Bathroom
Other | Incandescent |  | Standard A Lamp | 2 | 40 | 121922 | Bathroom
Track | Halogen |  | MR | 3 | 50 | 121922 | Bathroom
Table | Compact Fluorescent |  | Twist | 1 | 26 | 121922 | Bathroom
Table | Compact Fluorescent |  | Twist | 1 | 20 | 121922 | Bathroom
Ceiling Fan | Incandescent |  | Standard A Lamp | 1 | 100 | 121922 | Bathroom
Floor lamp | Incandescent |  | 3-Way Incandescent | 1 | 150 | 121922 | Bathroom
Table | Incandescent |  | Decorative | 1 | 40 | 121922 | Bathroom
Ceiling Fixture | Incandescent |  | Standard A Lamp | 2 | 60 | 121922 | Bathroom
Ceiling Fixture | Linear Fluorescent | 4 | T-12 | 2 | 40 | 121922 | Bathroom
Ceiling Fixture | Halogen |  | Quartz Tube | 1 | 75 | 121922 | Bathroom
Wall Mount | Incandescent |  | Globe | 4 | 15 | 124051 | Bathroom
Floor lamp | Compact Fluorescent |  | Twist | 1 | 13 | 124051 | Bathroom
Floor lamp | Compact Fluorescent |  | Twist | 1 | 13 | 124051 | Bathroom
Ceiling Fixture | Compact Fluorescent |  | Twist | 1 | 13 | 124051 | Bathroom
Ceiling Fixture | Linear Fluorescent | 4 | T-8 | 2 | 32 | 124051 | Bathroom
Chandelier (Hanging) | Compact Fluorescent |  | Twist | 3 | 13 | 124051 | Bathroom
Ceiling Fixture | Incandescent |  | Standard A Lamp | 1 | 75 | 124051 | Bathroom
Wall Mount | Incandescent |  | Globe | 4 | 15 | 124052 | Bathroom
Table | Compact Fluorescent |  | Twist | 1 | 13 | 124052 | Bathroom
Ceiling Fixture | Incandescent |  | Globe | 1 | 60 | 124052 | Bathroom
Ceiling Fixture | Linear Fluorescent | 4 | T-8 | 2 | 32 | 124052 | Bathroom
Table | Compact Fluorescent |  | Twist | 2 | 13 | 124052 | Bathroom
Wall Mount | Incandescent |  | Globe | 4 | 15 | 124053 | Bathroom
Table | Compact Fluorescent |  | Twist | 1 | 13 | 124053 | Bathroom
Table | Compact Fluorescent |  | Twist | 1 | 13 | 124053 | Bathroom
Ceiling Fixture | Linear Fluorescent | 4 | T-8 | 2 | 32 | 124053 | Bathroom
Chandelier (Hanging) | Compact Fluorescent |  | Twist | 3 | 13 | 124053 | Bathroom
Floor lamp | Compact Fluorescent |  | Twist | 1 | 13 | 124053 | Bathroom
Ceiling Fixture | Incandescent |  | Standard A Lamp | 1 | 60 | 125111 | Bathroom
Wall Mount | Compact Fluorescent |  | Twist | 4 | 15 | 125111 | Bathroom
Recessed Can | Incandescent |  | Reflector | 1 | 65 | 125111 | Bathroom
Table | Compact Fluorescent |  | Twist | 1 | 13 | 125111 | Bathroom
Ceiling Fixture | Incandescent |  | Standard A Lamp | 2 | 60 | 125111 | Bathroom
Wall Mount | Compact Fluorescent |  | Twist | 1 | 15 | 125111 | Bathroom
Recessed Can | Incandescent |  | Reflector | 1 | 65 | 125111 | Bathroom
Ceiling Fixture | Compact Fluorescent |  | Twist | 2 | 13 | 125111 | Bathroom
Table | Compact Fluorescent |  | Twist | 1 | 13 | 125111 | Bathroom
Floor lamp | Compact Fluorescent |  | Twist | 1 | 22 | 125111 | Bathroom
Ceiling Fixture | Incandescent |  | Standard A Lamp | 1 | 60 | 125112 | Bathroom
Wall Mount | Incandescent |  | Standard A Lamp | 4 | 60 | 125112 | Bathroom
Table | Incandescent |  | Mini base | 1 | 15 | 125112 | Bathroom
Recessed Can | Incandescent |  | Reflector | 1 | 65 | 125112 | Bathroom
Table | Compact Fluorescent |  | Twist | 1 | 25 | 125112 | Bathroom
Ceiling Fixture | Incandescent |  | Standard A Lamp | 2 | 60 | 125112 | Bathroom
Wall Mount | Incandescent |  | Standard A Lamp | 1 | 60 | 125112 | Bathroom
Recessed Can | Incandescent |  | Reflector | 1 | 65 | 125112 | Bathroom
Ceiling Fan | Compact Fluorescent |  | Twist | 3 | 22 | 125112 | Bathroom
Ceiling Fixture | Incandescent |  | Standard A Lamp | 2 | 60 | 125112 | Bathroom
Floor lamp | Compact Fluorescent |  | Twist | 1 | 22 | 125112 | Bathroom
Ceiling Fixture | Incandescent |  | Standard A Lamp | 1 | 75 | 125113 | Bathroom
Wall Mount | Compact Fluorescent |  | Twist | 4 | 15 | 125113 | Bathroom
Table | Compact Fluorescent |  | Twist | 1 | 15 | 125113 | Bathroom
Recessed Can | Compact Fluorescent |  | Twist | 1 | 15 | 125113 | Bathroom
Table | Incandescent |  | Standard A Lamp | 1 | 75 | 125113 | Bathroom
Ceiling Fixture | Incandescent |  | Standard A Lamp | 2 | 60 | 125113 | Bathroom
Wall Mount | Compact Fluorescent |  | Twist | 1 | 15 | 125113 | Bathroom
Recessed Can | Compact Fluorescent |  | Twist | 1 | 15 | 125113 | Bathroom
Ceiling Fixture | Incandescent |  | Standard A Lamp | 2 | 60 | 125113 | Bathroom
Table | Compact Fluorescent |  | Twist | 1 | 22 | 125113 | Bathroom
Table | Incandescent |  | Standard A Lamp | 1 | 75 | 125113 | Bathroom
Wall Mount | Incandescent |  | Standard A Lamp | 5 | 60 | 126231 | Bathroom
Recessed - other | Incandescent |  | Heat Lamp | 1 | 250 | 126231 | Bathroom
Chandelier (Hanging) | Compact Fluorescent |  | Twist | 3 | 13 | 126231 | Bathroom
Ceiling Fixture | Incandescent |  | Standard A Lamp | 2 | 60 | 126231 | Bathroom
Ceiling Fixture | Compact Fluorescent |  | Twist | 2 | 20 | 126231 | Bathroom
Other | Halogen |  | Other | 1 | 60 | 126231 | Bathroom
Table | Compact Fluorescent |  | A shape bulb | 1 | 13 | 126231 | Bathroom
Table | Compact Fluorescent |  | Twist | 1 | 13 | 126231 | Bathroom
Floor lamp | Halogen |  | Quartz Tube | 1 | 300 | 126231 | Bathroom
Table | Compact Fluorescent |  | Twist | 1 | 13 | 126231 | Bathroom
Table | Incandescent |  | 3-Way Incandescent | 1 | 150 | 126231 | Bathroom
Table | Incandescent |  | Standard A Lamp | 1 | 60 | 126231 | Bathroom
Wall Mount | Incandescent |  | Standard A Lamp | 5 | 75 | 126232 | Bathroom
Recessed - other | Incandescent |  | Heat Lamp | 1 | 250 | 126232 | Bathroom
Wall Mount | Linear Fluorescent | 4 | T-12 | 2 | 40 | 126232 | Bathroom
Chandelier (Hanging) | Incandescent |  | Standard A Lamp | 3 | 75 | 126232 | Bathroom
Ceiling Fixture | Incandescent |  | Standard A Lamp | 2 | 75 | 126232 | Bathroom
Ceiling Fixture | Incandescent |  | Standard A Lamp | 2 | 75 | 126232 | Bathroom
Other | Halogen |  | Other | 1 | 60 | 126232 | Bathroom
Wall Mount | Linear Fluorescent | 4 | T-12 | 2 | 40 | 126232 | Bathroom
Wall Mount | Incandescent |  | Standard A Lamp | 3 | 60 | 126232 | Bathroom
Recessed - other | Incandescent |  | Heat Lamp | 1 | 250 | 126232 | Bathroom
Floor lamp | Incandescent |  | Standard A Lamp | 1 | 60 | 126232 | Bathroom
Wall Mount | Incandescent |  | Globe | 4 | 60 | 126511 | Bathroom
Recessed - other | Incandescent |  | Heat Lamp | 1 | 250 | 126511 | Bathroom
Ceiling Fixture | Incandescent |  | Standard A Lamp | 1 | 50 | 126511 | Bathroom
Ceiling Fixture | Incandescent |  | Standard A Lamp | 1 | 60 | 126511 | Bathroom
Ceiling Fixture | Incandescent |  | Standard A Lamp | 1 | 65 | 126511 | Bathroom
Recessed Can | Incandescent |  | Reflector | 1 | 65 | 126511 | Bathroom
Recessed Can | Incandescent |  | Reflector | 1 | 65 | 126511 | Bathroom
Recessed - other | Incandescent |  | Standard A Lamp | 1 | 65 | 126511 | Bathroom
Ceiling Fixture | Linear Fluorescent | 4 | T-12 | 2 | 40 | 126511 | Bathroom
Floor lamp | Incandescent |  | Standard A Lamp | 3 | 60 | 126511 | Bathroom
Table | Incandescent |  | Standard A Lamp | 2 | 60 | 126511 | Bathroom
Ceiling Fixture | Incandescent |  | Standard A Lamp | 1 | 100 | 126511 | Bathroom
Recessed - other | Incandescent |  | Heat Lamp | 1 | 250 | 126511 | Bathroom
Recessed Can | Incandescent |  | Reflector | 1 | 60 | 126511 | Bathroom
Wall Mount | Incandescent |  | Globe | 6 | 60 | 126511 | Bathroom
Table | Incandescent |  | Standard A Lamp | 2 | 60 | 126511 | Bathroom
Table | Incandescent |  | Standard A Lamp | 1 | 60 | 126511 | Bathroom
Ceiling Fixture | Incandescent |  | Standard A Lamp | 1 | 60 | 126511 | Bathroom
Wall Mount | Incandescent |  | Globe | 6 | 40 | 126512 | Bathroom
Recessed - other | Halogen |  | PAR | 1 | 50 | 126512 | Bathroom
Ceiling Fixture | Incandescent |  | Standard A Lamp | 1 | 60 | 126512 | Bathroom
Table | Incandescent |  | Standard A Lamp | 1 | 40 | 126512 | Bathroom
Floor lamp | Incandescent |  | Standard A Lamp | 1 | 75 | 126512 | Bathroom
Table | Incandescent |  | Standard A Lamp | 1 | 25 | 126512 | Bathroom
Ceiling Fixture | Incandescent |  | Standard A Lamp | 1 | 60 | 126512 | Bathroom
Table | Incandescent |  | Standard A Lamp | 1 | 60 | 126512 | Bathroom
Table | Incandescent |  | Standard A Lamp | 1 | 40 | 126512 | Bathroom
Recessed Can | Incandescent |  | Standard A Lamp | 1 | 75 | 126512 | Bathroom
Table | Incandescent |  | Standard A Lamp | 1 | 60 | 126512 | Bathroom
Recessed - other | Incandescent |  | Standard A Lamp | 1 | 60 | 126512 | Bathroom
Table | Incandescent |  | Standard A Lamp | 1 | 40 | 126512 | Bathroom
Table | Incandescent |  | Standard A Lamp | 1 | 75 | 126512 | Bathroom
Table | Incandescent |  | Standard A Lamp | 2 | 40 | 126512 | Bathroom
Table | Incandescent |  | Standard A Lamp | 1 | 40 | 126512 | Bathroom
Chandelier (Hanging) | Incandescent |  | Standard A Lamp | 1 | 75 | 126512 | Bathroom
Table | Incandescent |  | Standard A Lamp | 1 | 100 | 126512 | Bathroom
Table | Incandescent |  | Standard A Lamp | 1 | 60 | 126512 | Bathroom
Wall Mount | Incandescent |  | Decorative | 1 | 40 | 126512 | Bathroom
Ceiling Fixture | Incandescent |  | Standard A Lamp | 1 | 60 | 126512 | Bathroom
Wall Mount | Incandescent |  | Globe | 4 | 60 | 126513 | Bathroom
Recessed - other | Incandescent |  | Heat Lamp | 1 | 250 | 126513 | Bathroom
Ceiling Fixture | Compact Fluorescent |  | Twist | 1 | 40 | 126513 | Bathroom
Ceiling Fixture | Incandescent |  | Standard A Lamp | 1 | 65 | 126513 | Bathroom
Ceiling Fixture | Incandescent |  | Reflector | 1 | 65 | 126513 | Bathroom
Ceiling Fixture | Incandescent |  | Standard A Lamp | 1 | 65 | 126513 | Bathroom
Ceiling Fixture | Linear Fluorescent | 4 | T-12 | 2 | 40 | 126513 | Bathroom
Ceiling Fixture | Halogen |  | PAR | 1 | 75 | 126513 | Bathroom
Floor lamp | Compact Fluorescent |  | Twist | 1 | 40 | 126513 | Bathroom
Chandelier (Hanging) | Incandescent |  | Standard A Lamp | 1 | 60 | 126513 | Bathroom
Recessed - other | Incandescent |  | Heat Lamp | 1 | 250 | 126513 | Bathroom
Wall Mount | Incandescent |  | Globe | 6 | 60 | 126513 | Bathroom
Recessed Can | Incandescent |  | Reflector | 1 | 60 | 126513 | Bathroom
Ceiling Fixture | Compact Fluorescent |  | Twist | 1 | 40 | 126513 | Bathroom
Ceiling Fixture | Incandescent |  | Standard A Lamp | 1 | 60 | 126513 | Bathroom
Wall Mount | Compact Fluorescent |  | Twist | 1 | 15 | 127831 | Bathroom
Recessed - other | Incandescent |  | Heat Lamp | 1 | 250 | 127831 | Bathroom
Table | Compact Fluorescent |  | Twist | 1 | 60 | 127831 | Bathroom
Chandelier (Hanging) | Incandescent |  | Standard A Lamp | 3 | 40 | 127831 | Bathroom
Chandelier (Hanging) | Incandescent |  | Clear | 5 | 40 | 127831 | Bathroom
Recessed Can | Compact Fluorescent |  | Reflector | 1 | 22 | 127831 | Bathroom
Ceiling Fixture | Linear Fluorescent | 4 | T-12 | 2 | 40 | 127831 | Bathroom
Floor lamp | Compact Fluorescent |  | Twist | 1 | 22 | 127831 | Bathroom
Floor lamp | Incandescent |  | Standard A Lamp | 3 | 60 | 127831 | Bathroom
Torchiere | Incandescent |  | Standard A Lamp | 1 | 60 | 127831 | Bathroom
Wall Mount | Compact Fluorescent |  | Twist | 3 | 22 | 127831 | Bathroom
Recessed - other | Incandescent |  | Heat Lamp | 1 | 250 | 127831 | Bathroom
Chandelier (Hanging) | Incandescent |  | Standard A Lamp | 3 | 60 | 127831 | Bathroom
Wall Mount | Incandescent |  | Globe | 3 | 40 | 127832 | Bathroom
Ceiling Fixture | Incandescent |  | Standard A Lamp | 2 | 60 | 127832 | Bathroom
Chandelier (Hanging) | Compact Fluorescent |  | Mini base | 5 | 7 | 127832 | Bathroom
Ceiling Fixture | Linear Fluorescent | 4 | T-12 | 2 | 40 | 127832 | Bathroom
Floor lamp | Compact Fluorescent |  | Twist | 1 | 15 | 127832 | Bathroom
Wall Mount | Incandescent |  | Globe | 3 | 40 | 127833 | Bathroom
Recessed - other | Incandescent |  | Heat Lamp | 1 | 250 | 127833 | Bathroom
Chandelier (Hanging) | Incandescent |  | Decorative | 1 | 25 | 127833 | Bathroom
Ceiling Fixture | Incandescent |  | Standard A Lamp | 2 | 60 | 127833 | Bathroom
Chandelier (Hanging) | Incandescent |  | Reflector | 1 | 75 | 127833 | Bathroom
Recessed Can | Compact Fluorescent |  | A shape bulb | 1 | 15 | 127833 | Bathroom
Ceiling Fixture | Linear Fluorescent | 4 | T-12 | 2 | 40 | 127833 | Bathroom
Wall Mount | Compact Fluorescent |  | Twist | 1 | 22 | 127833 | Bathroom
Table | Incandescent |  | Standard A Lamp | 2 | 40 | 127833 | Bathroom
Floor lamp | Compact Fluorescent |  | Twist | 1 | 15 | 127833 | Bathroom
Wall Mount | Incandescent |  | Globe | 4 | 40 | 129321 | Bathroom
Ceiling Fixture | Incandescent |  | Heat Lamp | 1 | 120 | 129321 | Bathroom
Chandelier (Hanging) | Incandescent |  | Standard A Lamp | 1 | 25 | 129321 | Bathroom
Wall Mount | Incandescent |  | Standard A Lamp | 1 | 60 | 129321 | Bathroom
Chandelier (Hanging) | Incandescent |  | Mini base | 6 | 40 | 129321 | Bathroom
Ceiling Fixture | Incandescent |  | Decorative | 3 | 40 | 129321 | Bathroom
Wall Mount | Incandescent |  | Decorative | 1 | 40 | 129321 | Bathroom
Recessed Can | Incandescent |  | Reflector | 1 | 65 | 129321 | Bathroom
Recessed Can | Compact Fluorescent |  | Reflector | 1 | 20 | 129321 | Bathroom
Recessed Can | Incandescent |  | Reflector | 1 | 50 | 129321 | Bathroom
Table | Incandescent |  | Standard A Lamp | 1 | 150 | 129321 | Bathroom
Floor lamp | Incandescent |  | Standard A Lamp | 1 | 40 | 129321 | Bathroom
Table | Incandescent |  | Standard A Lamp | 1 | 100 | 129321 | Bathroom
Floor lamp | Compact Fluorescent |  | Pin base | 1 | 20 | 129321 | Bathroom
Recessed Can | Incandescent |  | Heat Lamp | 1 | 125 | 129321 | Bathroom
Wall Mount | Incandescent |  | Globe | 5 | 40 | 129321 | Bathroom
Floor lamp | Incandescent |  | Standard A Lamp | 1 | 100 | 129321 | Bathroom
Table | Incandescent |  | Decorative | 1 | 40 | 129321 | Bathroom
Ceiling Fixture | Incandescent |  | Decorative | 1 | 40 | 129322 | Bathroom
Ceiling Fixture | Linear Fluorescent | 4 | T-8 | 2 | 32 | 129322 | Bathroom
Ceiling Fixture | Incandescent |  | Standard A Lamp | 1 | 60 | 129322 | Bathroom
Wall Mount | Incandescent |  | Standard A Lamp | 1 | 60 | 129322 | Bathroom
Chandelier (Hanging) | Incandescent |  | Mini base | 5 | 40 | 129322 | Bathroom
Wall Mount | Incandescent |  | Decorative | 1 | 40 | 129322 | Bathroom
Ceiling Fixture | Incandescent |  | Decorative | 1 | 25 | 129322 | Bathroom
Recessed Can | Incandescent |  | Reflector | 1 | 65 | 129322 | Bathroom
Table | Incandescent |  | Standard A Lamp | 1 | 150 | 129322 | Bathroom
Table | Incandescent |  | Standard A Lamp | 1 | 60 | 129322 | Bathroom
Table | Incandescent |  | Standard A Lamp | 1 | 150 | 129322 | Bathroom
Ceiling Fixture | Incandescent |  | Standard A Lamp | 1 | 60 | 129322 | Bathroom
Ceiling Fixture | Linear Fluorescent | 4 | T-8 | 2 | 32 | 129322 | Bathroom
Ceiling Fixture | Incandescent |  | Standard A Lamp | 1 | 60 | 129322 | Bathroom
Wall Mount | Incandescent |  | Standard A Lamp | 1 | 75 | 129323 | Closet
Chandelier (Hanging) | Incandescent |  | Decorative | 4 | 40 | 129323 | Closet
Wall Mount | Compact Fluorescent |  | Twist | 1 | 20 | 129323 | Closet
Ceiling Fixture | Incandescent |  | Mini base | 3 | 25 | 129323 | Closet
Recessed Can | Incandescent |  | Reflector | 1 | 65 | 129323 | Closet
Recessed - other | Incandescent |  | Mini base | 1 | 40 | 129323 | Closet
Table | Incandescent |  | Standard A Lamp | 1 | 150 | 129323 | Closet
Floor lamp | Incandescent |  | Standard A Lamp | 1 | 60 | 129323 | Closet
Floor lamp | Incandescent |  | Reflector | 1 | 50 | 129323 | Closet
Ceiling Fixture | Incandescent |  | Decorative | 2 | 40 | 129323 | Closet
Ceiling Fixture | Linear Fluorescent | 4 | T-8 | 2 | 32 | 129323 | Closet
Ceiling Fixture | Compact Fluorescent |  | Twist | 1 | 14 | 129323 | Closet
Ceiling Fixture | Compact Fluorescent |  | Twist | 1 | 15 | 129323 | Closet
Table | Compact Fluorescent |  | Twist | 1 | 23 | 129323 | Closet
Ceiling Fixture | Halogen |  | PAR | 1 | 50 | 129323 | Closet
Table | Halogen |  | Quartz Tube | 1 | 20 | 129323 | Closet
Ceiling Fixture | Incandescent |  | Standard A Lamp | 1 | 40 | 129323 | Closet
Ceiling Fixture | Linear Fluorescent | 4 | T-8 | 2 | 32 | 129323 | Closet
Recessed - other | Incandescent |  | Heat Lamp | 1 | 250 | 129861 | Bathroom
Wall Mount | Linear Fluorescent | 4 | T-8 | 2 | 32 | 129861 | Bathroom
Ceiling Fixture | Compact Fluorescent |  | Twist | 2 | 13 | 129861 | Bathroom
Ceiling Fixture | Compact Fluorescent |  | Twist | 2 | 13 | 129861 | Bathroom
Other | Incandescent |  | Globe | 1 | 40 | 129861 | Bathroom
Ceiling Fixture | Linear Fluorescent | 4 | T-8 | 2 | 32 | 129861 | Bathroom
Floor lamp | Incandescent |  | Standard A Lamp | 2 | 50 | 129861 | Bathroom
Table | Incandescent |  | Globe | 1 | 40 | 129861 | Bathroom
Ceiling Fixture | Compact Fluorescent |  | Twist | 2 | 13 | 129861 | Bathroom
Recessed - other | Incandescent |  | Heat Lamp | 1 | 250 | 129862 | Bathroom
Wall Mount | Linear Fluorescent | 2 | T-8 | 2 | 17 | 129862 | Bathroom
Ceiling Fixture | Compact Fluorescent |  | Twist | 2 | 13 | 129862 | Bathroom
Ceiling Fixture | Compact Fluorescent |  | Twist | 2 | 13 | 129862 | Bathroom
Ceiling Fixture | Compact Fluorescent |  | Twist | 2 | 13 | 129862 | Bathroom
Ceiling Fixture | Linear Fluorescent | 4 | T-8 | 2 | 32 | 129862 | Bathroom
Other | Incandescent |  | Globe | 1 | 40 | 129862 | Bathroom
Ceiling Fixture | Compact Fluorescent |  | Twist | 2 | 13 | 129862 | Bathroom
Wall Mount | Compact Fluorescent |  | Twist | 4 | 15 | 129981 | Bathroom
Ceiling Fixture | Compact Fluorescent |  | Twist | 1 | 13 | 129981 | Bathroom
Ceiling Fixture | Incandescent |  | Heat Lamp | 1 | 250 | 129981 | Bathroom
Ceiling Fixture | Incandescent |  | Standard A Lamp | 1 | 60 | 129981 | Bathroom
Wall Mount | Compact Fluorescent |  | Twist | 3 | 15 | 129981 | Bathroom
Table | Incandescent |  | Standard A Lamp | 1 | 100 | 129981 | Bathroom
Table | Compact Fluorescent |  | Twist | 1 | 13 | 129981 | Bathroom
Chandelier (Hanging) | Compact Fluorescent |  | Twist | 2 | 15 | 129981 | Bathroom
Floor lamp | Halogen |  | Quartz Tube | 1 | 300 | 129981 | Bathroom
Ceiling Fixture | Incandescent |  | Standard A Lamp | 2 | 60 | 129981 | Bathroom
Ceiling Fixture | Linear Fluorescent | 4 | T-8 | 2 | 32 | 129981 | Bathroom
Ceiling Fixture | Linear Fluorescent | 1 | T-8 | 1 | 16 | 129981 | Bathroom
Ceiling Fixture | Incandescent |  | Standard A Lamp | 3 | 60 | 129981 | Bathroom
Other | Incandescent |  | Standard A Lamp | 2 | 30 | 129981 | Bathroom
Ceiling Fan | Incandescent |  | Standard A Lamp | 3 | 40 | 129981 | Bathroom
Floor lamp | Halogen |  | Quartz Tube | 1 | 300 | 129981 | Bathroom
Table | Incandescent |  | 3-Way Incandescent | 1 | 150 | 129981 | Bathroom
Ceiling Fixture | Incandescent |  | Standard A Lamp | 1 | 75 | 129981 | Bathroom
Floor lamp | Compact Fluorescent |  | Pin base | 1 | 27 | 129981 | Bathroom
Wall Mount | Incandescent |  | Globe | 6 | 60 | 129982 | Bathroom
Wall Mount | Incandescent |  | Standard A Lamp | 2 | 60 | 129982 | Bathroom
Ceiling Fixture | Incandescent |  | Standard A Lamp | 1 | 60 | 129982 | Bathroom
Ceiling Fixture | Compact Fluorescent |  | Twist | 1 | 13 | 129982 | Bathroom
Wall Mount | Incandescent |  | Standard A Lamp | 1 | 60 | 129982 | Bathroom
Floor lamp | Incandescent |  | Standard A Lamp | 2 | 100 | 129982 | Bathroom
Ceiling Fixture | Incandescent |  | Standard A Lamp | 1 | 60 | 129982 | Bathroom
Ceiling Fixture | Incandescent |  | Standard A Lamp | 1 | 75 | 129982 | Bathroom
Ceiling Fixture | Incandescent |  | Standard A Lamp | 1 | 75 | 129982 | Bathroom
Wall Mount | Incandescent |  | Standard A Lamp | 1 | 60 | 129982 | Bathroom
Ceiling Fixture | Linear Fluorescent | 2 | T-12 | 4 | 20 | 129982 | Bathroom
Other | Incandescent |  | Standard A Lamp | 1 | 40 | 129982 | Bathroom
Chandelier (Hanging) | Incandescent |  | Standard A Lamp | 1 | 60 | 129982 | Bathroom
Ceiling Fixture | Incandescent |  | Standard A Lamp | 1 | 60 | 129982 | Bathroom
Floor lamp | Halogen |  | Quartz Tube | 1 | 300 | 129982 | Bathroom
Wall Mount | Compact Fluorescent |  | Twist | 1 | 13 | 129982 | Bathroom
Table | Incandescent |  | Standard A Lamp | 2 | 60 | 129982 | Bathroom
Ceiling Fixture | Compact Fluorescent |  | Twist | 1 | 16 | 129983 | Bathroom
Wall Mount | Incandescent |  | Globe | 8 | 25 | 129983 | Bathroom
Table | Compact Fluorescent |  | Twist | 1 | 23 | 129983 | Bathroom
Table | Incandescent |  | Standard A Lamp | 1 | 100 | 129983 | Bathroom
Ceiling Fixture | Compact Fluorescent |  | Other | 1 | 20 | 129983 | Bathroom
Wall Mount | Compact Fluorescent |  | Twist | 2 | 13 | 129983 | Bathroom
Table | Compact Fluorescent |  | Twist | 1 | 42 | 129983 | Bathroom
Table | Halogen |  | MR | 1 | 20 | 129983 | Bathroom
Ceiling Fixture | Compact Fluorescent |  | Twist | 2 | 20 | 129983 | Bathroom
Ceiling Fixture | Incandescent |  | Standard A Lamp | 1 | 75 | 129983 | Bathroom
Ceiling Fan | Linear Fluorescent | 4 | T-8 | 2 | 32 | 129983 | Bathroom
Other | Incandescent |  | Globe | 2 | 40 | 129983 | Bathroom
Chandelier (Hanging) | Incandescent |  | Decorative | 7 | 25 | 129983 | Bathroom
Table | Incandescent |  | Decorative | 3 | 25 | 129983 | Bathroom
Table | Compact Fluorescent |  | Twist | 1 | 42 | 129983 | Bathroom
Floor lamp | Incandescent |  | Standard A Lamp | 1 | 100 | 129983 | Bathroom
Wall Mount | Compact Fluorescent |  | Twist | 1 | 14 | 130391 | Bedroom
Ceiling Fixture | Incandescent |  | Standard A Lamp | 3 | 60 | 130391 | Bedroom
Table | Incandescent |  | Standard A Lamp | 1 | 60 | 130391 | Bedroom
Ceiling Fixture | Incandescent |  | Standard A Lamp | 1 | 60 | 130391 | Bedroom
Chandelier (Hanging) | Incandescent |  | Mini base | 14 | 25 | 130391 | Bedroom
Other | Incandescent |  | Mini base | 1 | 25 | 130391 | Bedroom
Wall Mount | Incandescent |  | Standard A Lamp | 3 | 60 | 130391 | Bedroom
Ceiling Fixture | Linear Fluorescent | 4 | T-12 | 1 | 40 | 130391 | Bedroom
Ceiling Fixture | Incandescent |  | Decorative | 3 | 40 | 130391 | Bedroom
Table | Incandescent |  | Decorative | 1 | 25 | 130391 | Bedroom
Table | Incandescent |  | Mini base | 3 | 25 | 130391 | Bedroom
Ceiling Fixture | Compact Fluorescent |  | Straight Tube | 1 | 38 | 130391 | Bedroom
Ceiling Fixture | Incandescent |  | Standard A Lamp | 1 | 40 | 130391 | Bedroom
Track | Halogen |  | MR | 5 | 20 | 130391 | Bedroom
Recessed Can | Compact Fluorescent |  | Reflector | 1 | 15 | 130391 | Bedroom
Other |  |  |  | 22 | 5 | 130391 | Bedroom
Other | Incandescent |  | Standard A Lamp | 2 | 40 | 130391 | Bedroom
Wall Mount | Linear Fluorescent | 1.5 | T-8 | 1 | 15 | 130391 | Bedroom
Wall Mount | Linear Fluorescent | 4 | T-12 | 2 | 40 | 130391 | Bedroom
Table | Incandescent |  | 3-Way Incandescent | 1 | 150 | 130391 | Bedroom
Table | Incandescent |  | 3-Way Incandescent | 1 | 150 | 130391 | Bedroom
Ceiling Fixture | Linear Fluorescent | 4 | T-12 | 1 | 40 | 130391 | Bedroom
Recessed Can | Incandescent |  | Reflector | 1 | 65 | 130391 | Bedroom
Ceiling Fixture | Linear Fluorescent | 4 | T-8 | 1 | 32 | 130392 | Bathroom
Table | Incandescent |  | Standard A Lamp | 1 | 60 | 130392 | Bathroom
Wall Mount | Incandescent |  | Standard A Lamp | 1 | 60 | 130392 | Bathroom
Chandelier (Hanging) | Incandescent |  | Mini base | 4 | 40 | 130392 | Bathroom
Ceiling Fixture | Incandescent |  | Mini base | 2 | 40 | 130392 | Bathroom
Wall Mount | Incandescent |  | Standard A Lamp | 1 | 60 | 130392 | Bathroom
Recessed Can | Incandescent |  | Reflector | 1 | 75 | 130392 | Bathroom
Ceiling Fixture | Linear Fluorescent | 4 | T-8 | 1 | 32 | 130392 | Bathroom
Wall Mount | Linear Fluorescent | 1.5 | T-8 | 1 | 15 | 130392 | Bathroom
Ceiling Fixture | Incandescent |  | Decorative | 3 | 40 | 130392 | Bathroom
Table | Incandescent |  | 3-Way Incandescent | 1 | 150 | 130392 | Bathroom
Floor lamp | Incandescent |  | Standard A Lamp | 2 | 60 | 130392 | Bathroom
Ceiling Fixture | Linear Fluorescent | 4 | T-8 | 1 | 32 | 130392 | Bathroom
Table | Incandescent |  | 3-Way Incandescent | 1 | 150 | 130392 | Bathroom
Ceiling Fixture | Incandescent |  | Standard A Lamp | 2 | 60 | 130392 | Bathroom
Wall Mount | Incandescent |  | Standard A Lamp | 1 | 60 | 130392 | Bathroom
Ceiling Fixture | Linear Fluorescent | 4 | T-12 | 1 | 40 | 130393 | Bathroom
Ceiling Fixture | Incandescent |  | Standard A Lamp | 1 | 60 | 130393 | Bathroom
Wall Mount | Incandescent |  | Standard A Lamp | 1 | 60 | 130393 | Bathroom
Table | Incandescent |  | 3-Way Incandescent | 1 | 150 | 130393 | Bathroom
Table | Compact Fluorescent |  | Twist | 1 | 18 | 130393 | Bathroom
Chandelier (Hanging) | Incandescent |  | Decorative | 7 | 40 | 130393 | Bathroom
Other | Incandescent |  | Other | 2 | 40 | 130393 | Bathroom
Wall Mount | Incandescent |  | Decorative | 2 | 60 | 130393 | Bathroom
Ceiling Fixture | Incandescent |  | Globe | 5 | 25 | 130393 | Bathroom
Recessed Can | Incandescent |  | Reflector | 1 | 500 | 130393 | Bathroom
Recessed Can | Incandescent |  | Reflector | 1 | 65 | 130393 | Bathroom
Other | Halogen |  | Quartz Tube | 1 | 50 | 130393 | Bathroom
Ceiling Fixture | Linear Fluorescent | 4 | T-12 | 2 | 40 | 130393 | Bathroom
Table | Incandescent |  | 3-Way Incandescent | 1 | 150 | 130393 | Bathroom
Other |  |  |  | 1 |  | 130393 | Bathroom
Ceiling Fixture | Linear Fluorescent | 4 | T-12 | 1 | 40 | 130393 | Bathroom
Recessed Can | Incandescent |  | Reflector | 1 | 65 | 130393 | Bathroom
Wall Mount | Incandescent |  | Standard A Lamp | 1 | 60 | 130393 | Bathroom
Table | Incandescent |  | Standard A Lamp | 1 | 60 | 130393 | Bathroom
Floor lamp | Incandescent |  | Standard A Lamp | 2 | 60 | 130393 | Bathroom
Floor lamp | Incandescent |  | Standard A Lamp | 1 | 50 | 130393 | Bathroom
Floor lamp | Incandescent |  | Standard A Lamp | 1 | 100 | 130393 | Bathroom
Ceiling Fixture | Incandescent |  | Standard A Lamp | 2 | 60 | 130393 | Bathroom
Wall Mount | Incandescent |  | Standard A Lamp | 5 | 60 | 130481 | Bathroom
Recessed - other | Incandescent |  | Heat Lamp | 1 | 250 | 130481 | Bathroom
Ceiling Fixture | Incandescent |  | Standard A Lamp | 2 | 60 | 130481 | Bathroom
Table | Incandescent |  | Standard A Lamp | 1 | 60 | 130481 | Bathroom
Table | Compact Fluorescent |  | Twist | 1 | 10 | 130481 | Bathroom
Ceiling Fixture | Incandescent |  | Standard A Lamp | 2 | 60 | 130481 | Bathroom
Table | Compact Fluorescent |  | Twist | 1 | 13 | 130481 | Bathroom
Table | Incandescent |  | Standard A Lamp | 1 | 60 | 130481 | Bathroom
Ceiling Fixture | Incandescent |  | Standard A Lamp | 2 | 60 | 130481 | Bathroom
Ceiling Fixture | Incandescent |  | Standard A Lamp | 1 | 60 | 130481 | Bathroom
Other | Incandescent |  | Standard A Lamp | 2 | 40 | 130481 | Bathroom
Ceiling Fixture | Incandescent |  | Standard A Lamp | 2 | 60 | 130481 | Bathroom
Table | Incandescent |  | Standard A Lamp | 1 | 60 | 130481 | Bathroom
Table | Compact Fluorescent |  | Twist | 1 | 15 | 130481 | Bathroom
Wall Mount | Incandescent |  | Standard A Lamp | 5 | 60 | 130482 | Bathroom
Recessed - other | Incandescent |  | Heat Lamp | 1 | 250 | 130482 | Bathroom
Table | Incandescent |  | Standard A Lamp | 1 | 52 | 130482 | Bathroom
Ceiling Fixture | Incandescent |  | Standard A Lamp | 2 | 60 | 130482 | Bathroom
Ceiling Fixture | Incandescent |  | Standard A Lamp | 2 | 60 | 130482 | Bathroom
Ceiling Fixture | Incandescent |  | Standard A Lamp | 2 | 60 | 130482 | Bathroom
Ceiling Fixture | Incandescent |  | Standard A Lamp | 2 | 40 | 130482 | Bathroom
Other | Incandescent |  | Standard A Lamp | 2 | 40 | 130482 | Bathroom
Floor lamp | Incandescent |  | Standard A Lamp | 1 | 90 | 130482 | Bathroom
Ceiling Fixture | Compact Fluorescent |  | Twist | 2 | 13 | 130482 | Bathroom
Recessed - other | Incandescent |  | Heat Lamp | 1 | 250 | 130483 | Bathroom
Table | Incandescent |  | Decorative | 1 | 40 | 130483 | Bathroom
Wall Mount | Incandescent |  | Standard A Lamp | 5 | 40 | 130483 | Bathroom
Ceiling Fixture | Incandescent |  | Standard A Lamp | 2 | 60 | 130483 | Bathroom
Floor lamp | Incandescent |  | Standard A Lamp | 1 | 60 | 130483 | Bathroom
Table | Incandescent |  | Standard A Lamp | 1 | 40 | 130483 | Bathroom
Chandelier (Hanging) | Incandescent |  | Mini base | 5 | 40 | 130483 | Bathroom
Table | Incandescent |  | Standard A Lamp | 1 | 25 | 130483 | Bathroom
Ceiling Fixture | Incandescent |  | Standard A Lamp | 2 | 60 | 130483 | Bathroom
Table | Incandescent |  | Decorative | 1 | 40 | 130483 | Bathroom
Ceiling Fixture | Incandescent |  | Standard A Lamp | 2 | 60 | 130483 | Bathroom
Table | Incandescent |  | Standard A Lamp | 1 | 25 | 130483 | Bathroom
Table | Incandescent |  | Decorative | 1 | 40 | 130483 | Bathroom
Ceiling Fixture | Incandescent |  | Standard A Lamp | 2 | 60 | 130483 | Bathroom
Table | Incandescent |  | Standard A Lamp | 1 | 40 | 130483 | Bathroom
Table | Incandescent |  | Standard A Lamp | 1 | 60 | 130483 | Bathroom
Table | Incandescent |  | Standard A Lamp | 1 | 25 | 130483 | Bathroom
Table | Incandescent |  | Decorative | 1 | 40 | 130483 | Bathroom
Table | Incandescent |  | Decorative | 2 | 40 | 130483 | Bathroom
Wall Mount | Incandescent |  | Standard A Lamp | 3 | 75 | 130541 | Bathroom
Ceiling Fan | Incandescent |  | Heat Lamp | 1 | 250 | 130541 | Bathroom
Ceiling Fixture | Incandescent |  | Standard A Lamp | 2 | 60 | 130541 | Bathroom
Ceiling Fixture | Incandescent |  | Standard A Lamp | 2 | 60 | 130541 | Bathroom
Ceiling Fan | Compact Fluorescent |  | Twist | 4 | 13 | 130541 | Bathroom
Ceiling Fixture | Linear Fluorescent | 4 | T-12 | 2 | 40 | 130541 | Bathroom
Table | Incandescent |  | Standard A Lamp | 1 | 60 | 130541 | Bathroom
Floor lamp | Incandescent |  | 3-Way Incandescent | 1 | 100 | 130541 | Bathroom
Ceiling Fixture | Incandescent |  | Standard A Lamp | 3 | 60 | 130541 | Bathroom
Table | Incandescent |  | Standard A Lamp | 1 | 75 | 130541 | Bathroom
Wall Mount | Incandescent |  | Globe | 3 | 40 | 130542 | Bathroom
Ceiling Fan | Incandescent |  | Heat Lamp | 1 | 250 | 130542 | Bathroom
Ceiling Fixture | Incandescent |  | Standard A Lamp | 1 | 60 | 130542 | Bathroom
Wall Mount | Incandescent |  | Standard A Lamp | 1 | 75 | 130542 | Bathroom
Ceiling Fixture | Linear Fluorescent | 4 | T-12 | 2 | 40 | 130542 | Bathroom
Chandelier (Hanging) | Incandescent |  | Standard A Lamp | 1 | 75 | 130542 | Bathroom
Floor lamp | Compact Fluorescent |  | Twist | 1 | 13 | 130542 | Bathroom
Table | Incandescent |  | Standard A Lamp | 1 | 75 | 130542 | Bathroom
Ceiling Fixture | Incandescent |  | Standard A Lamp | 2 | 60 | 130542 | Bathroom
Table | Incandescent |  | Standard A Lamp | 1 | 75 | 130542 | Bathroom
Table | Incandescent |  | Decorative | 1 | 15 | 130542 | Bathroom
Other | Incandescent |  | Other | 1 | 75 | 130542 | Bathroom
Recessed - other | Incandescent |  | Heat Lamp | 1 | 250 | 130621 | Bathroom
Wall Mount | Compact Fluorescent |  | Globe | 4 | 15 | 130621 | Bathroom
Recessed Can | Incandescent |  | Heat Lamp | 1 | 250 | 130621 | Bathroom
Wall Mount | Compact Fluorescent |  | Globe | 4 | 15 | 130621 | Bathroom
Table | Incandescent |  | Standard A Lamp | 1 | 40 | 130621 | Bathroom
Table | Compact Fluorescent |  | Twist | 1 | 20 | 130621 | Bathroom
Floor lamp | Incandescent |  | Standard A Lamp | 1 | 100 | 130621 | Bathroom
Floor lamp | Incandescent |  | Standard A Lamp | 5 | 40 | 130621 | Bathroom
Floor lamp | Incandescent |  | Standard A Lamp | 5 | 40 | 130621 | Bathroom
Ceiling Fan | Compact Fluorescent |  | Twist | 1 | 13 | 130621 | Bathroom
Ceiling Fixture | Compact Fluorescent |  | Twist | 1 | 13 | 130621 | Bathroom
Ceiling Fixture | Linear Fluorescent | 4 | T-8 | 2 | 32 | 130621 | Bathroom
Recessed - other | Incandescent |  | Heat Lamp | 1 | 250 | 130622 | Bathroom
Wall Mount | Compact Fluorescent |  | Globe | 4 | 15 | 130622 | Bathroom
Recessed - other | Incandescent |  | Heat Lamp | 1 | 250 | 130622 | Bathroom
Wall Mount | Compact Fluorescent |  | Globe | 4 | 15 | 130622 | Bathroom
Table | Incandescent |  | Standard A Lamp | 1 | 40 | 130622 | Bathroom
Table | Incandescent |  | 3-Way Incandescent | 3 | 25 | 130622 | Bathroom
Table | Incandescent |  | Standard A Lamp | 1 | 60 | 130622 | Bathroom
Ceiling Fan | Incandescent |  | Standard A Lamp | 1 | 65 | 130622 | Bathroom
Ceiling Fixture | Compact Fluorescent |  | Twist | 1 | 13 | 130622 | Bathroom
Ceiling Fixture | Linear Fluorescent | 4 | T-8 | 2 | 32 | 130622 | Bathroom
Floor lamp | Incandescent |  | 3-Way Incandescent | 1 | 150 | 130622 | Bathroom
Recessed - other | Incandescent |  | Heat Lamp | 1 | 250 | 130623 | Bathroom
Wall Mount | Compact Fluorescent |  | Globe | 4 | 15 | 130623 | Bathroom
Recessed - other | Incandescent |  | Heat Lamp | 1 | 250 | 130623 | Bathroom
Wall Mount | Compact Fluorescent |  | Globe | 4 | 15 | 130623 | Bathroom
Table | Compact Fluorescent |  | Twist | 1 | 23 | 130623 | Bathroom
Floor lamp | Compact Fluorescent |  | Twist | 1 | 27 | 130623 | Bathroom
Table | Compact Fluorescent |  | Twist | 1 | 23 | 130623 | Bathroom
Floor lamp | Incandescent |  | Standard A Lamp | 1 | 25 | 130623 | Bathroom
Floor lamp | Compact Fluorescent |  | Twist | 1 | 23 | 130623 | Bathroom
Ceiling Fan | Compact Fluorescent |  | Twist | 1 | 13 | 130623 | Bathroom
Ceiling Fixture | Compact Fluorescent |  | Twist | 1 | 13 | 130623 | Bathroom
Ceiling Fixture | Linear Fluorescent | 4 | T-8 | 2 | 32 | 130623 | Bathroom
Table | Compact Fluorescent |  | Twist | 1 | 23 | 130623 | Bathroom
Table | Compact Fluorescent |  | Twist | 1 | 9 | 130623 | Bathroom
Wall Mount | Incandescent |  | Globe | 8 | 25 | 131261 | Bathroom
Ceiling Fan | Incandescent |  | Standard A Lamp | 2 | 60 | 131261 | Bathroom
Table | Incandescent |  | Standard A Lamp | 1 | 60 | 131261 | Bathroom
Table | Compact Fluorescent |  | Pin base | 1 | 27 | 131261 | Bathroom
Table | Incandescent |  | Decorative | 1 | 40 | 131261 | Bathroom
Ceiling Fixture | Incandescent |  | Clear | 1 | 60 | 131261 | Bathroom
Table | Incandescent |  | Decorative | 1 | 20 | 131261 | Bathroom
Ceiling Fixture | Incandescent |  | Standard A Lamp | 3 | 60 | 131261 | Bathroom
Recessed - other | Linear Fluorescent | 3 | T-12 | 1 | 32 | 131261 | Bathroom
Table | Incandescent |  | Standard A Lamp | 1 | 40 | 131261 | Bathroom
Floor lamp | Compact Fluorescent |  | Twist | 1 | 13 | 131261 | Bathroom
Chandelier (Hanging) | Incandescent |  | Decorative | 6 | 40 | 131261 | Bathroom
Floor lamp | Incandescent |  | Standard A Lamp | 1 | 5 | 131261 | Bathroom
Table | Incandescent |  | Standard A Lamp | 1 | 60 | 131261 | Bathroom
Table | Incandescent |  | Standard A Lamp | 1 | 150 | 131261 | Bathroom
Floor lamp | Incandescent |  | Standard A Lamp | 1 | 60 | 131261 | Bathroom
Wall Mount | Compact Fluorescent |  | Twist | 3 | 13 | 131262 | Bathroom
Ceiling Fixture | Incandescent |  | Standard A Lamp | 1 | 65 | 131262 | Bathroom
Ceiling Fixture | Linear Fluorescent | 4 | T-8 | 1 | 32 | 131262 | Bathroom
Ceiling Fixture | Incandescent |  | Standard A Lamp | 2 | 40 | 131262 | Bathroom
Track | Halogen |  | PAR | 5 | 50 | 131262 | Bathroom
Other | Incandescent |  | Standard A Lamp | 2 | 30 | 131262 | Bathroom
Table | Incandescent |  | Globe | 1 | 25 | 131262 | Bathroom
Floor lamp | Incandescent |  | Standard A Lamp | 1 | 40 | 131262 | Bathroom
Floor lamp | Compact Fluorescent |  | Twist | 1 | 23 | 131262 | Bathroom
Chandelier (Hanging) | Incandescent |  | Standard A Lamp | 3 | 100 | 131262 | Bathroom
Table | Incandescent |  | Decorative | 1 | 40 | 131262 | Bathroom
Table | Compact Fluorescent |  | Twist | 1 | 13 | 131262 | Bathroom
Table | Incandescent |  | Standard A Lamp | 1 | 40 | 131262 | Bathroom
Wall Mount | Compact Fluorescent |  | Globe | 4 | 15 | 132021 | Bathroom
Recessed - other | Incandescent |  | Heat Lamp | 1 | 150 | 132021 | Bathroom
Ceiling Fan | Incandescent |  | Clear | 3 | 60 | 132021 | Bathroom
Ceiling Fan | Compact Fluorescent |  | Twist | 1 | 15 | 132021 | Bathroom
Chandelier (Hanging) | Incandescent |  | Standard A Lamp | 3 | 60 | 132021 | Bathroom
Ceiling Fixture | Compact Fluorescent |  | Twist | 1 | 15 | 132021 | Bathroom
Ceiling Fixture | Compact Fluorescent |  | Twist | 1 | 15 | 132021 | Bathroom
Ceiling Fixture | Linear Fluorescent |  | T-12 | 2 | 40 | 132021 | Bathroom
Table | Incandescent |  | Standard A Lamp | 1 | 60 | 132021 | Bathroom
Wall Mount | Compact Fluorescent |  | Globe | 4 | 15 | 132021 | Bathroom
Ceiling Fixture | Compact Fluorescent |  | Twist | 1 | 15 | 132021 | Bathroom
Wall Mount | Compact Fluorescent |  | Globe | 4 | 15 | 132022 | Bathroom
Ceiling Fixture | Compact Fluorescent |  | Twist | 2 | 15 | 132022 | Bathroom
Ceiling Fixture | Compact Fluorescent |  | Twist | 2 | 15 | 132022 | Bathroom
Chandelier (Hanging) | Incandescent |  | Standard A Lamp | 1 | 60 | 132022 | Bathroom
Ceiling Fixture | Compact Fluorescent |  | Twist | 2 | 15 | 132022 | Bathroom
Ceiling Fixture | Compact Fluorescent |  | Twist | 1 | 15 | 132022 | Bathroom
Ceiling Fixture | Linear Fluorescent | 4 | T-12 | 1 | 40 | 132022 | Bathroom
Table | Compact Fluorescent |  | Twist | 1 | 15 | 132022 | Bathroom
Wall Mount | Compact Fluorescent |  | Globe | 4 | 15 | 132022 | Bathroom
Ceiling Fixture | Compact Fluorescent |  | Twist | 1 | 15 | 132022 | Bathroom
Wall Mount | Incandescent |  | Globe | 4 | 60 | 132023 | Bathroom
Recessed - other | Incandescent |  | Heat Lamp | 1 | 250 | 132023 | Bathroom
Ceiling Fixture | Incandescent |  | Standard A Lamp | 2 | 100 | 132023 | Bathroom
Ceiling Fixture | Incandescent |  | Standard A Lamp | 2 | 100 | 132023 | Bathroom
Floor lamp | Incandescent |  | Standard A Lamp | 1 | 100 | 132023 | Bathroom
Ceiling Fixture | Compact Fluorescent |  | Twist | 1 | 15 | 132023 | Bathroom
Ceiling Fixture | Linear Fluorescent |  | T-12 | 2 | 40 | 132023 | Bathroom
Ceiling Fixture | Compact Fluorescent |  | Twist | 2 | 15 | 132023 | Bathroom
Table | Incandescent |  | Standard A Lamp | 1 | 75 | 132023 | Bathroom
Wall Mount | Incandescent |  | Standard A Lamp | 2 | 60 | 132181 | Bathroom
Recessed - other | Incandescent |  | Heat Lamp | 2 | 125 | 132181 | Bathroom
Ceiling Fixture | Incandescent |  | Standard A Lamp | 2 | 60 | 132181 | Bathroom
Table | Compact Fluorescent |  | Twist | 1 | 19 | 132181 | Bathroom
Ceiling Fixture | Incandescent |  | Standard A Lamp | 2 | 60 | 132181 | Bathroom
Table | Halogen |  | Other | 1 | 5 | 132181 | Bathroom
Ceiling Fixture | Incandescent |  | Standard A Lamp | 1 | 60 | 132181 | Bathroom
Ceiling Fixture | Incandescent |  | Standard A Lamp | 3 | 75 | 132181 | Bathroom
Other | Incandescent |  | Standard A Lamp | 1 | 40 | 132181 | Bathroom
Other | Incandescent |  | Standard A Lamp | 1 | 40 | 132181 | Bathroom
Ceiling Fixture | Incandescent |  | Standard A Lamp | 3 | 60 | 132181 | Bathroom
Table | Compact Fluorescent |  | Twist | 1 | 23 | 132181 | Bathroom
Floor lamp | Incandescent |  | Standard A Lamp | 1 | 75 | 132181 | Bathroom
Wall Mount | Incandescent |  | Standard A Lamp | 2 | 40 | 132182 | Bathroom
Recessed - other | Incandescent |  | Heat Lamp | 2 | 125 | 132182 | Bathroom
Ceiling Fixture | Incandescent |  | Standard A Lamp | 2 | 60 | 132182 | Bathroom
Table | Incandescent |  | Standard A Lamp | 1 | 40 | 132182 | Bathroom
Ceiling Fixture | Incandescent |  | Standard A Lamp | 2 | 60 | 132182 | Bathroom
Ceiling Fixture | Compact Fluorescent |  | Twist | 1 | 13 | 132182 | Bathroom
Ceiling Fixture | Compact Fluorescent |  | A shape bulb | 3 | 14 | 132182 | Bathroom
Other | Incandescent |  | Standard A Lamp | 1 | 40 | 132182 | Bathroom
Other | Incandescent |  | Standard A Lamp | 1 | 40 | 132182 | Bathroom
Floor lamp | Compact Fluorescent |  | Straight Tube | 5 | 14 | 132182 | Bathroom
Wall Mount | Incandescent |  | Standard A Lamp | 2 | 60 | 132183 | Bathroom
Recessed - other | Incandescent |  | Heat Lamp | 2 | 125 | 132183 | Bathroom
Ceiling Fixture | Incandescent |  | Standard A Lamp | 2 | 60 | 132183 | Bathroom
Ceiling Fixture | Incandescent |  | Standard A Lamp | 1 | 60 | 132183 | Bathroom
Ceiling Fixture | Incandescent |  | Standard A Lamp | 1 | 60 | 132183 | Bathroom
Other | Incandescent |  | Standard A Lamp | 1 | 60 | 132183 | Bathroom
Other | Incandescent |  | Standard A Lamp | 1 | 60 | 132183 | Bathroom
Floor lamp | Compact Fluorescent |  | A shape bulb | 1 | 15 | 132183 | Bathroom
Ceiling Fan | Incandescent |  | Mini base | 1 | 60 | 132681 | Dining Room
Wall Mount | Compact Fluorescent |  | Globe | 4 | 9 | 132681 | Dining Room
Ceiling Fixture | Compact Fluorescent |  | Twist | 1 | 14 | 132681 | Dining Room
Ceiling Fixture | Compact Fluorescent |  | Twist | 1 | 14 | 132681 | Dining Room
Ceiling Fixture | Linear Fluorescent | 4 | T-8 | 2 | 32 | 132681 | Dining Room
Ceiling Fixture | Incandescent |  | Standard A Lamp | 1 | 40 | 132681 | Dining Room
Floor lamp | Incandescent |  | Standard A Lamp | 1 | 60 | 132681 | Dining Room
Ceiling Fixture | Compact Fluorescent |  | Twist | 1 | 14 | 132681 | Dining Room
Wall Mount | Compact Fluorescent |  | Globe | 4 | 9 | 132682 | Bathroom
Ceiling Fixture | Incandescent |  | Reflector | 1 | 250 | 132682 | Bathroom
Ceiling Fixture | Compact Fluorescent |  | Twist | 1 | 14 | 132682 | Bathroom
Table | Compact Fluorescent |  | Twist | 1 | 13 | 132682 | Bathroom
Ceiling Fan | Compact Fluorescent |  | Twist | 1 | 14 | 132682 | Bathroom
Ceiling Fixture | Compact Fluorescent |  | Twist | 1 | 14 | 132682 | Bathroom
Ceiling Fixture | Linear Fluorescent | 4 | T-8 | 2 | 32 | 132682 | Bathroom
Other | Incandescent |  | Standard A Lamp | 1 | 75 | 132682 | Bathroom
Ceiling Fixture | Compact Fluorescent |  | Twist | 1 | 14 | 132682 | Bathroom
Floor lamp | Incandescent |  | Standard A Lamp | 1 | 40 | 132682 | Bathroom
Ceiling Fixture | Compact Fluorescent |  | Pin base | 1 | 14 | 132682 | Bathroom
Wall Mount | Compact Fluorescent |  | Globe | 4 | 9 | 132683 | Bathroom
Ceiling Fixture | Incandescent |  | Reflector | 1 | 250 | 132683 | Bathroom
Ceiling Fixture | Compact Fluorescent |  | Twist | 1 | 13 | 132683 | Bathroom
Table | Incandescent |  | Standard A Lamp | 1 | 60 | 132683 | Bathroom
Table | Incandescent |  | 3-Way Incandescent | 1 | 150 | 132683 | Bathroom
Ceiling Fan | Incandescent |  | Standard A Lamp | 1 | 60 | 132683 | Bathroom
Ceiling Fixture | Incandescent |  | Standard A Lamp | 1 | 60 | 132683 | Bathroom
Ceiling Fixture | Linear Fluorescent | 4 | T-8 | 2 | 32 | 132683 | Bathroom
Other | Incandescent |  | Standard A Lamp | 1 | 40 | 132683 | Bathroom
Ceiling Fixture | Incandescent |  | Standard A Lamp | 1 | 75 | 132683 | Bathroom
Ceiling Fixture | Compact Fluorescent |  | Twist | 1 | 14 | 132683 | Bathroom
Floor lamp | Incandescent |  | 3-Way Incandescent | 1 | 150 | 132683 | Bathroom
Ceiling Fixture | Compact Fluorescent |  | Circline (Screw Base) | 2 | 32 | 133211 | Bedroom
Ceiling Fixture | Compact Fluorescent |  | Twist | 1 | 14 | 133211 | Bedroom
Wall Mount | Compact Fluorescent |  | Twist | 3 | 14 | 133211 | Bedroom
Recessed - other | Incandescent |  | Heat Lamp | 2 | 250 | 133211 | Bedroom
Ceiling Fixture | Compact Fluorescent |  | Circline (Screw Base) | 1 | 22 | 133211 | Bedroom
Ceiling Fixture | Compact Fluorescent |  | Circline (Screw Base) | 2 | 32 | 133211 | Bedroom
Ceiling Fixture | Compact Fluorescent |  | Twist | 1 | 14 | 133211 | Bedroom
Other | Incandescent |  | Standard A Lamp | 1 | 40 | 133211 | Bedroom
Recessed - other | Incandescent |  | Heat Lamp | 2 | 250 | 133211 | Bedroom
Ceiling Fan | Incandescent |  | Standard A Lamp | 3 | 60 | 133211 | Bedroom
Floor lamp | Compact Fluorescent |  | Twist | 1 | 14 | 133211 | Bedroom
Table | Compact Fluorescent |  | Twist | 1 | 14 | 133211 | Bedroom
Wall Mount | Compact Fluorescent |  | Twist | 5 | 14 | 133211 | Bedroom
Recessed - other | Incandescent |  | Heat Lamp | 2 | 250 | 133211 | Bedroom
Ceiling Fixture | Compact Fluorescent |  | Circline (Screw Base) | 2 | 32 | 133211 | Bedroom
Table | Compact Fluorescent |  | Twist | 1 | 14 | 133211 | Bedroom
Wall Mount | Compact Fluorescent |  | Twist | 3 | 14 | 133212 | Bathroom
Wall Mount | Compact Fluorescent |  | Twist | 5 | 14 | 133212 | Bathroom
Recessed - other | Incandescent |  | Heat Lamp | 2 | 250 | 133212 | Bathroom
Ceiling Fixture | Compact Fluorescent |  | Circline (Screw Base) | 2 | 32 | 133212 | Bathroom
Ceiling Fixture | Compact Fluorescent |  | Twist | 1 | 14 | 133212 | Bathroom
Ceiling Fixture | Compact Fluorescent |  | Circline (Screw Base) | 1 | 22 | 133212 | Bathroom
Ceiling Fixture | Compact Fluorescent |  | Twist | 1 | 14 | 133212 | Bathroom
Ceiling Fixture | Compact Fluorescent |  | Circline (Screw Base) | 2 | 32 | 133212 | Bathroom
Other | Incandescent |  | Standard A Lamp | 1 | 40 | 133212 | Bathroom
Recessed - other | Incandescent |  | Heat Lamp | 2 | 250 | 133212 | Bathroom
Ceiling Fixture | Compact Fluorescent |  | Twist | 3 | 14 | 133212 | Bathroom
Ceiling Fixture | Compact Fluorescent |  | Circline (Screw Base) | 2 | 32 | 133212 | Bathroom
Wall Mount | Compact Fluorescent |  | Twist | 1 | 14 | 133212 | Bathroom
Wall Mount | Compact Fluorescent |  | Twist | 3 | 15 | 133601 | Bathroom
Ceiling Fixture | Compact Fluorescent |  | Twist | 1 | 15 | 133601 | Bathroom
Recessed - other | Linear Fluorescent | 4 | T-12 | 2 | 40 | 133601 | Bathroom
Table | Compact Fluorescent |  | Twist | 1 | 15 | 133601 | Bathroom
Wall Mount | Incandescent |  | Standard A Lamp | 4 | 40 | 133602 | Bathroom
Ceiling Fixture | Incandescent |  | Standard A Lamp | 2 | 60 | 133602 | Bathroom
Recessed - other | Linear Fluorescent | 4 | T-12 | 2 | 40 | 133602 | Bathroom
Wall Mount | Incandescent |  | Standard A Lamp | 2 | 60 | 133602 | Bathroom
Wall Mount | Compact Fluorescent |  | Globe | 3 | 11 | 133841 | Bathroom
Recessed - other | Incandescent |  | Heat Lamp | 2 | 250 | 133841 | Bathroom
Wall Mount | Incandescent |  | Clear | 3 | 60 | 133841 | Bathroom
Ceiling Fixture | Compact Fluorescent |  | Twist | 2 | 23 | 133841 | Bathroom
Table | Compact Fluorescent |  | Twist | 1 | 15 | 133841 | Bathroom
Ceiling Fixture | Compact Fluorescent |  | Twist | 1 | 23 | 133841 | Bathroom
Other | Incandescent |  | Decorative | 1 | 5 | 133841 | Bathroom
Ceiling Fixture | Compact Fluorescent |  | Twist | 2 | 23 | 133841 | Bathroom
Other | Halogen |  | PAR | 2 | 50 | 133841 | Bathroom
Ceiling Fixture | Linear Fluorescent | 4 | T-12 | 4 | 40 | 133841 | Bathroom
Chandelier (Hanging) | Incandescent |  | Clear | 3 | 75 | 133841 | Bathroom
Other | Linear Fluorescent | 1 | T-4 | 1 | 16 | 133841 | Bathroom
Floor lamp | Halogen |  | Quartz Tube | 1 | 50 | 133841 | Bathroom
Torchiere | Incandescent |  | Standard A Lamp | 1 | 60 | 133841 | Bathroom
Floor lamp | Compact Fluorescent |  | Twist | 1 | 15 | 133841 | Bathroom
Table | Compact Fluorescent |  | Twist | 1 | 15 | 133841 | Bathroom
Table | Incandescent |  | Standard A Lamp | 1 | 150 | 133841 | Bathroom
Ceiling Fixture | Compact Fluorescent |  | Twist | 3 | 13 | 133842 | Bathroom
Recessed - other | Incandescent |  | Heat Lamp | 1 | 125 | 133842 | Bathroom
Wall Mount | Compact Fluorescent |  | Globe | 2 | 9 | 133842 | Bathroom
Ceiling Fixture | Incandescent |  | Heat Lamp | 1 | 250 | 133842 | Bathroom
Ceiling Fixture | Incandescent |  | Reflector | 1 | 150 | 133842 | Bathroom
Wall Mount | Compact Fluorescent |  | Globe | 2 | 9 | 133842 | Bathroom
Ceiling Fixture | Incandescent |  | Heat Lamp | 1 | 250 | 133842 | Bathroom
Ceiling Fixture | Incandescent |  | Reflector | 1 | 150 | 133842 | Bathroom
Ceiling Fixture | Incandescent |  | Standard A Lamp | 1 | 60 | 133842 | Bathroom
Table | Incandescent |  | Standard A Lamp | 1 | 40 | 133842 | Bathroom
Ceiling Fixture | Incandescent |  | Standard A Lamp | 1 | 60 | 133842 | Bathroom
Ceiling Fixture | Incandescent |  | Standard A Lamp | 1 | 40 | 133842 | Bathroom
Table | Incandescent |  | Decorative | 1 | 40 | 133842 | Bathroom
Ceiling Fixture | Incandescent |  | Standard A Lamp | 1 | 52 | 133842 | Bathroom
Chandelier (Hanging) | Incandescent |  | Standard A Lamp | 6 | 60 | 133842 | Bathroom
Ceiling Fixture | Linear Fluorescent | 4 | T-12 | 4 | 40 | 133842 | Bathroom
Ceiling Fixture | Incandescent |  | Standard A Lamp | 1 | 52 | 133842 | Bathroom
Other | Incandescent |  | Reflector | 2 | 75 | 133842 | Bathroom
Table | Incandescent |  | Standard A Lamp | 1 | 60 | 133842 | Bathroom
Wall Mount | Compact Fluorescent |  | Globe | 7 | 25 | 133843 | Bathroom
Ceiling Fixture | Incandescent |  | Heat Lamp | 2 | 250 | 133843 | Bathroom
Wall Mount | Compact Fluorescent |  | Globe | 2 | 9 | 133843 | Bathroom
Ceiling Fixture | Incandescent |  | Heat Lamp | 2 | 250 | 133843 | Bathroom
Wall Mount | Incandescent |  | Globe | 3 | 60 | 133843 | Bathroom
Recessed - other | Incandescent |  | Heat Lamp | 1 | 125 | 133843 | Bathroom
Ceiling Fixture | Halogen |  | PAR | 1 | 60 | 133843 | Bathroom
Table | Incandescent |  | Decorative | 3 | 25 | 133843 | Bathroom
Table | Incandescent |  | Standard A Lamp | 1 | 60 | 133843 | Bathroom
Table | Incandescent |  | Decorative | 1 | 40 | 133843 | Bathroom
Ceiling Fixture | Incandescent |  | Standard A Lamp | 1 | 60 | 133843 | Bathroom
Ceiling Fixture | Incandescent |  | Standard A Lamp | 1 | 40 | 133843 | Bathroom
Ceiling Fixture | Compact Fluorescent |  | Twist | 1 | 13 | 133843 | Bathroom
Ceiling Fixture | Halogen |  | PAR | 1 | 60 | 133843 | Bathroom
Ceiling Fixture | Incandescent |  | Standard A Lamp | 1 | 40 | 133843 | Bathroom
Track | Halogen |  | PAR | 3 | 50 | 133843 | Bathroom
Other | Halogen |  | PAR | 2 | 50 | 133843 | Bathroom
Torchiere | Halogen |  | Quartz Tube | 1 | 150 | 133843 | Bathroom
Track | Incandescent |  | Other | 3 | 40 | 133843 | Bathroom
Wall Mount | Incandescent |  | Globe | 6 | 25 | 135201 | Bathroom
Ceiling Fan | Incandescent |  | Globe | 1 | 60 | 135201 | Bathroom
Table | Incandescent |  | Standard A Lamp | 1 | 60 | 135201 | Bathroom
Ceiling Fan | Incandescent |  | Globe | 1 | 40 | 135201 | Bathroom
Ceiling Fixture | Compact Fluorescent |  | Twist | 1 | 20 | 135201 | Bathroom
Ceiling Fixture | Incandescent |  | Standard A Lamp | 1 | 60 | 135201 | Bathroom
Ceiling Fixture | Incandescent |  | Standard A Lamp | 2 | 60 | 135201 | Bathroom
Other | Incandescent |  | Standard A Lamp | 1 | 40 | 135201 | Bathroom
Chandelier (Hanging) | Incandescent |  | Decorative | 6 | 40 | 135201 | Bathroom
Table | Incandescent |  | Decorative | 1 | 60 | 135201 | Bathroom
Table | Halogen |  | Quartz Tube | 1 | 20 | 135201 | Bathroom
Ceiling Fan | Incandescent |  | Standard A Lamp | 1 | 40 | 135201 | Bathroom
Table | Incandescent |  | Standard A Lamp | 1 | 60 | 135201 | Bathroom
Wall Mount | Incandescent |  | Globe | 6 | 50 | 135202 | Bathroom
Ceiling Fixture | Incandescent |  | Standard A Lamp | 1 | 60 | 135202 | Bathroom
Ceiling Fan | Incandescent |  | Decorative | 4 | 40 | 135202 | Bathroom
Ceiling Fixture | Incandescent |  | Standard A Lamp | 1 | 60 | 135202 | Bathroom
Ceiling Fixture | Compact Fluorescent |  | Twist | 1 | 15 | 135202 | Bathroom
Other | Incandescent |  | Standard A Lamp | 1 | 40 | 135202 | Bathroom
Other | Linear Fluorescent | 1.5 | T-12 | 1 | 70 | 135202 | Bathroom
Table | Compact Fluorescent |  | Twist | 1 | 15 | 135202 | Bathroom
Floor lamp | Compact Fluorescent |  | Twist | 1 | 15 | 135202 | Bathroom
Floor lamp | Incandescent |  | Standard A Lamp | 1 | 40 | 135202 | Bathroom
Ceiling Fan | Incandescent |  | Standard A Lamp | 1 | 60 | 135202 | Bathroom
Table | Compact Fluorescent |  | Twist | 1 | 23 | 135202 | Bathroom
Table | Incandescent |  | Colored | 1 | 25 | 135202 | Bathroom
Wall Mount | Incandescent |  | Globe | 6 | 40 | 135203 | Bathroom
Ceiling Fixture | Incandescent |  | Standard A Lamp | 1 | 60 | 135203 | Bathroom
Ceiling Fan | Incandescent |  | Decorative | 4 | 40 | 135203 | Bathroom
Ceiling Fixture | Incandescent |  | Standard A Lamp | 1 | 52 | 135203 | Bathroom
Ceiling Fixture | Incandescent |  | Standard A Lamp | 1 | 60 | 135203 | Bathroom
Other | Incandescent |  | Standard A Lamp | 1 | 52 | 135203 | Bathroom
Floor lamp | Halogen |  | Quartz Tube | 1 | 500 | 135203 | Bathroom
Table | Incandescent |  | Standard A Lamp | 1 | 60 | 135203 | Bathroom
Ceiling Fan | Incandescent |  | Standard A Lamp | 1 | 60 | 135203 | Bathroom
Table | Incandescent |  | Standard A Lamp | 1 | 60 | 135203 | Bathroom
Wall Mount | Incandescent |  | Standard A Lamp | 4 | 75 | 136281 | Bathroom
Recessed - other | Incandescent |  | Heat Lamp | 2 | 125 | 136281 | Bathroom
Ceiling Fan | Incandescent |  | Standard A Lamp | 1 | 60 | 136281 | Bathroom
Table | Compact Fluorescent |  | Twist | 1 | 13 | 136281 | Bathroom
Ceiling Fixture | Incandescent |  | Standard A Lamp | 2 | 60 | 136281 | Bathroom
Table | Compact Fluorescent |  | Twist | 1 | 14 | 136281 | Bathroom
Ceiling Fixture | Compact Fluorescent |  | Twist | 1 | 13 | 136281 | Bathroom
Ceiling Fixture | Incandescent |  | Standard A Lamp | 1 | 40 | 136281 | Bathroom
Ceiling Fixture | Incandescent |  | Standard A Lamp | 2 | 60 | 136281 | Bathroom
Ceiling Fixture | Compact Fluorescent |  | Twist | 1 | 14 | 136281 | Bathroom
Other | Incandescent |  | Standard A Lamp | 1 | 40 | 136281 | Bathroom
Ceiling Fan | Compact Fluorescent |  | Twist | 1 | 14 | 136281 | Bathroom
Table | Compact Fluorescent |  | Twist | 1 | 14 | 136281 | Bathroom
Floor lamp | Halogen |  | Quartz Tube | 1 | 300 | 136281 | Bathroom
Wall Mount | Incandescent |  | Standard A Lamp | 2 | 60 | 136282 | Bathroom
Recessed - other | Incandescent |  | Heat Lamp | 2 | 125 | 136282 | Bathroom
Table | Incandescent |  | Standard A Lamp | 1 | 60 | 136282 | Bathroom
Ceiling Fixture | Incandescent |  | Standard A Lamp | 1 | 60 | 136282 | Bathroom
Table | Incandescent |  | Standard A Lamp | 1 | 60 | 136282 | Bathroom
Ceiling Fixture | Incandescent |  | Standard A Lamp | 1 | 60 | 136282 | Bathroom
Ceiling Fixture | Incandescent |  | Standard A Lamp | 1 | 60 | 136282 | Bathroom
Ceiling Fixture | Compact Fluorescent |  | Twist | 1 | 13 | 136282 | Bathroom
Ceiling Fixture | Incandescent |  | Standard A Lamp | 2 | 60 | 136282 | Bathroom
Other | Incandescent |  | Standard A Lamp | 1 | 40 | 136282 | Bathroom
Table | Incandescent |  | Standard A Lamp | 1 | 150 | 136282 | Bathroom
Chandelier (Hanging) | Incandescent |  | Decorative | 5 | 60 | 136282 | Bathroom
Wall Mount | Incandescent |  | Standard A Lamp | 2 | 60 | 136283 | Bathroom
Ceiling Fixture | Incandescent |  | Standard A Lamp | 2 | 60 | 136283 | Bathroom
Table | Incandescent |  | Standard A Lamp | 1 | 60 | 136283 | Bathroom
Ceiling Fixture | Incandescent |  | Decorative | 4 | 40 | 136283 | Bathroom
Ceiling Fixture | Incandescent |  | Standard A Lamp | 1 | 60 | 136283 | Bathroom
Ceiling Fixture | Linear Fluorescent | 2 | T-12 | 1 | 20 | 136283 | Bathroom
Other | Incandescent |  | Standard A Lamp | 1 | 40 | 136283 | Bathroom
Table | Compact Fluorescent |  | Twist | 1 | 13 | 136283 | Bathroom
Table | Incandescent |  | Decorative | 1 | 40 | 136283 | Bathroom
Floor lamp | Incandescent |  | Standard A Lamp | 1 | 60 | 136283 | Bathroom
Track | Incandescent |  | Standard A Lamp | 3 | 75 | 136283 | Bathroom
Wall Mount | Incandescent |  | Globe | 3 | 40 | 136941 | Bathroom
Ceiling Fan | Incandescent |  | Standard A Lamp | 1 | 100 | 136941 | Bathroom
Ceiling Fixture | Incandescent |  | Standard A Lamp | 1 | 60 | 136941 | Bathroom
Ceiling Fan | Incandescent |  | Standard A Lamp | 1 | 100 | 136941 | Bathroom
Floor lamp | Incandescent |  | Standard A Lamp | 1 | 100 | 136941 | Bathroom
Table | Incandescent |  | Standard A Lamp | 1 | 100 | 136941 | Bathroom
Wall Mount | Incandescent |  | Globe | 4 | 40 | 136941 | Bathroom
Table | Incandescent |  | Standard A Lamp | 1 | 60 | 136941 | Bathroom
Ceiling Fixture | Incandescent |  | Globe | 3 | 40 | 136942 | Bathroom
Floor lamp | Compact Fluorescent |  | Twist | 3 | 60 | 136942 | Bathroom
Chandelier (Hanging) | Compact Fluorescent |  | Twist | 3 | 15 | 136942 | Bathroom
Ceiling Fixture | Compact Fluorescent |  | Twist | 2 | 15 | 136942 | Bathroom
Floor lamp | Compact Fluorescent |  | Twist | 3 | 15 | 136942 | Bathroom
Ceiling Fixture | Compact Fluorescent |  | Twist | 2 | 15 | 136942 | Bathroom
Wall Mount | Incandescent |  | Globe | 3 | 40 | 136943 | Bathroom
Table | Incandescent |  | Standard A Lamp | 1 | 60 | 136943 | Bathroom
Ceiling Fan | Incandescent |  | Clear | 3 | 40 | 136943 | Bathroom
Ceiling Fixture | Compact Fluorescent |  | Twist | 2 | 15 | 136943 | Bathroom
Ceiling Fixture | Compact Fluorescent |  | Twist | 2 | 15 | 136943 | Bathroom
Table | Incandescent |  | Standard A Lamp | 1 | 60 | 136943 | Bathroom
Wall Mount | Incandescent |  | Globe | 3 | 40 | 136943 | Bathroom
Table | Incandescent |  | Standard A Lamp | 1 | 60 | 136943 | Bathroom
Recessed - other | Incandescent |  | Heat Lamp | 1 | 250 | 137121 | Bathroom
Wall Mount | Incandescent |  | Standard A Lamp | 3 | 75 | 137121 | Bathroom
Ceiling Fixture | Compact Fluorescent |  | Twist | 1 | 14 | 137121 | Bathroom
Other | Incandescent |  | Standard A Lamp | 2 | 40 | 137121 | Bathroom
Recessed Can | Incandescent |  | Standard A Lamp | 1 | 65 | 137121 | Bathroom
Recessed Can | Incandescent |  | Standard A Lamp | 1 | 40 | 137121 | Bathroom
Floor lamp | Incandescent |  | 3-Way Incandescent | 1 | 150 | 137121 | Bathroom
Ceiling Fixture | Incandescent |  | Standard A Lamp | 2 | 75 | 137121 | Bathroom
Chandelier (Hanging) | Incandescent |  | Standard A Lamp | 3 | 75 | 137121 | Bathroom
Wall Mount | Compact Fluorescent |  | Twist | 3 | 13 | 137122 | Bathroom
Recessed - other | Incandescent |  | Heat Lamp | 1 | 250 | 137122 | Bathroom
Other | Linear Fluorescent | 1 | Fluorescent Other | 1 | 16 | 137122 | Bathroom
Ceiling Fixture | Incandescent |  | Standard A Lamp | 1 | 100 | 137122 | Bathroom
Floor lamp | Compact Fluorescent |  | Twist | 1 | 13 | 137122 | Bathroom
Recessed Can | Incandescent |  | Standard A Lamp | 1 | 60 | 137122 | Bathroom
Other | Incandescent |  | Standard A Lamp | 1 | 40 | 137122 | Bathroom
Table | Incandescent |  | Standard A Lamp | 1 | 40 | 137122 | Bathroom
Ceiling Fan | Incandescent |  | Standard A Lamp | 1 | 60 | 137122 | Bathroom
Ceiling Fixture | Incandescent |  | Standard A Lamp | 1 | 60 | 137122 | Bathroom
Ceiling Fixture | Incandescent |  | Standard A Lamp | 1 | 60 | 137122 | Bathroom
Wall Mount | Incandescent |  | Globe | 6 | 40 | 137123 | Bathroom
Recessed - other | Incandescent |  | Heat Lamp | 1 | 250 | 137123 | Bathroom
Ceiling Fixture | Incandescent |  | Standard A Lamp | 1 | 60 | 137123 | Bathroom
Other | Incandescent |  | Standard A Lamp | 1 | 40 | 137123 | Bathroom
Other | Incandescent |  | Standard A Lamp | 1 | 60 | 137123 | Bathroom
Ceiling Fixture | Incandescent |  | Standard A Lamp | 1 | 60 | 137123 | Bathroom
Architectural | Halogen |  | MR | 1 | 50 | 137123 | Bathroom
Chandelier (Hanging) | Incandescent |  | Standard A Lamp | 3 | 60 | 137123 | Bathroom
Ceiling Fixture | Compact Fluorescent |  | Twist | 2 | 18 | 137123 | Bathroom
Ceiling Fixture | Compact Fluorescent |  | Twist | 1 | 18 | 137123 | Bathroom
Ceiling Fixture | Compact Fluorescent |  | Twist | 1 | 13 | 137123 | Bathroom
Other | Incandescent |  | Decorative | 20 | 40 | 138611 | Living Room
Table | Compact Fluorescent |  | Twist | 1 | 14 | 138611 | Living Room
Ceiling Fixture | Compact Fluorescent |  | Pin base | 2 | 26 | 138611 | Living Room
Table | Incandescent |  | Decorative | 1 | 40 | 138611 | Living Room
Table | Incandescent |  | Standard A Lamp | 1 | 60 | 138611 | Living Room
Ceiling Fixture | Compact Fluorescent |  | Pin base | 2 | 26 | 138611 | Living Room
Other | Compact Fluorescent |  | Pin base | 2 | 13 | 138611 | Living Room
Ceiling Fixture | Compact Fluorescent |  | Pin base | 2 | 13 | 138611 | Living Room
Table | Compact Fluorescent |  | Twist | 1 | 13 | 138611 | Living Room
Ceiling Fixture | Compact Fluorescent |  | Pin base | 2 | 13 | 138611 | Living Room
Other | Incandescent |  | Decorative | 20 | 40 | 138611 | Living Room
Wall Mount | Linear Fluorescent | 2 | T-4 | 2 | 17 | 138611 | Living Room
Ceiling Fixture | Compact Fluorescent |  | Pin base | 2 | 13 | 138612 | Living Room
Table | Compact Fluorescent |  | Twist | 3 | 22 | 138612 | Living Room
Table | Compact Fluorescent |  | Pin base | 1 | 36 | 138612 | Living Room
Chandelier (Hanging) | Compact Fluorescent |  | Twist | 1 | 23 | 138612 | Living Room
Ceiling Fixture | Compact Fluorescent |  | Pin base | 2 | 13 | 138612 | Living Room
Wall Mount | Compact Fluorescent |  | Pin base | 2 | 13 | 138612 | Living Room
Table | Incandescent |  | Standard A Lamp | 1 | 60 | 138612 | Living Room
Wall Mount | Linear Fluorescent | 2 | T-4 | 2 | 17 | 138612 | Living Room
Ceiling Fixture | Compact Fluorescent |  | Pin base | 2 | 13 | 138613 | Living Room
Floor lamp | Incandescent |  | Standard A Lamp | 2 | 75 | 138613 | Living Room
Torchiere | Halogen |  | Quartz Tube | 1 | 300 | 138613 | Living Room
Table | Compact Fluorescent |  | Twist | 1 | 23 | 138613 | Living Room
Ceiling Fixture | Compact Fluorescent |  | Pin base | 2 | 13 | 138613 | Living Room
Wall Mount | Compact Fluorescent |  | Pin base | 2 | 13 | 138613 | Living Room
Table | Incandescent |  | Standard A Lamp | 1 | 60 | 138613 | Living Room
Wall Mount | Linear Fluorescent | 2 | T-4 | 2 | 17 | 138613 | Living Room
Wall Mount | Compact Fluorescent |  | Pin base | 2 | 26 | 138991 | Bathroom
Ceiling Fixture | Compact Fluorescent |  | Pin base | 1 | 18 | 138991 | Bathroom
Ceiling Fixture | Compact Fluorescent |  | Twist | 2 | 13 | 138991 | Bathroom
Table | Incandescent |  | Standard A Lamp | 1 | 75 | 138991 | Bathroom
Ceiling Fixture | Compact Fluorescent |  | Twist | 2 | 13 | 138991 | Bathroom
Table | Incandescent |  | Standard A Lamp | 1 | 90 | 138991 | Bathroom
Ceiling Fixture | Compact Fluorescent |  | Twist | 2 | 13 | 138991 | Bathroom
Ceiling Fixture | Compact Fluorescent |  | Twist | 2 | 13 | 138991 | Bathroom
Floor lamp | Incandescent |  | Twist | 1 | 60 | 138991 | Bathroom
Ceiling Fixture | Compact Fluorescent |  | Twist | 2 | 13 | 138992 | Bedroom
Wall Mount | Compact Fluorescent |  | Pin base | 2 | 26 | 138992 | Bedroom
Ceiling Fixture | Compact Fluorescent |  | Pin base | 1 | 18 | 138992 | Bedroom
Ceiling Fixture | Compact Fluorescent |  | Twist | 2 | 13 | 138992 | Bedroom
Ceiling Fixture | Compact Fluorescent |  | Twist | 1 | 13 | 138992 | Bedroom
Ceiling Fixture | Compact Fluorescent |  | Twist | 2 | 23 | 138992 | Bedroom
Floor lamp | Compact Fluorescent |  | Twist | 1 | 23 | 138992 | Bedroom
Ceiling Fixture | Compact Fluorescent |  | Twist | 2 | 13 | 138992 | Bedroom
Wall Mount | Compact Fluorescent |  | Pin base | 2 | 26 | 138993 | Bathroom
Ceiling Fixture | Compact Fluorescent |  | Pin base | 1 | 18 | 138993 | Bathroom
Ceiling Fixture | Compact Fluorescent |  | Twist | 2 | 13 | 138993 | Bathroom
Table | Incandescent |  | Standard A Lamp | 1 | 60 | 138993 | Bathroom
Ceiling Fixture | Compact Fluorescent |  | Twist | 2 | 13 | 138993 | Bathroom
Ceiling Fixture | Compact Fluorescent |  | Twist | 3 | 13 | 138993 | Bathroom
Ceiling Fixture | Compact Fluorescent |  | Twist | 1 | 13 | 138993 | Bathroom
Other | Compact Fluorescent |  | Twist | 1 | 13 | 138993 | Bathroom
Ceiling Fixture | Compact Fluorescent |  | Twist | 2 | 13 | 138993 | Bathroom
Floor lamp | Incandescent |  | Standard A Lamp | 1 | 60 | 138993 | Bathroom
Wall Mount | Incandescent |  | Clear | 3 | 60 | 139881 | Bathroom
Wall Mount | Incandescent |  | Standard A Lamp | 1 | 100 | 139881 | Bathroom
Wall Mount | Linear Fluorescent | 2 | T-8 | 1 | 20 | 139881 | Bathroom
Chandelier (Hanging) | Incandescent |  | Standard A Lamp | 5 | 60 | 139881 | Bathroom
Wall Mount | Compact Fluorescent |  | Twist | 3 | 13 | 139882 | Bathroom
Wall Mount | Compact Fluorescent |  | Twist | 1 | 13 | 139882 | Bathroom
Wall Mount | Linear Fluorescent | 2 | T-12 | 1 | 15 | 139882 | Bathroom
Chandelier (Hanging) | Compact Fluorescent |  | Twist | 5 | 13 | 139882 | Bathroom
Table | Linear Fluorescent | 2 | T-5 | 1 | 20 | 139882 | Bathroom
Wall Mount | Halogen |  | MR | 2 | 50 | 140141 | Bathroom
Table | Compact Fluorescent |  | Twist | 1 | 13 | 140141 | Bathroom
Recessed Can | Compact Fluorescent |  | Reflector | 1 | 14 | 140141 | Bathroom
Recessed Can | Compact Fluorescent |  | Reflector | 1 | 14 | 140141 | Bathroom
Recessed Can | Incandescent |  | Reflector | 1 | 75 | 140141 | Bathroom
Recessed Can | Incandescent |  | Reflector | 1 | 75 | 140141 | Bathroom
Other | Incandescent |  | Mini base | 1 | 40 | 140141 | Bathroom
Recessed Can | Incandescent |  | Reflector | 1 | 75 | 140141 | Bathroom
Table | Incandescent |  | Decorative | 2 | 40 | 140141 | Bathroom
Wall Mount | Halogen |  | MR | 2 | 50 | 140141 | Bathroom
Floor lamp | Incandescent |  | Decorative | 3 | 40 | 140141 | Bathroom
Wall Mount | Halogen |  | PAR | 2 | 50 | 140142 | Bathroom
Recessed Can | Incandescent |  | Reflector | 1 | 75 | 140142 | Bathroom
Recessed Can | Incandescent |  | Heat Lamp | 1 | 150 | 140142 | Bathroom
Recessed Can | Incandescent |  | Reflector | 1 | 75 | 140142 | Bathroom
Table | Compact Fluorescent |  | Twist | 1 | 9 | 140142 | Bathroom
Recessed Can | Incandescent |  | Reflector | 1 | 75 | 140142 | Bathroom
Table | Incandescent |  | 3-Way Incandescent | 1 | 150 | 140142 | Bathroom
Recessed Can | Incandescent |  | Standard A Lamp | 1 | 40 | 140142 | Bathroom
Recessed Can | Incandescent |  | Reflector | 1 | 75 | 140142 | Bathroom
Recessed Can | Compact Fluorescent |  | Reflector | 1 | 15 | 140142 | Bathroom
Other | Incandescent |  | Mini base | 1 | 90 | 140142 | Bathroom
Torchiere | Compact Fluorescent |  | Twist | 1 | 20 | 140142 | Bathroom
Recessed Can | Incandescent |  | Other | 1 | 75 | 140142 | Bathroom
Other | Incandescent |  | Decorative | 1 | 4 | 140142 | Bathroom
Wall Mount | Compact Fluorescent |  | Pin base | 3 | 13 | 140201 | Bathroom
Ceiling Fixture | Compact Fluorescent |  | Pin base | 2 | 13 | 140201 | Bathroom
Ceiling Fixture | Linear Fluorescent | 4 | T-8 | 2 | 32 | 140201 | Bathroom
Ceiling Fan | Compact Fluorescent |  | 3-Way CFL | 3 | 13 | 140201 | Bathroom
Floor lamp | Halogen |  | Quartz Tube | 1 | 300 | 140201 | Bathroom
Ceiling Fixture | Compact Fluorescent |  | Pin base | 2 | 13 | 140201 | Bathroom
Table | Compact Fluorescent |  | Twist | 1 | 14 | 140201 | Bathroom
Floor lamp | Halogen |  | Quartz Tube | 1 | 300 | 140201 | Bathroom
Ceiling Fixture | Incandescent |  | Standard A Lamp | 1 | 75 | 140201 | Bathroom
Wall Mount | Compact Fluorescent |  | Pin base | 2 | 13 | 140202 | Bathroom
Ceiling Fixture | Compact Fluorescent |  | Pin base | 2 | 13 | 140202 | Bathroom
Ceiling Fixture | Linear Fluorescent | 4 | T-8 | 2 | 32 | 140202 | Bathroom
Ceiling Fan | Compact Fluorescent |  | Pin base | 3 | 13 | 140202 | Bathroom
Floor lamp | Halogen |  | Quartz Tube | 1 | 75 | 140202 | Bathroom
Ceiling Fixture | Compact Fluorescent |  | Pin base | 2 | 13 | 140202 | Bathroom
Wall Mount | Compact Fluorescent |  | Pin base | 2 | 13 | 140203 | Bathroom
Ceiling Fixture | Compact Fluorescent |  | Pin base | 2 | 13 | 140203 | Bathroom
Ceiling Fixture | Linear Fluorescent | 4 | T-8 | 2 | 32 | 140203 | Bathroom
Ceiling Fan | Compact Fluorescent |  | Pin base | 3 | 13 | 140203 | Bathroom
Ceiling Fixture | Compact Fluorescent |  | Pin base | 2 | 13 | 140203 | Bathroom
Ceiling Fixture | Incandescent |  | Standard A Lamp | 1 | 75 | 140203 | Bathroom
Wall Mount | Incandescent |  | Globe | 3 | 40 | 140591 | Bathroom
Recessed - other | Incandescent |  | Heat Lamp | 1 | 125 | 140591 | Bathroom
Torchiere | Incandescent |  | Standard A Lamp | 1 | 40 | 140591 | Bathroom
Wall Mount | Compact Fluorescent |  | Pin base | 2 | 26 | 140591 | Bathroom
Ceiling Fixture | Linear Fluorescent | 4 | T-12 | 2 | 40 | 140591 | Bathroom
Other | Incandescent |  | Clear | 1 | 40 | 140591 | Bathroom
Floor lamp | Incandescent |  | Standard A Lamp | 1 | 75 | 140591 | Bathroom
Ceiling Fixture | Compact Fluorescent |  | Other | 1 | 22 | 140591 | Bathroom
Ceiling Fixture | Compact Fluorescent |  | Other | 1 | 40 | 140591 | Bathroom
Table | Compact Fluorescent |  | Twist | 1 | 13 | 140591 | Bathroom
Recessed - other | Incandescent |  | Heat Lamp | 1 | 250 | 140592 | Bathroom
Wall Mount | Incandescent |  | Standard A Lamp | 3 | 60 | 140592 | Bathroom
Table | Compact Fluorescent |  | Twist | 1 | 15 | 140592 | Bathroom
Table | Incandescent |  | Decorative | 1 | 25 | 140592 | Bathroom
Wall Mount | Compact Fluorescent |  | Twist | 1 | 14 | 140592 | Bathroom
Ceiling Fixture | Compact Fluorescent |  | Other | 1 | 22 | 140592 | Bathroom
Other | Incandescent |  | Standard A Lamp | 1 | 40 | 140592 | Bathroom
Wall Mount | Incandescent |  | Standard A Lamp | 1 | 60 | 140592 | Bathroom
Ceiling Fixture | Compact Fluorescent |  | Other | 1 | 40 | 140592 | Bathroom
Ceiling Fixture | Compact Fluorescent |  | Other | 1 | 22 | 140592 | Bathroom
Floor lamp | Incandescent |  | Globe | 3 | 40 | 140592 | Bathroom
Table | Compact Fluorescent |  | Twist | 1 | 13 | 140592 | Bathroom
Ceiling Fixture | Compact Fluorescent |  | Twist | 1 | 18 | 140592 | Bathroom
Wall Mount | Incandescent |  | Standard A Lamp | 3 | 60 | 140593 | Bathroom
Wall Mount | Compact Fluorescent |  | Pin base | 2 | 26 | 140593 | Bathroom
Table | Incandescent |  | Standard A Lamp | 1 | 75 | 140593 | Bathroom
Ceiling Fixture | Compact Fluorescent |  | Twist | 1 | 26 | 140593 | Bathroom
Other | Incandescent |  | Standard A Lamp | 1 | 40 | 140593 | Bathroom
Ceiling Fixture | Compact Fluorescent |  | Other | 1 | 23 | 140593 | Bathroom
Wall Mount | Compact Fluorescent |  | Pin base | 1 | 18 | 140593 | Bathroom
Floor lamp | Compact Fluorescent |  | Twist | 1 | 15 | 140593 | Bathroom
Ceiling Fixture | Compact Fluorescent |  | Other | 1 | 40 | 140593 | Bathroom
Ceiling Fixture | Compact Fluorescent |  | Other | 1 | 26 | 140593 | Bathroom
Table | Incandescent |  | 3-Way Incandescent | 1 | 100 | 140593 | Bathroom
Recessed - other | Incandescent |  | Heat Lamp | 2 | 250 | 141631 | Bathroom
Wall Mount | Compact Fluorescent |  | Twist | 5 | 13 | 141631 | Bathroom
Wall Mount | Incandescent |  | Globe | 3 | 75 | 141631 | Bathroom
Recessed - other | Incandescent |  | Heat Lamp | 2 | 250 | 141631 | Bathroom
Table | Incandescent |  | Decorative | 1 | 40 | 141631 | Bathroom
Ceiling Fixture | Incandescent |  | Standard A Lamp | 2 | 60 | 141631 | Bathroom
Table | Incandescent |  | Standard A Lamp | 1 | 100 | 141631 | Bathroom
Chandelier (Hanging) | Incandescent |  | Standard A Lamp | 1 | 60 | 141631 | Bathroom
Ceiling Fixture | Incandescent |  | Twist | 2 | 60 | 141631 | Bathroom
Other | Incandescent |  | Decorative | 1 | 40 | 141631 | Bathroom
Chandelier (Hanging) | Compact Fluorescent |  | Globe | 5 | 11 | 141631 | Bathroom
Ceiling Fixture | Compact Fluorescent |  | Twist | 3 | 13 | 141631 | Bathroom
Recessed Can | Incandescent |  | Decorative | 1 | 40 | 141631 | Bathroom
Table | Incandescent |  | Standard A Lamp | 1 | 200 | 141631 | Bathroom
Table | Incandescent |  | Standard A Lamp | 1 | 150 | 141631 | Bathroom
Floor lamp | Incandescent |  | Standard A Lamp | 1 | 60 | 141631 | Bathroom
Table | Incandescent |  | 3-Way Incandescent | 1 | 150 | 141631 | Bathroom
Table | Incandescent |  | Decorative | 1 | 40 | 141631 | Bathroom
Ceiling Fixture | Incandescent |  | Standard A Lamp | 2 | 60 | 141631 | Bathroom
Wall Mount | Incandescent |  | Standard A Lamp | 4 | 60 | 141632 | Bathroom
Recessed - other | Incandescent |  | Heat Lamp | 1 | 150 | 141632 | Bathroom
Recessed - other | Incandescent |  | Clear | 1 | 100 | 141632 | Bathroom
Recessed - other | Incandescent |  | Clear | 2 | 100 | 141632 | Bathroom
Wall Mount | Incandescent |  | Standard A Lamp | 3 | 60 | 141632 | Bathroom
Ceiling Fixture | Incandescent |  | Standard A Lamp | 2 | 60 | 141632 | Bathroom
Table | Incandescent |  | Standard A Lamp | 1 | 40 | 141632 | Bathroom
Ceiling Fixture | Incandescent |  | Standard A Lamp | 2 | 60 | 141632 | Bathroom
Floor lamp | Incandescent |  | Standard A Lamp | 1 | 75 | 141632 | Bathroom
Ceiling Fixture | Incandescent |  | Standard A Lamp | 1 | 60 | 141632 | Bathroom
Ceiling Fixture | Incandescent |  | Standard A Lamp | 2 | 60 | 141632 | Bathroom
Other | Incandescent |  | Standard A Lamp | 1 | 60 | 141632 | Bathroom
Ceiling Fixture | Halogen |  | Quartz Tube | 1 | 250 | 141632 | Bathroom
Chandelier (Hanging) | Incandescent |  | Standard A Lamp | 5 | 60 | 141632 | Bathroom
Recessed Can | Incandescent |  | Reflector | 1 | 45 | 141632 | Bathroom
Floor lamp | Incandescent |  | Standard A Lamp | 1 | 60 | 141632 | Bathroom
Recessed - other | Compact Fluorescent |  | Flood | 1 | 19 | 141633 | Bathroom
Recessed - other | Incandescent |  | Heat Lamp | 1 | 250 | 141633 | Bathroom
Wall Mount | Compact Fluorescent |  | Twist | 5 | 13 | 141633 | Bathroom
Recessed - other | Incandescent |  | Heat Lamp | 2 | 250 | 141633 | Bathroom
Wall Mount | Compact Fluorescent |  | Twist | 3 | 13 | 141633 | Bathroom
Ceiling Fixture | Compact Fluorescent |  | Twist | 2 | 13 | 141633 | Bathroom
Table | Incandescent |  | Standard A Lamp | 1 | 60 | 141633 | Bathroom
Ceiling Fixture | Compact Fluorescent |  | Twist | 2 | 13 | 141633 | Bathroom
Ceiling Fan | Incandescent |  | Standard A Lamp | 1 | 60 | 141633 | Bathroom
Chandelier (Hanging) | Compact Fluorescent |  | Twist | 2 | 13 | 141633 | Bathroom
Other | Compact Fluorescent |  | Twist | 1 | 13 | 141633 | Bathroom
Chandelier (Hanging) | Incandescent |  | Standard A Lamp | 5 | 40 | 141633 | Bathroom
Ceiling Fixture | Incandescent |  | Standard A Lamp | 2 | 60 | 141633 | Bathroom
Floor lamp | Incandescent |  | Standard A Lamp | 1 | 40 | 141633 | Bathroom
Chandelier (Hanging) | Incandescent |  | Standard A Lamp | 1 | 60 | 141633 | Bathroom
Wall Mount | Incandescent |  | Globe | 3 | 60 | 142401 | Bathroom
Recessed - other | Incandescent |  | Reflector | 1 | 250 | 142401 | Bathroom
Wall Mount | Incandescent |  | Globe | 4 | 60 | 142401 | Bathroom
Recessed Can | Incandescent |  | Reflector | 1 | 250 | 142401 | Bathroom
Ceiling Fixture | Incandescent |  | Standard A Lamp | 1 | 75 | 142401 | Bathroom
Table | Incandescent |  | Standard A Lamp | 1 | 60 | 142401 | Bathroom
Ceiling Fixture | Incandescent |  | Standard A Lamp | 1 | 75 | 142401 | Bathroom
Ceiling Fixture | Incandescent |  | Standard A Lamp | 1 | 75 | 142401 | Bathroom
Ceiling Fixture | Incandescent |  | Standard A Lamp | 1 | 60 | 142401 | Bathroom
Recessed Can | Incandescent |  | Reflector | 1 | 65 | 142401 | Bathroom
Ceiling Fan | Incandescent |  | Standard A Lamp | 1 | 60 | 142401 | Bathroom
Recessed Can | Incandescent |  | Reflector | 1 | 65 | 142401 | Bathroom
Floor lamp | Incandescent |  | Standard A Lamp | 1 | 60 | 142401 | Bathroom
Garage door opener | Incandescent |  | Standard A Lamp | 2 | 60 | 142401 | Bathroom
Ceiling Fixture | Incandescent |  | Standard A Lamp | 1 | 60 | 142401 | Bathroom
Wall Mount | Incandescent |  | Globe | 4 | 40 | 142402 | Bathroom
Recessed - other | Incandescent |  | Reflector | 1 | 250 | 142402 | Bathroom
Wall Mount | Incandescent |  | Globe | 4 | 60 | 142402 | Bathroom
Recessed - other | Incandescent |  | Reflector | 1 | 250 | 142402 | Bathroom
Table | Incandescent |  | 3-Way Incandescent | 1 | 100 | 142402 | Bathroom
Ceiling Fixture | Incandescent |  | Standard A Lamp | 1 | 55 | 142402 | Bathroom
Ceiling Fixture | Incandescent |  | Standard A Lamp | 1 | 60 | 142402 | Bathroom
Table | Compact Fluorescent |  | Twist | 1 | 10 | 142402 | Bathroom
Ceiling Fixture | Incandescent |  | Standard A Lamp | 1 | 75 | 142402 | Bathroom
Table | Incandescent |  | 3-Way Incandescent | 1 | 150 | 142402 | Bathroom
Other | Halogen |  | PAR | 1 | 20 | 142402 | Bathroom
Garage door opener | Incandescent |  | Standard A Lamp | 2 | 60 | 142402 | Bathroom
Ceiling Fixture | Incandescent |  | Standard A Lamp | 1 | 60 | 142402 | Bathroom
Ceiling Fixture | Incandescent |  | Standard A Lamp | 1 | 75 | 142402 | Bathroom
Recessed Can | Compact Fluorescent |  | Reflector | 1 | 15 | 142402 | Bathroom
Ceiling Fixture | Incandescent |  | Standard A Lamp | 3 | 75 | 142402 | Bathroom
Ceiling Fixture | Incandescent |  | Standard A Lamp | 1 | 60 | 142402 | Bathroom
Ceiling Fan | Incandescent |  | Standard A Lamp | 1 | 60 | 142402 | Bathroom
Floor lamp | Incandescent |  | Standard A Lamp | 1 | 40 | 142402 | Bathroom
Table | Incandescent |  | Standard A Lamp | 1 | 25 | 142402 | Bathroom
Table | Incandescent |  | 3-Way Incandescent | 1 | 150 | 142402 | Bathroom
Recessed Can | Incandescent |  | Reflector | 1 | 65 | 142402 | Bathroom
Table | Incandescent |  | Decorative | 1 | 40 | 142402 | Bathroom
Ceiling Fixture | Incandescent |  | Standard A Lamp | 1 | 75 | 142402 | Bathroom
Wall Mount | Compact Fluorescent |  | Globe | 4 | 15 | 142581 | Bathroom
Recessed - other | Incandescent |  | Heat Lamp | 1 | 250 | 142581 | Bathroom
Wall Mount | Compact Fluorescent |  | Globe | 4 | 15 | 142581 | Bathroom
Recessed - other | Incandescent |  | Heat Lamp | 1 | 250 | 142581 | Bathroom
Ceiling Fixture | Compact Fluorescent |  | Twist | 2 | 15 | 142581 | Bathroom
Ceiling Fixture | Compact Fluorescent |  | Twist | 1 | 15 | 142581 | Bathroom
Chandelier (Hanging) | Incandescent |  | Standard A Lamp | 3 | 60 | 142581 | Bathroom
Ceiling Fixture | Compact Fluorescent |  | Twist | 1 | 15 | 142581 | Bathroom
Ceiling Fixture | Compact Fluorescent |  | Twist | 3 | 15 | 142581 | Bathroom
Torchiere | Compact Fluorescent |  | Twist | 1 | 15 | 142581 | Bathroom
Ceiling Fixture | Compact Fluorescent |  | Twist | 1 | 15 | 142581 | Bathroom
Ceiling Fixture | Compact Fluorescent |  | Twist | 2 | 15 | 142581 | Bathroom
Wall Mount | Incandescent |  | Globe | 4 | 40 | 142582 | Bathroom
Ceiling Fixture | Incandescent |  | Standard A Lamp | 2 | 60 | 142582 | Bathroom
Ceiling Fixture | Incandescent |  | Standard A Lamp | 1 | 60 | 142582 | Bathroom
Chandelier (Hanging) | Incandescent |  | Decorative | 3 | 40 | 142582 | Bathroom
Ceiling Fixture | Incandescent |  | Standard A Lamp | 1 | 60 | 142582 | Bathroom
Ceiling Fixture | Compact Fluorescent |  | Twist | 3 | 15 | 142582 | Bathroom
Floor lamp | Compact Fluorescent |  | Twist | 1 | 15 | 142582 | Bathroom
Recessed Can | Incandescent |  | Reflector | 1 | 65 | 142582 | Bathroom
Wall Mount | Incandescent |  | Globe | 4 | 40 | 142582 | Bathroom
Ceiling Fixture | Incandescent |  | Standard A Lamp | 2 | 60 | 142582 | Bathroom
Recessed - other | Incandescent |  | Heat Lamp | 1 | 250 | 142591 | Bathroom
Wall Mount | Compact Fluorescent |  | Twist | 4 | 13 | 142591 | Bathroom
Ceiling Fixture | Incandescent |  | Standard A Lamp | 3 | 60 | 142591 | Bathroom
Table | Compact Fluorescent |  | Twist | 1 | 25 | 142591 | Bathroom
Ceiling Fixture | Incandescent |  | Standard A Lamp | 2 | 60 | 142591 | Bathroom
Ceiling Fixture | Incandescent |  | Standard A Lamp | 2 | 60 | 142591 | Bathroom
Ceiling Fixture | Compact Fluorescent |  | Twist | 1 | 13 | 142591 | Bathroom
Chandelier (Hanging) | Incandescent |  | Globe | 5 | 40 | 142591 | Bathroom
Table | Linear Fluorescent | 1.5 | T-4 | 2 | 15 | 142591 | Bathroom
Other | Incandescent |  | Standard A Lamp | 1 | 52 | 142591 | Bathroom
Table | Compact Fluorescent |  | Twist | 1 | 14 | 142591 | Bathroom
Recessed - other | Incandescent |  | Heat Lamp | 1 | 250 | 142592 | Bathroom
Wall Mount | Incandescent |  | Standard A Lamp | 4 | 40 | 142592 | Bathroom
Recessed - other | Incandescent |  | Heat Lamp | 1 | 125 | 142592 | Bathroom
Recessed - other | Incandescent |  | Heat Lamp | 1 | 250 | 142592 | Bathroom
Wall Mount | Incandescent |  | Standard A Lamp | 4 | 40 | 142592 | Bathroom
Floor lamp | Incandescent |  | Standard A Lamp | 2 | 60 | 142592 | Bathroom
Table | Incandescent |  | Standard A Lamp | 1 | 40 | 142592 | Bathroom
Chandelier (Hanging) | Incandescent |  | Decorative | 3 | 40 | 142592 | Bathroom
Floor lamp | Compact Fluorescent |  | Pin base | 1 | 27 | 142592 | Bathroom
Ceiling Fixture | Incandescent |  | Standard A Lamp | 2 | 60 | 142592 | Bathroom
Ceiling Fixture | Incandescent |  | Standard A Lamp | 2 | 60 | 142592 | Bathroom
Ceiling Fixture | Incandescent |  | Standard A Lamp | 3 | 60 | 142592 | Bathroom
Ceiling Fixture | Incandescent |  | Standard A Lamp | 2 | 60 | 142592 | Bathroom
Floor lamp | Compact Fluorescent |  | Pin base | 1 | 27 | 142592 | Bathroom
Recessed - other | Incandescent |  | Heat Lamp | 1 | 250 | 142593 | Bathroom
Wall Mount | Incandescent |  | Globe | 4 | 60 | 142593 | Bathroom
Recessed - other | Incandescent |  | Heat Lamp | 1 | 250 | 142593 | Bathroom
Wall Mount | Incandescent |  | Decorative | 4 | 60 | 142593 | Bathroom
Ceiling Fixture | Incandescent |  | Standard A Lamp | 2 | 60 | 142593 | Bathroom
Table | Incandescent |  | Standard A Lamp | 1 | 30 | 142593 | Bathroom
Ceiling Fixture | Incandescent |  | Standard A Lamp | 3 | 60 | 142593 | Bathroom
Ceiling Fixture | Incandescent |  | Standard A Lamp | 2 | 60 | 142593 | Bathroom
Recessed Can | Incandescent |  | Reflector | 1 | 65 | 142593 | Bathroom
Chandelier (Hanging) | Incandescent |  | Decorative | 8 | 40 | 142593 | Bathroom
Floor lamp | Incandescent |  | Standard A Lamp | 1 | 67 | 142593 | Bathroom
Other | Incandescent |  | Standard A Lamp | 1 | 56 | 142593 | Bathroom
Wall Mount | Compact Fluorescent |  | Twist | 2 | 15 | 143461 | Bathroom
Table | Compact Fluorescent |  | Twist | 2 | 15 | 143461 | Bathroom
Chandelier (Hanging) | Incandescent |  | Standard A Lamp | 3 | 40 | 143461 | Bathroom
Ceiling Fixture | Compact Fluorescent |  | Twist | 1 | 15 | 143461 | Bathroom
Ceiling Fixture | Compact Fluorescent |  | Twist | 1 | 15 | 143461 | Bathroom
Chandelier (Hanging) | Incandescent |  | Decorative | 5 | 25 | 143461 | Bathroom
Wall Mount | Compact Fluorescent |  | Twist | 4 | 15 | 143462 | Bathroom
Ceiling Fixture | Compact Fluorescent |  | Twist | 2 | 15 | 143462 | Bathroom
Ceiling Fixture | Incandescent |  | Standard A Lamp | 3 | 60 | 143462 | Bathroom
Ceiling Fixture | Compact Fluorescent |  | Twist | 1 | 15 | 143462 | Bathroom
Ceiling Fixture | Compact Fluorescent |  | Twist | 1 | 15 | 143462 | Bathroom
Chandelier (Hanging) | Incandescent |  | Standard A Lamp | 1 | 75 | 143462 | Bathroom
Wall Mount | Incandescent |  | Globe | 3 | 40 | 145071 | Bathroom
Recessed Can | Incandescent |  | Reflector | 1 | 250 | 145071 | Bathroom
Wall Mount | Incandescent |  | Standard A Lamp | 4 | 100 | 145071 | Bathroom
Recessed Can | Incandescent |  | Reflector | 1 | 150 | 145071 | Bathroom
Recessed Can | Incandescent |  | Heat Lamp | 1 | 250 | 145071 | Bathroom
Recessed Can | Incandescent |  | Standard A Lamp | 1 | 100 | 145071 | Bathroom
Recessed Can | Incandescent |  | Standard A Lamp | 1 | 100 | 145071 | Bathroom
Floor lamp | Incandescent |  | Mini base | 5 | 40 | 145071 | Bathroom
Table | Compact Fluorescent |  | Twist | 1 | 22 | 145071 | Bathroom
Ceiling Fixture | Incandescent |  | Standard A Lamp | 1 | 60 | 145071 | Bathroom
Ceiling Fixture | Incandescent |  | Clear | 1 | 60 | 145071 | Bathroom
Chandelier (Hanging) | Compact Fluorescent |  | Twist | 1 | 22 | 145071 | Bathroom
Ceiling Fixture | Compact Fluorescent |  | Straight Tube | 2 | 15 | 145071 | Bathroom
Other | Incandescent |  | Standard A Lamp | 2 | 100 | 145071 | Bathroom
Ceiling Fixture | Incandescent |  | Standard A Lamp | 1 | 75 | 145071 | Bathroom
Ceiling Fixture | Incandescent |  | Standard A Lamp | 1 | 100 | 145071 | Bathroom
Floor lamp | Compact Fluorescent |  | Twist | 2 | 23 | 145071 | Bathroom
Floor lamp | Compact Fluorescent |  | Twist | 1 | 22 | 145071 | Bathroom
Table | Incandescent |  | 3-Way Incandescent | 1 | 150 | 145071 | Bathroom
Ceiling Fixture | Incandescent |  | Standard A Lamp | 1 | 60 | 145071 | Bathroom
Wall Mount | Incandescent |  | Clear | 4 | 40 | 145071 | Bathroom
Recessed Can | Incandescent |  | Heat Lamp | 1 | 250 | 145071 | Bathroom
Recessed Can | Incandescent |  | Reflector | 1 | 150 | 145071 | Bathroom
Ceiling Fixture | Incandescent |  | Standard A Lamp | 1 | 60 | 145071 | Bathroom
Floor lamp | Incandescent |  | 3-Way Incandescent | 1 | 150 | 145071 | Bathroom
Table | Incandescent |  | Standard A Lamp | 1 | 60 | 145071 | Bathroom
Wall Mount | Incandescent |  | Standard A Lamp | 4 | 100 | 145072 | Bathroom
Other | Incandescent |  | Heat Lamp | 2 | 250 | 145072 | Bathroom
Recessed Can | Incandescent |  | Standard A Lamp | 1 | 65 | 145072 | Bathroom
Floor lamp | Incandescent |  | Standard A Lamp | 1 | 100 | 145072 | Bathroom
Recessed Can | Incandescent |  | Reflector | 1 | 65 | 145072 | Bathroom
Table | Incandescent |  | Standard A Lamp | 1 | 75 | 145072 | Bathroom
Ceiling Fixture | Incandescent |  | Standard A Lamp | 1 | 75 | 145072 | Bathroom
Ceiling Fixture | Incandescent |  | Standard A Lamp | 1 | 60 | 145072 | Bathroom
Ceiling Fixture | Incandescent |  | Standard A Lamp | 2 | 75 | 145072 | Bathroom
Other | Compact Fluorescent |  | Twist | 1 | 22 | 145072 | Bathroom
Chandelier (Hanging) | Incandescent |  | Decorative | 5 | 60 | 145072 | Bathroom
Wall Mount | Incandescent |  | Standard A Lamp | 4 | 75 | 145073 | Bathroom
Recessed Can | Incandescent |  | Reflector | 1 | 150 | 145073 | Bathroom
Recessed Can | Incandescent |  | Heat Lamp | 1 | 5 | 145073 | Bathroom
Recessed Can | Incandescent |  | Standard A Lamp | 1 | 75 | 145073 | Bathroom
Table | Incandescent |  | Mini base | 3 | 40 | 145073 | Bathroom
Recessed Can | Incandescent |  | Reflector | 1 | 65 | 145073 | Bathroom
Table | Incandescent |  | Standard A Lamp | 1 | 60 | 145073 | Bathroom
Ceiling Fixture | Incandescent |  | Standard A Lamp | 1 | 100 | 145073 | Bathroom
Ceiling Fixture | Incandescent |  | Standard A Lamp | 1 | 40 | 145073 | Bathroom
Other | Compact Fluorescent |  | Twist | 1 | 15 | 145073 | Bathroom
Ceiling Fixture | Incandescent |  | Standard A Lamp | 1 | 60 | 145073 | Bathroom
Chandelier (Hanging) | Incandescent |  | Mini base | 8 | 40 | 145073 | Bathroom
Chandelier (Hanging) | Compact Fluorescent |  | Twist | 1 | 15 | 145073 | Bathroom
Floor lamp | Incandescent |  | Standard A Lamp | 2 | 100 | 145073 | Bathroom
Chandelier (Hanging) | Compact Fluorescent |  | Twist | 1 | 15 | 145073 | Bathroom
Floor lamp | Incandescent |  | Mini base | 3 | 40 | 145073 | Bathroom
Wall Mount | Compact Fluorescent |  | Globe | 5 | 15 | 146131 | Bathroom
Ceiling Fixture | Incandescent |  | Reflector | 1 | 250 | 146131 | Bathroom
Recessed Can | Incandescent |  | Reflector | 1 | 65 | 146131 | Bathroom
Ceiling Fixture | Compact Fluorescent |  | Twist | 2 | 23 | 146131 | Bathroom
Table | Incandescent |  | Standard A Lamp | 1 | 60 | 146131 | Bathroom
Ceiling Fixture | Compact Fluorescent |  | Twist | 2 | 23 | 146131 | Bathroom
Table | Incandescent |  | Standard A Lamp | 1 | 60 | 146131 | Bathroom
Table | Halogen |  | Other | 1 | 20 | 146131 | Bathroom
Recessed Can | Compact Fluorescent |  | Reflector | 1 | 15 | 146131 | Bathroom
Ceiling Fixture | Incandescent |  | Globe | 1 | 100 | 146131 | Bathroom
Floor lamp | Incandescent |  | 3-Way Incandescent | 1 | 100 | 146131 | Bathroom
Table | Incandescent |  | Standard A Lamp | 1 | 57 | 146131 | Bathroom
Floor lamp | Incandescent |  | Standard A Lamp | 2 | 60 | 146131 | Bathroom
Table | Incandescent |  | 3-Way Incandescent | 1 | 100 | 146131 | Bathroom
Floor lamp | Incandescent |  | Standard A Lamp | 1 | 60 | 146131 | Bathroom
Recessed Can | Compact Fluorescent |  | Reflector | 1 | 15 | 146131 | Bathroom
Ceiling Fixture | Linear Fluorescent | 4 | T-12 | 2 | 40 | 146131 | Bathroom
Wall Mount | Incandescent |  | Standard A Lamp | 1 | 40 | 146131 | Bathroom
Wall Mount | Incandescent |  | Globe | 5 | 60 | 146132 | Bathroom
Ceiling Fixture | Incandescent |  | Reflector | 1 | 250 | 146132 | Bathroom
Recessed Can | Incandescent |  | Reflector | 1 | 65 | 146132 | Bathroom
Ceiling Fixture | Incandescent |  | Decorative | 4 | 40 | 146132 | Bathroom
Table | Incandescent |  | Decorative | 1 | 60 | 146132 | Bathroom
Ceiling Fixture | Incandescent |  | Standard A Lamp | 2 | 60 | 146132 | Bathroom
Table | Incandescent |  | Standard A Lamp | 1 | 75 | 146132 | Bathroom
Recessed Can | Incandescent |  | Reflector | 1 | 65 | 146132 | Bathroom
Ceiling Fixture | Compact Fluorescent |  | Twist | 1 | 26 | 146132 | Bathroom
Floor lamp | Compact Fluorescent |  | Twist | 1 | 26 | 146132 | Bathroom
Ceiling Fixture | Linear Fluorescent | 4 | T-12 | 2 | 40 | 146132 | Bathroom
Wall Mount | Incandescent |  | Standard A Lamp | 1 | 60 | 146132 | Bathroom
Recessed Can | Incandescent |  | Reflector | 1 | 65 | 146132 | Bathroom
Table | Compact Fluorescent |  | Twist | 1 | 26 | 146132 | Bathroom
Wall Mount | Linear Fluorescent | 2 | T-8 | 2 | 17 | 146141 | Bathroom
Floor lamp | Incandescent |  | Standard A Lamp | 1 | 40 | 146141 | Bathroom
Table | Incandescent |  | Mini base | 1 | 40 | 146141 | Bathroom
Wall Mount | Linear Fluorescent | 2 | T-8 | 2 | 16 | 146141 | Bathroom
Ceiling Fixture | Linear Fluorescent | 4 | T-8 | 2 | 32 | 146141 | Bathroom
Ceiling Fan | Incandescent |  | Standard A Lamp | 1 | 60 | 146141 | Bathroom
Table | Incandescent |  | Standard A Lamp | 1 | 60 | 146141 | Bathroom
Wall Mount | Linear Fluorescent | 2 | T-8 | 2 | 17 | 146142 | Bathroom
Table | Incandescent |  | 3-Way Incandescent | 1 | 150 | 146142 | Bathroom
Wall Mount | Linear Fluorescent | 2 | T-8 | 2 | 16 | 146142 | Bathroom
Ceiling Fixture | Linear Fluorescent | 4 | T-8 | 2 | 32 | 146142 | Bathroom
Other | Incandescent |  | Decorative | 1 | 8 | 146142 | Bathroom
Other | Incandescent |  | Standard A Lamp | 1 | 75 | 146142 | Bathroom
Ceiling Fan | Compact Fluorescent |  | Twist | 1 | 23 | 146142 | Bathroom
Floor lamp | Incandescent |  | 3-Way Incandescent | 1 | 150 | 146142 | Bathroom
Table | Incandescent |  | 3-Way Incandescent | 1 | 100 | 146142 | Bathroom
Wall Mount | Linear Fluorescent | 2 | T-8 | 2 | 17 | 146143 | Bedroom
Table | Incandescent |  | 3-Way Incandescent | 1 | 100 | 146143 | Bedroom
Ceiling Fan | Incandescent |  | Standard A Lamp | 1 | 60 | 146143 | Bedroom
Table | Incandescent |  | Standard A Lamp | 0 |  | 146143 | Bedroom
Ceiling Fixture | Linear Fluorescent | 4 | T-8 | 2 | 32 | 146143 | Bedroom
Wall Mount | Linear Fluorescent | 2 | T-8 | 2 | 16 | 146143 | Bedroom
Wall Mount | Incandescent |  | Standard A Lamp | 3 | 60 | 200211 | Bathroom
Wall Mount | Compact Fluorescent |  | Twist | 2 | 15 | 200211 | Bathroom
Table | Incandescent |  | Standard A Lamp | 1 | 75 | 200211 | Bathroom
Ceiling Fixture | Compact Fluorescent |  | Twist | 2 | 15 | 200211 | Bathroom
Wall Mount | Incandescent |  | Standard A Lamp | 1 | 40 | 200211 | Bathroom
Ceiling Fixture | Compact Fluorescent |  | Twist | 2 | 15 | 200211 | Bathroom
Table | Compact Fluorescent |  | Twist | 1 | 15 | 200211 | Bathroom
Wall Mount | Compact Fluorescent |  | Twist | 4 | 15 | 200212 | Bathroom
Wall Mount | Compact Fluorescent |  | Twist | 2 | 15 | 200212 | Bathroom
Chandelier (Hanging) | Incandescent |  | Standard A Lamp | 5 | 25 | 200212 | Bathroom
Ceiling Fixture | Linear Fluorescent | 1.5 | T-12 | 1 | 15 | 200212 | Bathroom
Ceiling Fixture | Compact Fluorescent |  | Twist | 2 | 15 | 200212 | Bathroom
Wall Mount | Compact Fluorescent |  | Twist | 1 | 15 | 200212 | Bathroom
Floor lamp | Compact Fluorescent |  | Twist | 1 | 22 | 200212 | Bathroom
Floor lamp | Incandescent |  | Standard A Lamp | 1 | 60 | 200212 | Bathroom
Ceiling Fixture | Incandescent |  | Standard A Lamp | 1 | 60 | 200212 | Bathroom
Ceiling Fixture | Compact Fluorescent |  | Twist | 1 | 15 | 200212 | Bathroom
Wall Mount | Incandescent |  | Standard A Lamp | 4 | 60 | 200213 | Bathroom
Ceiling Fixture | Incandescent |  | Standard A Lamp | 2 | 60 | 200213 | Bathroom
Wall Mount | Incandescent |  | Standard A Lamp | 1 | 60 | 200213 | Bathroom
Ceiling Fixture | Incandescent |  | Standard A Lamp | 2 | 60 | 200213 | Bathroom
Floor lamp | Incandescent |  | Standard A Lamp | 1 | 40 | 200213 | Bathroom
Wall Mount | Compact Fluorescent |  | Twist | 2 | 15 | 200213 | Bathroom
Ceiling Fixture | Incandescent |  | Clear | 3 | 60 | 201011 | Other
Wall Mount | Linear Fluorescent | 3 | T-8 | 1 | 30 | 201011 | Other
Ceiling Fixture | Incandescent |  | Clear | 2 | 75 | 201011 | Other
Ceiling Fixture | Linear Fluorescent | 4 | T-12 | 2 | 40 | 201011 | Other
Table | Incandescent |  | Clear | 1 | 75 | 201011 | Other
Table | Incandescent |  | Clear | 2 | 75 | 201011 | Other
Ceiling Fixture | Incandescent |  | Clear | 2 | 52 | 201012 | Other
Wall Mount | Linear Fluorescent | 3 | T-8 | 1 | 30 | 201012 | Other
Ceiling Fixture | Incandescent |  | Clear | 1 | 40 | 201013 | Master Bedroom
Table | Incandescent |  | Clear | 1 | 75 | 201013 | Master Bedroom
Wall Mount | Linear Fluorescent | 3 | T-8 | 1 | 30 | 201013 | Master Bedroom
Ceiling Fixture | Incandescent |  | Clear | 2 | 40 | 201013 | Master Bedroom
Wall Mount | Compact Fluorescent |  | Pin base | 2 | 13 | 201191 | Bathroom
Ceiling Fixture | Compact Fluorescent |  | Pin base | 2 | 13 | 201191 | Bathroom
Ceiling Fixture | Compact Fluorescent |  | Pin base | 2 | 13 | 201191 | Bathroom
Ceiling Fixture | Linear Fluorescent | 4 | T-8 | 2 | 32 | 201191 | Bathroom
Ceiling Fixture | Compact Fluorescent |  | Pin base | 2 | 13 | 201191 | Bathroom
Wall Mount | Incandescent |  | Standard A Lamp | 1 | 60 | 201191 | Bathroom
Wall Mount | Compact Fluorescent |  | Pin base | 2 | 13 | 201191 | Bathroom
Table | Compact Fluorescent |  | Twist | 1 | 26 | 201191 | Bathroom
Wall Mount | Compact Fluorescent |  | Pin base | 2 | 13 | 201192 | Bathroom
Ceiling Fixture | Compact Fluorescent |  | Pin base | 2 | 13 | 201192 | Bathroom
Ceiling Fixture | Compact Fluorescent |  | Pin base | 2 | 13 | 201192 | Bathroom
Table | Incandescent |  | Decorative | 3 | 5 | 201192 | Bathroom
Ceiling Fixture | Linear Fluorescent | 4 | T-12 | 2 | 40 | 201192 | Bathroom
Ceiling Fixture | Compact Fluorescent |  | Pin base | 2 | 13 | 201192 | Bathroom
Wall Mount | Compact Fluorescent |  | Twist | 1 | 26 | 201192 | Bathroom
Wall Mount | Compact Fluorescent |  | Pin base | 2 | 13 | 201192 | Bathroom
Table | Compact Fluorescent |  | Twist | 1 | 26 | 201192 | Bathroom
Wall Mount | Compact Fluorescent |  | Pin base | 2 | 13 | 201193 | Bathroom
Ceiling Fixture | Compact Fluorescent |  | Pin base | 2 | 13 | 201193 | Bathroom
Ceiling Fixture | Compact Fluorescent |  | Pin base | 2 | 13 | 201193 | Bathroom
Table | Compact Fluorescent |  | Twist | 1 | 26 | 201193 | Bathroom
Ceiling Fixture | Linear Fluorescent | 4 | T-12 | 2 | 40 | 201193 | Bathroom
Ceiling Fixture | Compact Fluorescent |  | Pin base | 2 | 13 | 201193 | Bathroom
Wall Mount | Incandescent |  | Standard A Lamp | 1 | 60 | 201193 | Bathroom
Wall Mount | Compact Fluorescent |  | Pin base | 2 | 13 | 201193 | Bathroom
Table | Compact Fluorescent |  | Twist | 1 | 26 | 201193 | Bathroom
Wall Mount | Incandescent |  | Globe | 4 | 60 | 201651 | Bathroom
Ceiling Fixture | Incandescent |  | Reflector | 1 | 250 | 201651 | Bathroom
Ceiling Fixture | Incandescent |  | Standard A Lamp | 1 | 65 | 201651 | Bathroom
Ceiling Fixture | Incandescent |  | Standard A Lamp | 2 | 75 | 201651 | Bathroom
Floor lamp | Incandescent |  | Decorative | 6 | 25 | 201651 | Bathroom
Ceiling Fixture | Linear Fluorescent | 4 | T-8 | 2 | 32 | 201651 | Bathroom
Floor lamp | Compact Fluorescent |  | Twist | 1 | 20 | 201651 | Bathroom
Ceiling Fixture | Incandescent |  | Standard A Lamp | 2 | 75 | 201651 | Bathroom
Other | Incandescent |  | Globe | 1 | 60 | 201651 | Bathroom
Wall Mount | Incandescent |  | Globe | 4 | 60 | 201652 | Bathroom
Ceiling Fixture | Incandescent |  | Reflector | 1 | 250 | 201652 | Bathroom
Ceiling Fixture | Incandescent |  | Standard A Lamp | 1 | 65 | 201652 | Bathroom
Ceiling Fixture | Incandescent |  | Standard A Lamp | 2 | 75 | 201652 | Bathroom
Table | Incandescent |  | Standard A Lamp | 1 | 75 | 201652 | Bathroom
Ceiling Fixture | Linear Fluorescent | 4 | T-8 | 2 | 32 | 201652 | Bathroom
Table | Incandescent |  | Standard A Lamp | 1 | 100 | 201652 | Bathroom
Ceiling Fixture | Incandescent |  | Standard A Lamp | 2 | 75 | 201652 | Bathroom
Other | Incandescent |  | Globe | 1 | 60 | 201652 | Bathroom
Wall Mount | Incandescent |  | Standard A Lamp | 4 | 60 | 201653 | Bathroom
Ceiling Fixture | Incandescent |  | Reflector | 1 | 250 | 201653 | Bathroom
Wall Mount | Incandescent |  | Standard A Lamp | 4 | 60 | 201653 | Bathroom
Ceiling Fixture | Incandescent |  | Reflector | 1 | 250 | 201653 | Bathroom
Ceiling Fixture | Incandescent |  | Standard A Lamp | 2 | 75 | 201653 | Bathroom
Table | Compact Fluorescent |  | Twist | 1 | 15 | 201653 | Bathroom
Table | Compact Fluorescent |  | Twist | 1 | 22 | 201653 | Bathroom
Ceiling Fixture | Incandescent |  | Standard A Lamp | 2 | 75 | 201653 | Bathroom
Table | Compact Fluorescent |  | Twist | 1 | 22 | 201653 | Bathroom
Ceiling Fixture | Linear Fluorescent | 4 | T-8 | 2 | 32 | 201653 | Bathroom
Ceiling Fixture | Incandescent |  | Standard A Lamp | 2 | 75 | 201653 | Bathroom
Wall Mount | Incandescent |  | Standard A Lamp | 1 | 60 | 201653 | Bathroom
Floor lamp | Compact Fluorescent |  | Twist | 1 | 22 | 201653 | Bathroom
Ceiling Fixture | Incandescent |  | Standard A Lamp | 1 | 75 | 201653 | Bathroom
Wall Mount | Incandescent |  | Standard A Lamp | 3 | 60 | 201931 | Bathroom
Ceiling Fixture | Incandescent |  | Standard A Lamp | 2 | 100 | 201931 | Bathroom
Ceiling Fixture | Incandescent |  | Standard A Lamp | 2 | 100 | 201931 | Bathroom
Ceiling Fixture | Incandescent |  | Standard A Lamp | 2 | 75 | 201931 | Bathroom
Ceiling Fixture | Incandescent |  | Standard A Lamp | 1 | 40 | 201931 | Bathroom
Wall Mount | Incandescent |  | Standard A Lamp | 1 | 40 | 201931 | Bathroom
Recessed Can | Incandescent |  | Reflector | 1 | 250 | 201932 | Bathroom
Wall Mount | Incandescent |  | Standard A Lamp | 4 | 75 | 201932 | Bathroom
Ceiling Fixture | Incandescent |  | Standard A Lamp | 2 | 75 | 201932 | Bathroom
Table | Incandescent |  | Standard A Lamp | 1 | 75 | 201932 | Bathroom
Ceiling Fixture | Incandescent |  | Standard A Lamp | 2 | 75 | 201932 | Bathroom
Ceiling Fan | Incandescent |  | Standard A Lamp | 2 | 75 | 201932 | Bathroom
Ceiling Fixture | Incandescent |  | Standard A Lamp | 1 | 40 | 201932 | Bathroom
Wall Mount | Incandescent |  | Standard A Lamp | 1 | 40 | 201932 | Bathroom
Wall Mount | Incandescent |  | Standard A Lamp | 4 | 100 | 201933 | Bathroom
Ceiling Fixture | Incandescent |  | Standard A Lamp | 2 | 75 | 201933 | Bathroom
Ceiling Fixture | Incandescent |  | Standard A Lamp | 2 | 75 | 201933 | Bathroom
Ceiling Fixture | Incandescent |  | Standard A Lamp | 1 | 75 | 201933 | Bathroom
Ceiling Fixture | Linear Fluorescent | 4 | T-8 | 2 | 32 | 201951 | Bathroom
Wall Mount | Linear Fluorescent | 2 | T-8 | 2 | 17 | 201951 | Bathroom
Wall Mount | Linear Fluorescent | 4 | T-8 | 2 | 32 | 201951 | Bathroom
Ceiling Fixture | Linear Fluorescent | 4 | T-8 | 2 | 32 | 201951 | Bathroom
Table | Compact Fluorescent |  | Twist | 1 | 23 | 201951 | Bathroom
Table | Halogen |  | PAR | 1 | 35 | 201951 | Bathroom
Ceiling Fixture | Incandescent |  | Standard A Lamp | 1 | 72 | 201951 | Bathroom
Table | Compact Fluorescent |  | Twist | 1 | 13 | 201951 | Bathroom
Track | Halogen |  | MR | 1 | 50 | 201951 | Bathroom
Ceiling Fixture | Other |  | Other | 1 | 20 | 201951 | Bathroom
Ceiling Fixture | Halogen |  | PAR | 1 | 50 | 201951 | Bathroom
Ceiling Fixture | Linear Fluorescent | 4 | T-8 | 2 | 32 | 201952 | Bathroom
Wall Mount | Linear Fluorescent | 2 | T-8 | 2 | 17 | 201952 | Bathroom
Ceiling Fixture | Linear Fluorescent | 4 | T-8 | 2 | 32 | 201952 | Bathroom
Table | Incandescent |  | Standard A Lamp | 1 | 100 | 201952 | Bathroom
Wall Mount | Compact Fluorescent |  | Twist | 4 | 15 | 202411 | Bathroom
Ceiling Fixture | Compact Fluorescent |  | Twist | 1 | 15 | 202411 | Bathroom
Ceiling Fixture | Compact Fluorescent |  | Twist | 2 | 15 | 202411 | Bathroom
Ceiling Fixture | Incandescent |  | Standard A Lamp | 1 | 60 | 202411 | Bathroom
Recessed Can | Incandescent |  | Standard A Lamp | 1 | 40 | 202411 | Bathroom
Ceiling Fixture | Incandescent |  | Standard A Lamp | 1 | 60 | 202411 | Bathroom
Ceiling Fan | Compact Fluorescent |  | Twist | 3 | 22 | 202411 | Bathroom
Table | Compact Fluorescent |  | Twist | 1 | 15 | 202411 | Bathroom
Floor lamp | Compact Fluorescent |  | Twist | 1 | 15 | 202411 | Bathroom
Wall Mount | Incandescent |  | Globe | 4 | 40 | 202412 | Bathroom
Ceiling Fixture | Incandescent |  | Standard A Lamp | 1 | 40 | 202412 | Bathroom
Ceiling Fixture | Compact Fluorescent |  | Twist | 2 | 15 | 202412 | Bathroom
Ceiling Fixture | Compact Fluorescent |  | Twist | 2 | 15 | 202412 | Bathroom
Ceiling Fan | Compact Fluorescent |  | Twist | 3 | 15 | 202412 | Bathroom
Ceiling Fixture | Compact Fluorescent |  | Twist | 1 | 15 | 202412 | Bathroom
Ceiling Fixture | Incandescent |  | Standard A Lamp | 1 | 60 | 202412 | Bathroom
Ceiling Fixture | Compact Fluorescent |  | Twist | 2 | 15 | 202412 | Bathroom
Recessed - other | Compact Fluorescent |  | Twist | 1 | 15 | 202412 | Bathroom
Floor lamp | Incandescent |  | Decorative | 5 | 25 | 202412 | Bathroom
Table | Compact Fluorescent |  | Twist | 1 | 13 | 202412 | Bathroom
Table | Incandescent |  | Standard A Lamp | 1 | 60 | 202412 | Bathroom
Wall Mount | Incandescent |  | Globe | 4 | 40 | 202413 | Bathroom
Ceiling Fixture | Incandescent |  | Standard A Lamp | 1 | 60 | 202413 | Bathroom
Table | Compact Fluorescent |  | Twist | 1 | 15 | 202413 | Bathroom
Ceiling Fixture | Incandescent |  | Standard A Lamp | 1 | 60 | 202413 | Bathroom
Floor lamp | Incandescent |  | Standard A Lamp | 1 | 60 | 202413 | Bathroom
Ceiling Fixture | Incandescent |  | Standard A Lamp | 1 | 60 | 202413 | Bathroom
Ceiling Fixture | Incandescent |  | Standard A Lamp | 2 | 60 | 202413 | Bathroom
Recessed - other | Incandescent |  | Standard A Lamp | 1 | 100 | 202413 | Bathroom
Ceiling Fixture | Compact Fluorescent |  | Twist | 1 | 15 | 202413 | Bathroom
Floor lamp | Incandescent |  | Standard A Lamp | 1 | 60 | 202413 | Bathroom
Wall Mount | Incandescent |  | Standard A Lamp | 4 | 40 | 202891 | Bathroom
Ceiling Fixture | Incandescent |  | Standard A Lamp | 2 | 60 | 202891 | Bathroom
Table | Incandescent |  | Standard A Lamp | 1 | 60 | 202891 | Bathroom
Ceiling Fixture | Incandescent |  | Standard A Lamp | 2 | 60 | 202891 | Bathroom
Ceiling Fan | Incandescent |  | Decorative | 4 | 40 | 202891 | Bathroom
Ceiling Fixture | Incandescent |  | Standard A Lamp | 2 | 60 | 202891 | Bathroom
Wall Mount | Incandescent |  | Standard A Lamp | 1 | 40 | 202891 | Bathroom
Wall Mount | Linear Fluorescent | 2 | T-8 | 1 | 15 | 202891 | Bathroom
Ceiling Fixture | Incandescent |  | Standard A Lamp | 1 | 60 | 202891 | Bathroom
Table | Incandescent |  | 3-Way Incandescent | 1 | 70 | 202891 | Bathroom
Wall Mount | Incandescent |  | Standard A Lamp | 4 | 60 | 202892 | Bathroom
Ceiling Fixture | Incandescent |  | Standard A Lamp | 2 | 60 | 202892 | Bathroom
Table | Incandescent |  | Decorative | 3 | 25 | 202892 | Bathroom
Ceiling Fixture | Incandescent |  | Standard A Lamp | 1 | 60 | 202892 | Bathroom
Ceiling Fan | Incandescent |  | Standard A Lamp | 4 | 60 | 202892 | Bathroom
Floor lamp | Incandescent |  | Standard A Lamp | 4 | 60 | 202892 | Bathroom
Ceiling Fixture | Incandescent |  | Standard A Lamp | 2 | 60 | 202892 | Bathroom
Wall Mount | Incandescent |  | Standard A Lamp | 1 | 60 | 202892 | Bathroom
Wall Mount | Incandescent |  | Standard A Lamp | 4 | 40 | 202893 | Bathroom
Ceiling Fixture | Incandescent |  | Standard A Lamp | 2 | 60 | 202893 | Bathroom
Ceiling Fixture | Incandescent |  | Standard A Lamp | 1 | 60 | 202893 | Bathroom
Ceiling Fan | Compact Fluorescent |  | Twist | 3 | 26 | 202893 | Bathroom
Wall Mount | Incandescent |  | Standard A Lamp | 1 | 40 | 202893 | Bathroom
Wall Mount | Linear Fluorescent | 2 | T-8 | 1 | 15 | 202893 | Bathroom
Ceiling Fixture | Incandescent |  | Standard A Lamp | 1 | 60 | 202893 | Bathroom
Floor lamp | Incandescent |  | Standard A Lamp | 1 | 40 | 202893 | Bathroom
Wall Mount | Incandescent |  | Standard A Lamp | 4 | 75 | 205321 | Bathroom
Ceiling Fixture | Incandescent |  | Standard A Lamp | 2 | 60 | 205321 | Bathroom
Ceiling Fixture | Incandescent |  | Standard A Lamp | 1 | 60 | 205321 | Bathroom
Wall Mount | Incandescent |  | Standard A Lamp | 1 | 60 | 205321 | Bathroom
Ceiling Fixture | Compact Fluorescent |  | Twist | 2 | 13 | 205321 | Bathroom
Ceiling Fixture | Compact Fluorescent |  | Twist | 1 | 13 | 205321 | Bathroom
Ceiling Fixture | Incandescent |  | Standard A Lamp | 2 | 40 | 205321 | Bathroom
Table | Compact Fluorescent |  | Twist | 1 | 13 | 205321 | Bathroom
Ceiling Fixture | Incandescent |  | Standard A Lamp | 2 | 60 | 205322 | Bathroom
Wall Mount | Incandescent |  | Globe | 4 | 60 | 205322 | Bathroom
Ceiling Fixture | Incandescent |  | Standard A Lamp | 2 | 60 | 205322 | Bathroom
Table | Incandescent |  | Standard A Lamp | 1 | 60 | 205322 | Bathroom
Wall Mount | Incandescent |  | Standard A Lamp | 1 | 60 | 205322 | Bathroom
Table | Incandescent |  | Decorative | 1 | 25 | 205322 | Bathroom
Ceiling Fixture | Incandescent |  | Standard A Lamp | 2 | 60 | 205322 | Bathroom
Table | Incandescent |  | Decorative | 1 | 25 | 205322 | Bathroom
Floor lamp | Incandescent |  | Mini base | 2 | 40 | 205322 | Bathroom
Ceiling Fan | Incandescent |  | Decorative | 3 | 40 | 205322 | Bathroom
Ceiling Fixture | Incandescent |  | Standard A Lamp | 1 | 60 | 205323 | Bathroom
Wall Mount | Incandescent |  | Standard A Lamp | 4 | 60 | 205323 | Bathroom
Ceiling Fixture | Incandescent |  | Standard A Lamp | 2 | 60 | 205323 | Bathroom
Wall Mount | Incandescent |  | Standard A Lamp | 1 | 60 | 205323 | Bathroom
Ceiling Fixture | Incandescent |  | Standard A Lamp | 1 | 75 | 205323 | Bathroom
Ceiling Fixture | Incandescent |  | Standard A Lamp | 2 | 75 | 205323 | Bathroom
Ceiling Fixture | Incandescent |  | Heat Lamp | 2 | 250 | 205661 | Bathroom
Wall Mount | Incandescent |  | Standard A Lamp | 2 | 60 | 205661 | Bathroom
Chandelier (Hanging) | Incandescent |  | Standard A Lamp | 4 | 25 | 205661 | Bathroom
Table | Compact Fluorescent |  | Twist | 1 | 8 | 205661 | Bathroom
Wall Mount | Incandescent |  | Standard A Lamp | 2 | 75 | 205661 | Bathroom
Ceiling Fixture | Incandescent |  | Standard A Lamp | 2 | 60 | 205661 | Bathroom
Chandelier (Hanging) | Compact Fluorescent |  | Twist | 4 | 8 | 205661 | Bathroom
Wall Mount | Incandescent |  | Standard A Lamp | 1 | 60 | 205661 | Bathroom
Ceiling Fixture | Compact Fluorescent |  | Twist | 1 | 28 | 205661 | Bathroom
Table | Compact Fluorescent |  | Twist | 1 | 7 | 205661 | Bathroom
Floor lamp | Compact Fluorescent |  | Twist | 1 | 28 | 205661 | Bathroom
Chandelier (Hanging) | Incandescent |  | Decorative | 1 | 25 | 205661 | Bathroom
Ceiling Fixture | Incandescent |  | Heat Lamp | 2 | 250 | 205662 | Bathroom
Wall Mount | Incandescent |  | Standard A Lamp | 2 | 60 | 205662 | Bathroom
Ceiling Fixture | Compact Fluorescent |  | Twist | 2 | 28 | 205662 | Bathroom
Wall Mount | Incandescent |  | Standard A Lamp | 2 | 75 | 205662 | Bathroom
Ceiling Fixture | Incandescent |  | Standard A Lamp | 2 | 60 | 205662 | Bathroom
Chandelier (Hanging) | Incandescent |  | Standard A Lamp | 2 | 60 | 205662 | Bathroom
Wall Mount | Incandescent |  | Standard A Lamp | 1 | 60 | 205662 | Bathroom
Ceiling Fixture | Incandescent |  | Standard A Lamp | 1 | 60 | 205662 | Bathroom
Table | Incandescent |  | Standard A Lamp | 1 | 75 | 205662 | Bathroom
Table | Compact Fluorescent |  | Twist | 1 | 28 | 205662 | Bathroom
Ceiling Fixture | Incandescent |  | Heat Lamp | 2 | 150 | 205663 | Bathroom
Wall Mount | Incandescent |  | Standard A Lamp | 2 | 60 | 205663 | Bathroom
Ceiling Fixture | Incandescent |  | Standard A Lamp | 2 | 60 | 205663 | Bathroom
Table | Incandescent |  | Standard A Lamp | 1 | 60 | 205663 | Bathroom
Wall Mount | Compact Fluorescent |  | Twist | 1 | 8 | 205663 | Bathroom
Wall Mount | Incandescent |  | Standard A Lamp | 2 | 40 | 205663 | Bathroom
Chandelier (Hanging) | Compact Fluorescent |  | Twist | 4 | 8 | 205663 | Bathroom
Ceiling Fixture | Incandescent |  | Standard A Lamp | 1 | 40 | 205663 | Bathroom
Table | Incandescent |  | Standard A Lamp | 1 | 60 | 205663 | Bathroom
Floor lamp | Halogen |  | Other | 1 | 30 | 205663 | Bathroom
Chandelier (Hanging) | Incandescent |  | Decorative | 1 | 40 | 205663 | Bathroom
Wall Mount | Incandescent |  | Standard A Lamp | 3 | 40 | 205811 | Bathroom
Table | Incandescent |  | Standard A Lamp | 1 | 40 | 205811 | Bathroom
Ceiling Fixture | Linear Fluorescent | 4 | T-8 | 2 | 40 | 205811 | Bathroom
Wall Mount | Incandescent |  | Standard A Lamp | 1 | 40 | 205811 | Bathroom
Floor lamp | Incandescent |  | Standard A Lamp | 1 | 40 | 205811 | Bathroom
Ceiling Fixture | Incandescent |  | Standard A Lamp | 1 | 40 | 205811 | Bathroom
Wall Mount | Incandescent |  | Standard A Lamp | 3 | 40 | 205812 | Bathroom
Table | Incandescent |  | Standard A Lamp | 1 | 40 | 205812 | Bathroom
Ceiling Fixture | Linear Fluorescent | 4 | T-8 | 2 | 40 | 205812 | Bathroom
Wall Mount | Compact Fluorescent |  | Twist | 1 | 28 | 205812 | Bathroom
Floor lamp | Compact Fluorescent |  | Twist | 2 | 13 | 205812 | Bathroom
Ceiling Fixture | Incandescent |  | Standard A Lamp | 1 | 60 | 205812 | Bathroom
Table | Compact Fluorescent |  | Twist | 1 | 13 | 205812 | Bathroom
Wall Mount | Incandescent |  | Standard A Lamp | 3 | 60 | 206651 | Bathroom
Ceiling Fixture | Other |  | Other | 1 | 22 | 206651 | Bathroom
Table | Compact Fluorescent |  | Twist | 1 | 15 | 206651 | Bathroom
Ceiling Fixture | Incandescent |  | Standard A Lamp | 1 | 60 | 206651 | Bathroom
Table | Incandescent |  | Other | 2 | 40 | 206651 | Bathroom
Recessed Can | Compact Fluorescent |  | A shape bulb | 1 | 22 | 206651 | Bathroom
Recessed Can | Incandescent |  | Reflector | 1 | 65 | 206651 | Bathroom
Track | Halogen |  | PAR | 6 | 50 | 206651 | Bathroom
Ceiling Fixture | Incandescent |  | Standard A Lamp | 1 | 60 | 206651 | Bathroom
Wall Mount | Incandescent |  | Standard A Lamp | 1 | 60 | 206651 | Bathroom
Ceiling Fixture | Incandescent |  | Standard A Lamp | 3 | 40 | 206651 | Bathroom
Floor lamp | Compact Fluorescent |  | Twist | 1 | 22 | 206651 | Bathroom
Table | Compact Fluorescent |  | Twist | 1 | 22 | 206651 | Bathroom
Ceiling Fixture | Incandescent |  | Standard A Lamp | 2 | 60 | 206651 | Bathroom
Ceiling Fixture | Other |  | Other | 1 | 22 | 206651 | Bathroom
Floor lamp | Compact Fluorescent |  | Twist | 1 | 15 | 206651 | Bathroom
Floor lamp | Incandescent |  | Standard A Lamp | 2 | 60 | 206651 | Bathroom
Ceiling Fixture | Compact Fluorescent |  | A shape bulb | 2 | 15 | 206651 | Bathroom
Ceiling Fixture | Linear Fluorescent | 4 | T-12 | 2 | 40 | 206651 | Bathroom
Wall Mount | Incandescent |  | Globe | 3 | 40 | 206652 | Bathroom
Ceiling Fixture | Incandescent |  | Standard A Lamp | 2 | 60 | 206652 | Bathroom
Wall Mount | Incandescent |  | Standard A Lamp | 2 | 40 | 206652 | Bathroom
Recessed Can | Incandescent |  | Reflector | 1 | 65 | 206652 | Bathroom
Ceiling Fixture | Incandescent |  | Standard A Lamp | 1 | 60 | 206652 | Bathroom
Chandelier (Hanging) | Incandescent |  | Decorative | 6 | 40 | 206652 | Bathroom
Table | Compact Fluorescent |  | Twist | 1 | 15 | 206652 | Bathroom
Ceiling Fixture | Incandescent |  | Standard A Lamp | 2 | 60 | 206652 | Bathroom
Ceiling Fixture | Linear Fluorescent | 4 | T-12 | 2 | 40 | 206652 | Bathroom
Ceiling Fixture | Incandescent |  | Standard A Lamp | 2 | 60 | 206652 | Bathroom
Ceiling Fixture | Incandescent |  | Standard A Lamp | 1 | 60 | 206652 | Bathroom
Table | Compact Fluorescent |  | Twist | 1 | 15 | 206652 | Bathroom
Wall Mount | Incandescent |  | Standard A Lamp | 3 | 60 | 206653 | Bathroom
Recessed Can | Compact Fluorescent |  | Twist | 1 | 15 | 206653 | Bathroom
Ceiling Fixture | Incandescent |  | Decorative | 1 | 30 | 206653 | Bathroom
Track | Halogen |  | MR | 6 | 60 | 206653 | Bathroom
Table | Incandescent |  | Standard A Lamp | 3 | 40 | 206653 | Bathroom
Ceiling Fan | Halogen |  | MR | 3 | 60 | 206653 | Bathroom
Floor lamp | Incandescent |  | Standard A Lamp | 1 | 60 | 206653 | Bathroom
Floor lamp | Halogen |  | MR | 1 | 150 | 206653 | Bathroom
Ceiling Fixture | Incandescent |  | Other | 4 | 25 | 206653 | Bathroom
Track | Halogen |  | MR | 4 | 60 | 206653 | Bathroom
Ceiling Fixture | Incandescent |  | Other | 4 | 25 | 206653 | Bathroom
Wall Mount | Incandescent |  | Standard A Lamp | 1 | 60 | 206653 | Bathroom
Table | Incandescent |  | Standard A Lamp | 1 | 60 | 206653 | Bathroom
Ceiling Fixture | Incandescent |  | Standard A Lamp | 1 | 60 | 206653 | Bathroom
Ceiling Fixture | Incandescent |  | Standard A Lamp | 1 | 60 | 206653 | Bathroom
Track | Halogen |  | MR | 4 | 60 | 206653 | Bathroom
Table | Incandescent |  | Standard A Lamp | 1 | 60 | 206653 | Bathroom
Floor lamp | Compact Fluorescent |  | Pin base | 1 | 28 | 206653 | Bathroom
Wall Mount | Incandescent |  | Standard A Lamp | 4 | 60 | 207051 | Bathroom
Ceiling Fan | Incandescent |  | Heat Lamp | 1 | 250 | 207051 | Bathroom
Ceiling Fixture | Incandescent |  | Standard A Lamp | 2 | 60 | 207051 | Bathroom
Ceiling Fixture | Incandescent |  | Standard A Lamp | 2 | 60 | 207051 | Bathroom
Ceiling Fixture | Incandescent |  | Standard A Lamp | 2 | 60 | 207051 | Bathroom
Floor lamp | Incandescent |  | Standard A Lamp | 1 | 60 | 207051 | Bathroom
Wall Mount | Incandescent |  | Standard A Lamp | 1 | 40 | 207051 | Bathroom
Ceiling Fixture |  |  |  | 2 |  | 207051 | Bathroom
Ceiling Fixture | Incandescent |  | Standard A Lamp | 2 | 60 | 207051 | Bathroom
Ceiling Fixture | Incandescent |  | Standard A Lamp | 2 | 60 | 207051 | Bathroom
Wall Mount | Incandescent |  | Standard A Lamp | 4 | 60 | 207052 | Bathroom
Ceiling Fixture | Incandescent |  | Standard A Lamp | 2 | 60 | 207052 | Bathroom
Ceiling Fixture | Incandescent |  | Standard A Lamp | 2 | 60 | 207052 | Bathroom
Ceiling Fixture | Incandescent |  | Standard A Lamp | 2 | 60 | 207052 | Bathroom
Wall Mount | Linear Fluorescent | 1.5 | T-8 | 2 | 15 | 207052 | Bathroom
Ceiling Fixture | Compact Fluorescent |  | Twist | 2 | 15 | 207052 | Bathroom
Wall Mount | Incandescent |  | Standard A Lamp | 1 | 60 | 207052 | Bathroom
Table | Compact Fluorescent |  | Twist | 1 | 15 | 207052 | Bathroom
Ceiling Fixture | Incandescent |  | Standard A Lamp | 2 | 75 | 207052 | Bathroom
Wall Mount | Incandescent |  | Standard A Lamp | 4 | 60 | 207053 | Bathroom
Ceiling Fan | Incandescent |  | Heat Lamp | 1 | 250 | 207053 | Bathroom
Ceiling Fixture | Incandescent |  | Standard A Lamp | 2 | 60 | 207053 | Bathroom
Ceiling Fixture | Incandescent |  | Standard A Lamp | 2 | 60 | 207053 | Bathroom
Table | Incandescent |  | Decorative | 1 | 7 | 207053 | Bathroom
Ceiling Fixture | Incandescent |  | Standard A Lamp | 2 | 60 | 207053 | Bathroom
Ceiling Fixture | Incandescent |  | Standard A Lamp | 2 | 60 | 207053 | Bathroom
Recessed Can | Incandescent |  | Standard A Lamp | 1 | 60 | 207053 | Bathroom
Wall Mount | Compact Fluorescent |  | Twist | 1 | 18 | 207053 | Bathroom
Table | Incandescent |  | Standard A Lamp | 1 | 60 | 207053 | Bathroom
Ceiling Fixture | Incandescent |  | Standard A Lamp | 2 | 60 | 207053 | Bathroom
Wall Mount | Linear Fluorescent | 2 | T-8 | 2 | 17 | 208031 | Bathroom
Ceiling Fixture | Compact Fluorescent |  | Twist | 2 | 15 | 208031 | Bathroom
Ceiling Fixture | Linear Fluorescent | 4 | T-12 | 2 | 40 | 208031 | Bathroom
Table | Compact Fluorescent |  | Twist | 1 | 15 | 208031 | Bathroom
Ceiling Fixture | Compact Fluorescent |  | Twist | 2 | 15 | 208031 | Bathroom
Wall Mount | Linear Fluorescent | 2 | T-8 | 2 | 16 | 208032 | Bathroom
Ceiling Fixture | Compact Fluorescent |  | Twist | 1 | 15 | 208032 | Bathroom
Ceiling Fixture | Compact Fluorescent |  | Twist | 1 | 15 | 208032 | Bathroom
Ceiling Fixture | Linear Fluorescent | 4 | T-12 | 2 | 40 | 208032 | Bathroom
Ceiling Fixture | Compact Fluorescent |  | Twist | 2 | 15 | 208032 | Bathroom
Wall Mount | Incandescent |  | Standard A Lamp | 1 | 60 | 208032 | Bathroom
Ceiling Fixture | Compact Fluorescent |  | Twist | 1 | 15 | 208032 | Bathroom
Ceiling Fixture | Compact Fluorescent |  | Twist | 2 | 15 | 208032 | Bathroom
Wall Mount | Linear Fluorescent | 2 | T-8 | 2 | 17 | 208033 | Bathroom
Ceiling Fixture | Compact Fluorescent |  | Twist | 2 | 15 | 208033 | Bathroom
Ceiling Fixture | Linear Fluorescent | 4 | T-12 | 2 | 40 | 208033 | Bathroom
Table | Incandescent |  | Standard A Lamp | 1 | 100 | 208033 | Bathroom
Ceiling Fixture | Compact Fluorescent |  | Twist | 2 | 15 | 208033 | Bathroom
Ceiling Fixture | Incandescent |  | Standard A Lamp | 2 | 60 | 210001 | Living Room
Ceiling Fixture | Incandescent |  | Standard A Lamp | 1 | 60 | 210001 | Living Room
Ceiling Fixture | Linear Fluorescent | 4 | T-12 | 2 | 40 | 210001 | Living Room
Wall Mount | Linear Fluorescent | 2 | T-12 | 1 | 30 | 210001 | Living Room
Ceiling Fixture | Incandescent |  | Standard A Lamp | 1 | 60 | 210001 | Living Room
Ceiling Fixture | Incandescent |  | Standard A Lamp | 1 | 60 | 210001 | Living Room
Ceiling Fixture | Linear Fluorescent | 4 | T-12 | 2 | 40 | 210002 | Living Room
Ceiling Fixture | Incandescent |  | Standard A Lamp | 1 | 100 | 210002 | Living Room
Floor lamp | Incandescent |  | Decorative | 2 | 60 | 210002 | Living Room
Table | Incandescent |  | Standard A Lamp | 1 | 100 | 210002 | Living Room
Table | Incandescent |  | Decorative | 1 | 60 | 210002 | Living Room
Ceiling Fixture | Linear Fluorescent | 4 | T-12 | 2 | 40 | 210002 | Living Room
Wall Mount | Incandescent |  | Standard A Lamp | 2 | 60 | 210002 | Living Room
Wall Mount | Incandescent |  | Standard A Lamp | 2 | 60 | 210003 | Bathroom
Ceiling Fixture | Linear Fluorescent | 4 | T-12 | 2 | 40 | 210003 | Bathroom
Ceiling Fixture | Other |  | Other | 1 | 32 | 210003 | Bathroom
Ceiling Fixture | Incandescent |  | Standard A Lamp | 4 | 60 | 210003 | Bathroom
Floor lamp | Incandescent |  | 3-Way Incandescent | 1 | 150 | 210003 | Bathroom
Table | Incandescent |  | Standard A Lamp | 2 | 60 | 210003 | Bathroom
Ceiling Fixture | Incandescent |  | Standard A Lamp | 2 | 60 | 212681 | Bedroom
Table | Incandescent |  | Standard A Lamp | 1 | 60 | 212681 | Bedroom
Table | Incandescent |  | Standard A Lamp | 1 | 40 | 212681 | Bedroom
Table | Incandescent |  | Standard A Lamp | 1 | 25 | 212681 | Bedroom
Ceiling Fixture | Incandescent |  | Standard A Lamp | 1 | 60 | 212681 | Bedroom
Ceiling Fixture | Halogen |  | MR | 3 | 20 | 212681 | Bedroom
Wall Mount | Linear Fluorescent | 2 | T-4 | 1 | 15 | 212681 | Bedroom
Recessed - other | Halogen |  | MR | 1 | 20 | 212681 | Bedroom
Ceiling Fan | Incandescent |  | Standard A Lamp | 4 | 60 | 212681 | Bedroom
Ceiling Fixture | Halogen |  | MR | 1 | 16 | 212681 | Bedroom
Table | Compact Fluorescent |  | Twist | 1 | 40 | 212681 | Bedroom
Ceiling Fixture | Incandescent |  | Standard A Lamp | 2 | 40 | 212681 | Bedroom
Wall Mount | Incandescent |  | Globe | 4 | 60 | 212681 | Bedroom
Ceiling Fixture | Incandescent |  | Standard A Lamp | 1 | 60 | 212682 | Bathroom
Ceiling Fixture | Incandescent |  | Standard A Lamp | 2 | 60 | 212682 | Bathroom
Table | Incandescent |  | Standard A Lamp | 1 | 60 | 212682 | Bathroom
Ceiling Fixture | Incandescent |  | Standard A Lamp | 2 | 60 | 212682 | Bathroom
Table | Incandescent |  | Standard A Lamp | 1 | 25 | 212682 | Bathroom
Ceiling Fixture | Incandescent |  | Standard A Lamp | 1 | 65 | 212682 | Bathroom
Ceiling Fixture | Linear Fluorescent | 4 | T-8 | 2 | 32 | 212682 | Bathroom
Wall Mount | Linear Fluorescent | 2 | T-4 | 1 | 17 | 212682 | Bathroom
Wall Mount | Incandescent |  | Standard A Lamp | 1 | 25 | 212682 | Bathroom
Chandelier (Hanging) | Incandescent |  | Decorative | 3 | 40 | 212682 | Bathroom
Ceiling Fixture | Incandescent |  | Standard A Lamp | 1 | 60 | 212682 | Bathroom
Ceiling Fixture | Incandescent |  | Standard A Lamp | 1 | 60 | 212682 | Bathroom
Ceiling Fixture | Incandescent |  | Standard A Lamp | 1 | 60 | 212683 | Bathroom
Ceiling Fixture | Incandescent |  | Standard A Lamp | 2 | 60 | 212683 | Bathroom
Table | Incandescent |  | Standard A Lamp | 1 | 60 | 212683 | Bathroom
Table | Incandescent |  | Standard A Lamp | 1 | 100 | 212683 | Bathroom
Ceiling Fixture | Incandescent |  | Standard A Lamp | 1 | 60 | 212683 | Bathroom
Ceiling Fixture | Incandescent |  | Standard A Lamp | 2 | 60 | 212683 | Bathroom
Ceiling Fixture | Incandescent |  | Standard A Lamp | 1 | 65 | 212683 | Bathroom
Ceiling Fixture | Linear Fluorescent | 4 | T-8 | 2 | 32 | 212683 | Bathroom
Wall Mount | Linear Fluorescent | 1.5 | T-12 | 1 | 15 | 212683 | Bathroom
Wall Mount | Incandescent |  | Standard A Lamp | 1 | 60 | 212683 | Bathroom
Table | Incandescent |  | Standard A Lamp | 1 | 60 | 212683 | Bathroom
Ceiling Fixture | Incandescent |  | Standard A Lamp | 3 | 40 | 212683 | Bathroom
Ceiling Fixture | Incandescent |  | Standard A Lamp | 1 | 60 | 212683 | Bathroom
Wall Mount | Incandescent |  | Standard A Lamp | 4 | 60 | 212683 | Bathroom
Wall Mount | Incandescent |  | Standard A Lamp | 4 | 75 | 213461 | Bathroom
Ceiling Fixture | Incandescent |  | Standard A Lamp | 2 | 60 | 213461 | Bathroom
Table | Incandescent |  | Standard A Lamp | 1 | 60 | 213461 | Bathroom
Floor lamp | Incandescent |  | Standard A Lamp | 1 | 75 | 213461 | Bathroom
Ceiling Fixture | Incandescent |  | Standard A Lamp | 1 | 75 | 213461 | Bathroom
Table | Incandescent |  | Decorative | 1 | 15 | 213461 | Bathroom
Table | Incandescent |  | Standard A Lamp | 1 | 60 | 213461 | Bathroom
Ceiling Fixture | Linear Fluorescent | 4 | T-12 | 4 | 20 | 213461 | Bathroom
Wall Mount | Incandescent |  | Standard A Lamp | 1 | 100 | 213461 | Bathroom
Wall Mount | Linear Fluorescent | 1.5 | T-12 | 2 | 16 | 213461 | Bathroom
Recessed Can | Incandescent |  | Reflector | 1 | 65 | 213461 | Bathroom
Ceiling Fixture | Incandescent |  | Standard A Lamp | 1 | 75 | 213461 | Bathroom
Table | Incandescent |  | Standard A Lamp | 1 | 40 | 213461 | Bathroom
Table | Incandescent |  | 3-Way Incandescent | 1 | 100 | 213461 | Bathroom
Ceiling Fixture | Incandescent |  | Standard A Lamp | 1 | 60 | 213461 | Bathroom
Ceiling Fixture | Incandescent |  | Standard A Lamp | 1 | 60 | 213461 | Bathroom
Wall Mount | Compact Fluorescent |  | A shape bulb | 4 | 15 | 213462 | Bathroom
Ceiling Fixture | Compact Fluorescent |  | A shape bulb | 1 | 15 | 213462 | Bathroom
Ceiling Fixture | Compact Fluorescent |  | A shape bulb | 2 | 15 | 213462 | Bathroom
Ceiling Fixture | Compact Fluorescent |  | A shape bulb | 2 | 15 | 213462 | Bathroom
Table | Compact Fluorescent |  | A shape bulb | 1 | 15 | 213462 | Bathroom
Ceiling Fixture | Linear Fluorescent | 4 | T-12 | 4 | 20 | 213462 | Bathroom
Ceiling Fixture | Incandescent |  | Standard A Lamp | 1 | 65 | 213462 | Bathroom
Ceiling Fixture | Compact Fluorescent |  | A shape bulb | 2 | 15 | 213462 | Bathroom
Ceiling Fixture | Incandescent |  | Standard A Lamp | 1 | 60 | 213462 | Bathroom
Ceiling Fixture | Incandescent |  | Standard A Lamp | 1 | 60 | 213462 | Bathroom
Wall Mount | Incandescent |  | Standard A Lamp | 4 | 40 | 213463 | Bathroom
Ceiling Fixture | Incandescent |  | Standard A Lamp | 1 | 40 | 213463 | Bathroom
Ceiling Fixture | Incandescent |  | Standard A Lamp | 1 | 40 | 213463 | Bathroom
Table | Incandescent |  | Decorative | 1 | 40 | 213463 | Bathroom
Table | Incandescent |  | Decorative | 1 | 30 | 213463 | Bathroom
Ceiling Fixture | Incandescent |  | Standard A Lamp | 2 | 40 | 213463 | Bathroom
Ceiling Fixture | Incandescent |  | Standard A Lamp | 1 | 60 | 213463 | Bathroom
Ceiling Fixture | Linear Fluorescent | 4 | T-12 | 2 | 20 | 213463 | Bathroom
Wall Mount | Incandescent |  | Decorative | 1 | 40 | 213463 | Bathroom
Table | Incandescent |  | Decorative | 1 | 40 | 213463 | Bathroom
Recessed Can | Incandescent |  | Reflector | 1 | 65 | 213463 | Bathroom
Ceiling Fixture | Incandescent |  | Standard A Lamp | 2 | 60 | 213463 | Bathroom
Table | Incandescent |  | Standard A Lamp | 1 | 60 | 213463 | Bathroom
Table | Incandescent |  | Standard A Lamp | 1 | 40 | 213463 | Bathroom
Wall Mount | Incandescent |  | Standard A Lamp | 2 | 75 | 214241 | Bathroom
Table | Incandescent |  | Standard A Lamp | 1 | 40 | 214241 | Bathroom
Wall Mount | Incandescent |  | Standard A Lamp | 2 | 71 | 214241 | Bathroom
Ceiling Fan | Incandescent |  | Standard A Lamp | 1 | 71 | 214241 | Bathroom
Floor lamp | Incandescent |  | Standard A Lamp | 1 | 60 | 214241 | Bathroom
Ceiling Fixture | Incandescent |  | Standard A Lamp | 1 | 75 | 214241 | Bathroom
Other | Incandescent |  | Standard A Lamp | 1 | 71 | 214241 | Bathroom
Ceiling Fixture | Incandescent |  | Standard A Lamp | 2 | 75 | 214241 | Bathroom
Other | Incandescent |  | Standard A Lamp | 1 | 40 | 214241 | Bathroom
Wall Mount | Incandescent |  | Standard A Lamp | 1 | 100 | 214241 | Bathroom
Ceiling Fixture | Incandescent |  | Standard A Lamp | 1 | 60 | 214241 | Bathroom
Wall Mount | Incandescent |  | Standard A Lamp | 2 | 60 | 214242 | Bathroom
Ceiling Fan | Compact Fluorescent |  | Twist | 1 | 13 | 214242 | Bathroom
Wall Mount | Compact Fluorescent |  | Twist | 2 | 23 | 214242 | Bathroom
Table | Compact Fluorescent |  | Twist | 1 | 13 | 214242 | Bathroom
Ceiling Fan | Compact Fluorescent |  | Twist | 1 | 23 | 214242 | Bathroom
Floor lamp | Incandescent |  | Standard A Lamp | 1 | 60 | 214242 | Bathroom
Ceiling Fixture | Compact Fluorescent |  | Twist | 1 | 23 | 214242 | Bathroom
Ceiling Fixture | Incandescent |  | Standard A Lamp | 2 | 60 | 214242 | Bathroom
Other | Compact Fluorescent |  | Twist | 1 | 15 | 214242 | Bathroom
Wall Mount | Compact Fluorescent |  | Twist | 1 | 23 | 214242 | Bathroom
Ceiling Fixture | Incandescent |  | Standard A Lamp | 1 | 60 | 214242 | Bathroom
Wall Mount | Compact Fluorescent |  | Twist | 2 | 15 | 214243 | Bathroom
Ceiling Fixture | Incandescent |  | Standard A Lamp | 1 | 40 | 214243 | Bathroom
Wall Mount | Incandescent |  | Standard A Lamp | 2 | 75 | 214243 | Bathroom
Table | Incandescent |  | Standard A Lamp | 1 | 40 | 214243 | Bathroom
Ceiling Fixture | Compact Fluorescent |  | Twist | 2 | 15 | 214243 | Bathroom
Ceiling Fixture | Incandescent |  | Standard A Lamp | 1 | 40 | 214243 | Bathroom
Ceiling Fixture | Incandescent |  | Standard A Lamp | 2 | 60 | 214243 | Bathroom
Wall Mount | Incandescent |  | Standard A Lamp | 1 | 75 | 214243 | Bathroom
Table | Incandescent |  | Standard A Lamp | 1 | 40 | 214243 | Bathroom
Ceiling Fixture | Incandescent |  | Standard A Lamp | 1 | 60 | 214243 | Bathroom
Ceiling Fixture | Incandescent |  | Standard A Lamp | 2 | 60 | 214881 | Bathroom
Wall Mount | Incandescent |  | Globe | 5 | 40 | 214881 | Bathroom
Ceiling Fixture | Compact Fluorescent |  | Twist | 1 | 15 | 214881 | Bathroom
Ceiling Fixture | Compact Fluorescent |  | Twist | 1 | 15 | 214881 | Bathroom
Table | Incandescent |  | Decorative | 1 | 25 | 214881 | Bathroom
Ceiling Fixture | Compact Fluorescent |  | Twist | 1 | 15 | 214881 | Bathroom
Recessed Can | Incandescent |  | Standard A Lamp | 1 | 40 | 214881 | Bathroom
Chandelier (Hanging) | Other |  | Other | 4 | 15 | 214881 | Bathroom
Ceiling Fixture | Incandescent |  | Other | 2 | 125 | 214882 | Bathroom
Wall Mount | Incandescent |  | Globe | 4 | 60 | 214882 | Bathroom
Ceiling Fixture | Compact Fluorescent |  | Twist | 1 | 15 | 214882 | Bathroom
Ceiling Fixture | Compact Fluorescent |  | Twist | 1 | 15 | 214882 | Bathroom
Recessed Can | Compact Fluorescent |  | Twist | 1 | 7 | 214882 | Bathroom
Other | Compact Fluorescent |  | Twist | 1 | 7 | 214882 | Bathroom
Ceiling Fixture | Compact Fluorescent |  | Twist | 1 | 15 | 214882 | Bathroom
Floor lamp | Incandescent |  | Standard A Lamp | 1 | 75 | 214882 | Bathroom
Ceiling Fan | Incandescent |  | Standard A Lamp | 3 | 52 | 214882 | Bathroom
Torchiere | Incandescent |  | Standard A Lamp | 2 | 40 | 214882 | Bathroom
Ceiling Fixture | Incandescent |  | Standard A Lamp | 3 | 60 | 214882 | Bathroom
Ceiling Fixture | Halogen |  | PAR | 1 | 60 | 214883 | Bathroom
Wall Mount | Incandescent |  | Globe | 5 | 40 | 214883 | Bathroom
Ceiling Fixture | Compact Fluorescent |  | Twist | 1 | 15 | 214883 | Bathroom
Floor lamp | Incandescent |  | Standard A Lamp | 1 | 60 | 214883 | Bathroom
Ceiling Fixture | Compact Fluorescent |  | Twist | 1 | 15 | 214883 | Bathroom
Other | Incandescent |  | Standard A Lamp | 1 | 60 | 214883 | Bathroom
Ceiling Fixture | Incandescent |  | Standard A Lamp | 1 | 60 | 214883 | Bathroom
Ceiling Fixture | Incandescent |  | Standard A Lamp | 1 | 15 | 214883 | Bathroom
Table | Incandescent |  | Standard A Lamp | 1 | 60 | 214883 | Bathroom
Torchiere | Incandescent |  | Decorative | 6 | 5 | 214883 | Bathroom
Ceiling Fixture | Incandescent |  | Standard A Lamp | 1 | 60 | 215051 | Bathroom
Ceiling Fan | Incandescent |  | Standard A Lamp | 1 | 60 | 215051 | Bathroom
Table | Incandescent |  | Standard A Lamp | 1 | 60 | 215051 | Bathroom
Table | Halogen |  | MR | 1 | 30 | 215051 | Bathroom
Ceiling Fan | Incandescent |  | Standard A Lamp | 1 | 60 | 215051 | Bathroom
Ceiling Fixture | Incandescent |  | Standard A Lamp | 1 | 60 | 215051 | Bathroom
Table | Compact Fluorescent |  | Twist | 1 | 15 | 215051 | Bathroom
Ceiling Fixture | Incandescent |  | Standard A Lamp | 1 | 60 | 215051 | Bathroom
Ceiling Fixture | Incandescent |  | Standard A Lamp | 1 | 60 | 215051 | Bathroom
Ceiling Fan | Incandescent |  | Standard A Lamp | 1 | 60 | 215051 | Bathroom
Ceiling Fixture | Incandescent |  | Standard A Lamp | 2 | 60 | 215051 | Bathroom
Floor lamp | Incandescent |  | Standard A Lamp | 5 | 60 | 215051 | Bathroom
Floor lamp | Halogen |  | MR | 1 | 7 | 215051 | Bathroom
Wall Mount | Incandescent |  | Globe | 4 | 40 | 215051 | Bathroom
Wall Mount | Incandescent |  | Globe | 6 | 40 | 215052 | Bathroom
Other | Incandescent |  | Standard A Lamp | 1 | 25 | 215052 | Bathroom
Ceiling Fan | Compact Fluorescent |  | Twist | 1 | 15 | 215052 | Bathroom
Ceiling Fixture | Incandescent |  | Standard A Lamp | 2 | 60 | 215052 | Bathroom
Ceiling Fan | Incandescent |  | Standard A Lamp | 1 | 60 | 215052 | Bathroom
Ceiling Fixture | Compact Fluorescent |  | Twist | 2 | 14 | 215052 | Bathroom
Table | Compact Fluorescent |  | Twist | 1 | 14 | 215052 | Bathroom
Floor lamp | Compact Fluorescent |  | Twist | 2 | 14 | 215052 | Bathroom
Wall Mount | Incandescent |  | Globe | 3 | 60 | 215053 | Bathroom
Wall Mount | Incandescent |  | Globe | 3 | 60 | 215053 | Bathroom
Ceiling Fixture | Compact Fluorescent |  | Twist | 1 | 15 | 215053 | Bathroom
Ceiling Fixture | Incandescent |  | Standard A Lamp | 1 | 40 | 215053 | Bathroom
Wall Mount | Incandescent |  | Standard A Lamp | 1 | 60 | 215053 | Bathroom
Ceiling Fan | Incandescent |  | Standard A Lamp | 1 | 60 | 215053 | Bathroom
Ceiling Fixture | Incandescent |  | Standard A Lamp | 2 | 40 | 215053 | Bathroom
Ceiling Fixture | Incandescent |  | Standard A Lamp | 2 | 60 | 215053 | Bathroom
Ceiling Fan | Incandescent |  | Standard A Lamp | 1 | 100 | 215053 | Bathroom
Recessed Can | Incandescent |  | Other | 1 | 85 | 215053 | Bathroom
Ceiling Fixture | Compact Fluorescent |  | Twist | 2 | 15 | 215053 | Bathroom
Torchiere | Incandescent |  | Standard A Lamp | 1 | 100 | 215053 | Bathroom
Wall Mount | Incandescent |  | Globe | 4 | 25 | 215641 | Bathroom
Ceiling Fixture | Incandescent |  | Heat Lamp | 1 | 250 | 215641 | Bathroom
Ceiling Fixture | Incandescent |  | Standard A Lamp | 2 | 60 | 215641 | Bathroom
Table | Incandescent |  | Standard A Lamp | 1 | 60 | 215641 | Bathroom
Ceiling Fixture | Incandescent |  | Standard A Lamp | 1 | 100 | 215641 | Bathroom
Ceiling Fixture | Linear Fluorescent | 4 | T-12 | 2 | 40 | 215641 | Bathroom
Other | Incandescent |  | Standard A Lamp | 1 | 40 | 215641 | Bathroom
Ceiling Fixture | Incandescent |  | Standard A Lamp | 1 | 75 | 215641 | Bathroom
Table | Incandescent |  | Standard A Lamp | 1 | 150 | 215641 | Bathroom
Wall Mount | Incandescent |  | Globe | 3 | 60 | 215642 | Bathroom
Other | Incandescent |  | Heat Lamp | 1 | 250 | 215642 | Bathroom
Ceiling Fixture | Incandescent |  | Standard A Lamp | 2 | 60 | 215642 | Bathroom
Table | Incandescent |  | Decorative | 1 | 40 | 215642 | Bathroom
Ceiling Fixture | Incandescent |  | Standard A Lamp | 1 | 60 | 215642 | Bathroom
Ceiling Fixture | Linear Fluorescent | 4 | T-12 | 2 | 40 | 215642 | Bathroom
Other | Incandescent |  | Standard A Lamp | 1 | 40 | 215642 | Bathroom
Table | Incandescent |  | Standard A Lamp | 1 | 40 | 215642 | Bathroom
Floor lamp | Incandescent |  | Standard A Lamp | 1 | 60 | 215642 | Bathroom
Floor lamp | Compact Fluorescent |  | Twist | 1 | 19 | 215642 | Bathroom
Table | Compact Fluorescent |  | Twist | 1 | 13 | 215642 | Bathroom
Ceiling Fixture | Incandescent |  | Standard A Lamp | 1 | 60 | 215642 | Bathroom
Ceiling Fixture | Incandescent |  | Heat Lamp | 1 | 250 | 215643 | Bathroom
Wall Mount | Incandescent |  | Standard A Lamp | 2 | 60 | 215643 | Bathroom
Ceiling Fixture | Compact Fluorescent |  | Twist | 2 | 13 | 215643 | Bathroom
Table | Compact Fluorescent |  | Twist | 1 | 13 | 215643 | Bathroom
Ceiling Fixture | Incandescent |  | Standard A Lamp | 1 | 38 | 215643 | Bathroom
Ceiling Fixture | Linear Fluorescent | 4 | T-8 | 2 | 32 | 215643 | Bathroom
Other | Compact Fluorescent |  | Twist | 1 | 13 | 215643 | Bathroom
Ceiling Fan | Incandescent |  | Standard A Lamp | 1 | 60 | 215643 | Bathroom
Floor lamp | Incandescent |  | 3-Way Incandescent | 1 | 100 | 215643 | Bathroom
Wall Mount | Incandescent |  | Standard A Lamp | 4 | 71 | 215761 | Bathroom
Ceiling Fixture | Incandescent |  | Heat Lamp | 2 | 250 | 215761 | Bathroom
Floor lamp | Compact Fluorescent |  | Twist | 4 | 13 | 215761 | Bathroom
Ceiling Fixture | Incandescent |  | Standard A Lamp | 1 | 71 | 215761 | Bathroom
Floor lamp | Compact Fluorescent |  | Twist | 1 | 14 | 215761 | Bathroom
Ceiling Fixture | Compact Fluorescent |  | Twist | 2 | 13 | 215761 | Bathroom
Ceiling Fixture | Linear Fluorescent | 4 | T-12 | 2 | 40 | 215761 | Bathroom
Ceiling Fan | Compact Fluorescent |  | Twist | 2 | 15 | 215761 | Bathroom
Table | Compact Fluorescent |  | Twist | 1 | 13 | 215761 | Bathroom
Ceiling Fixture | Linear Fluorescent | 2 | T-12 | 1 | 20 | 215761 | Bathroom
Other | Incandescent |  | Standard A Lamp | 1 | 40 | 215761 | Bathroom
Wall Mount | Incandescent |  | Globe | 4 | 25 | 215762 | Bathroom
Ceiling Fixture | Incandescent |  | Heat Lamp | 2 | 250 | 215762 | Bathroom
Table | Compact Fluorescent |  | Twist | 1 | 25 | 215762 | Bathroom
Ceiling Fixture | Compact Fluorescent |  | Twist | 2 | 13 | 215762 | Bathroom
Table | Compact Fluorescent |  | Twist | 1 | 13 | 215762 | Bathroom
Table | Compact Fluorescent |  | Twist | 1 | 19 | 215762 | Bathroom
Table | Incandescent |  | Decorative | 1 | 40 | 215762 | Bathroom
Ceiling Fan | Compact Fluorescent |  | Twist | 2 | 19 | 215762 | Bathroom
Ceiling Fixture | Linear Fluorescent | 4 | T-12 | 2 | 40 | 215762 | Bathroom
Recessed - other | Compact Fluorescent |  | Twist | 1 | 13 | 215762 | Bathroom
Ceiling Fixture | Linear Fluorescent | 2 | T-12 | 1 | 20 | 215762 | Bathroom
Table | Compact Fluorescent |  | Twist | 1 | 25 | 215762 | Bathroom
Wall Mount | Compact Fluorescent |  | Twist | 4 | 13 | 215763 | Bathroom
Ceiling Fixture | Incandescent |  | Heat Lamp | 2 | 250 | 215763 | Bathroom
Ceiling Fixture | Compact Fluorescent |  | Twist | 2 | 13 | 215763 | Bathroom
Table | Compact Fluorescent |  | Twist | 1 | 23 | 215763 | Bathroom
Floor lamp | Compact Fluorescent |  | Twist | 1 | 19 | 215763 | Bathroom
Ceiling Fan | Compact Fluorescent |  | Twist | 1 | 23 | 215763 | Bathroom
Recessed - other | Incandescent |  | Standard A Lamp | 1 | 40 | 215763 | Bathroom
Ceiling Fixture | Linear Fluorescent | 4 | T-12 | 2 | 40 | 215763 | Bathroom
Wall Mount | Linear Fluorescent | 2 | T-12 | 1 | 20 | 215763 | Bathroom
Ceiling Fixture | Incandescent |  | Standard A Lamp | 1 | 60 | 215763 | Bathroom
Table | Incandescent |  | Standard A Lamp | 1 | 60 | 215763 | Bathroom
Wall Mount | Incandescent |  | Globe | 4 | 60 | 216271 | Bathroom
Ceiling Fixture | Incandescent |  | Standard A Lamp | 2 | 40 | 216271 | Bathroom
Chandelier (Hanging) | Incandescent |  | Standard A Lamp | 1 | 60 | 216271 | Bathroom
Wall Mount | Incandescent |  | Standard A Lamp | 1 | 60 | 216271 | Bathroom
Ceiling Fixture | Linear Fluorescent | 4 | T-12 | 4 | 32 | 216271 | Bathroom
Ceiling Fixture | Incandescent |  | Standard A Lamp | 1 | 60 | 216271 | Bathroom
Ceiling Fixture | Incandescent |  | Standard A Lamp | 2 | 40 | 216271 | Bathroom
Table | Incandescent |  | 3-Way Incandescent | 1 | 75 | 216271 | Bathroom
Ceiling Fixture | Incandescent |  | Standard A Lamp | 2 | 40 | 216271 | Bathroom
Table | Incandescent |  | 3-Way Incandescent | 1 | 70 | 216271 | Bathroom
Wall Mount | Incandescent |  | Globe | 4 | 60 | 216271 | Bathroom
Wall Mount | Incandescent |  | Globe | 4 | 60 | 216272 | Bathroom
Wall Mount | Incandescent |  | Globe | 4 | 60 | 216272 | Bathroom
Ceiling Fixture | Incandescent |  | Standard A Lamp | 2 | 60 | 216272 | Bathroom
Chandelier (Hanging) | Incandescent |  | Standard A Lamp | 1 | 150 | 216272 | Bathroom
Wall Mount | Incandescent |  | Standard A Lamp | 1 | 60 | 216272 | Bathroom
Ceiling Fixture | Linear Fluorescent | 4 | T-8 | 4 | 32 | 216272 | Bathroom
Ceiling Fixture | Compact Fluorescent |  | Twist | 1 | 13 | 216272 | Bathroom
Ceiling Fixture | Incandescent |  | Standard A Lamp | 2 | 60 | 216272 | Bathroom
Table | Compact Fluorescent |  | Twist | 3 | 13 | 216272 | Bathroom
Ceiling Fixture | Incandescent |  | Standard A Lamp | 2 | 60 | 216272 | Bathroom
Wall Mount | Incandescent |  | Standard A Lamp | 2 | 60 | 216421 | Bathroom
Table | Compact Fluorescent |  | Twist | 1 | 26 | 216421 | Bathroom
Ceiling Fixture | Incandescent |  | Standard A Lamp | 2 | 60 | 216421 | Bathroom
Ceiling Fixture | Incandescent |  | Standard A Lamp | 2 | 60 | 216421 | Bathroom
Ceiling Fixture | Incandescent |  | Standard A Lamp | 2 | 60 | 216421 | Bathroom
Chandelier (Hanging) | Incandescent |  | Standard A Lamp | 2 | 60 | 216421 | Bathroom
Wall Mount | Incandescent |  | Standard A Lamp | 2 | 100 | 216422 | Bathroom
Table | Incandescent |  | Standard A Lamp | 1 | 60 | 216422 | Bathroom
Ceiling Fixture | Incandescent |  | Standard A Lamp | 2 | 60 | 216422 | Bathroom
Ceiling Fixture | Incandescent |  | Standard A Lamp | 2 | 60 | 216422 | Bathroom
Recessed - other | Incandescent |  | Standard A Lamp | 1 | 60 | 216422 | Bathroom
Chandelier (Hanging) | Incandescent |  | Standard A Lamp | 2 | 60 | 216422 | Bathroom
Floor lamp | Incandescent |  | Standard A Lamp | 1 | 60 | 216422 | Bathroom
Ceiling Fixture | Incandescent |  | Standard A Lamp | 1 | 75 | 216911 | Bathroom
Ceiling Fixture | Incandescent |  | Standard A Lamp | 1 | 75 | 216911 | Bathroom
Ceiling Fixture | Incandescent |  | Standard A Lamp | 1 | 75 | 216911 | Bathroom
Wall Mount | Incandescent |  | Standard A Lamp | 1 | 60 | 216911 | Bathroom
Ceiling Fixture | Linear Fluorescent | 1 | T-12 | 1 | 20 | 216911 | Bathroom
Wall Mount | Linear Fluorescent | 4 | T-12 | 1 | 20 | 216911 | Bathroom
Ceiling Fan | Compact Fluorescent |  | Twist | 4 | 15 | 216911 | Bathroom
Floor lamp | Incandescent |  | Standard A Lamp | 1 | 60 | 216911 | Bathroom
Ceiling Fixture | Incandescent |  | Standard A Lamp | 1 | 60 | 216912 | Bathroom
Ceiling Fixture | Incandescent |  | Standard A Lamp | 1 | 60 | 216912 | Bathroom
Table | Incandescent |  | Standard A Lamp | 1 | 60 | 216912 | Bathroom
Wall Mount | Linear Fluorescent | 2 | T-12 | 1 | 20 | 216912 | Bathroom
Wall Mount | Incandescent |  | Standard A Lamp | 1 | 60 | 216912 | Bathroom
Ceiling Fixture | Incandescent |  | Standard A Lamp | 1 | 60 | 216912 | Bathroom
Ceiling Fan | Incandescent |  | Standard A Lamp | 4 | 40 | 216912 | Bathroom
Table | Incandescent |  | Standard A Lamp | 1 | 60 | 216912 | Bathroom
Wall Mount | Incandescent |  | Standard A Lamp | 1 | 75 | 216913 | Bathroom
Ceiling Fixture | Incandescent |  | Standard A Lamp | 1 | 100 | 216913 | Bathroom
Ceiling Fixture | Incandescent |  | Standard A Lamp | 1 | 75 | 216913 | Bathroom
Ceiling Fixture | Incandescent |  | Standard A Lamp | 1 | 100 | 216913 | Bathroom
Ceiling Fixture | Incandescent |  | Standard A Lamp | 1 | 75 | 216913 | Bathroom
Wall Mount | Linear Fluorescent | 4 | T-12 | 1 | 30 | 216913 | Bathroom
Table | Incandescent |  | Clear | 1 | 60 | 216913 | Bathroom
Wall Mount | Incandescent |  | Standard A Lamp | 1 | 60 | 216913 | Bathroom
Ceiling Fan | Incandescent |  | Standard A Lamp | 1 | 75 | 216913 | Bathroom
Table | Incandescent |  | Standard A Lamp | 1 | 75 | 216913 | Bathroom
Wall Mount | Incandescent |  | Clear | 3 | 40 | 217571 | Bathroom
Ceiling Fan | Incandescent |  | Standard A Lamp | 2 | 40 | 217571 | Bathroom
Ceiling Fixture | Incandescent |  | Globe | 1 | 60 | 217571 | Bathroom
Ceiling Fixture | Incandescent |  | Standard A Lamp | 2 | 60 | 217571 | Bathroom
Ceiling Fan | Incandescent |  | Standard A Lamp | 3 | 40 | 217571 | Bathroom
Other | Incandescent |  | Standard A Lamp | 1 | 60 | 217571 | Bathroom
Table | Incandescent |  | Standard A Lamp | 1 | 60 | 217571 | Bathroom
Floor lamp | Incandescent |  | Standard A Lamp | 3 | 60 | 217571 | Bathroom
Table | Incandescent |  | Decorative | 3 | 25 | 217571 | Bathroom
Ceiling Fan | Incandescent |  | Standard A Lamp | 2 | 40 | 217571 | Bathroom
Table | Incandescent |  | Decorative | 1 | 40 | 217571 | Bathroom
Ceiling Fixture | Compact Fluorescent |  | Twist | 2 | 13 | 217572 | Master Bedroom
Ceiling Fixture | Incandescent |  | Standard A Lamp | 2 | 60 | 217572 | Master Bedroom
Ceiling Fixture | Compact Fluorescent |  | Twist | 1 | 13 | 217572 | Master Bedroom
Ceiling Fan | Compact Fluorescent |  | Twist | 1 | 18 | 217572 | Master Bedroom
Ceiling Fixture | Compact Fluorescent |  | Twist | 2 | 18 | 217572 | Master Bedroom
Floor lamp | Incandescent |  | 3-Way Incandescent | 1 | 150 | 217572 | Master Bedroom
Floor lamp | Compact Fluorescent |  | Pin base | 1 | 13 | 217572 | Master Bedroom
Table | Incandescent |  | Decorative | 2 | 40 | 217572 | Master Bedroom
Ceiling Fixture | Incandescent |  | Heat Lamp | 1 | 250 | 218391 | Bathroom
Wall Mount | Incandescent |  | Standard A Lamp | 3 | 60 | 218391 | Bathroom
Ceiling Fixture | Incandescent |  | Heat Lamp | 1 | 250 | 218391 | Bathroom
Wall Mount | Incandescent |  | Standard A Lamp | 3 | 60 | 218391 | Bathroom
Ceiling Fixture | Halogen |  | MR | 1 | 8 | 218391 | Bathroom
Ceiling Fixture | Incandescent |  | Standard A Lamp | 2 | 60 | 218391 | Bathroom
Table | Incandescent |  | Standard A Lamp | 1 | 60 | 218391 | Bathroom
Ceiling Fixture | Incandescent |  | Standard A Lamp | 2 | 60 | 218391 | Bathroom
Track | Incandescent |  | Standard A Lamp | 3 | 40 | 218391 | Bathroom
Ceiling Fixture | Incandescent |  | Standard A Lamp | 2 | 60 | 218391 | Bathroom
Ceiling Fixture | Halogen |  | MR | 1 | 8 | 218391 | Bathroom
Floor lamp | Incandescent |  | Standard A Lamp | 1 | 60 | 218391 | Bathroom
Ceiling Fixture | Incandescent |  | Heat Lamp | 1 | 250 | 218392 | Bathroom
Wall Mount | Incandescent |  | Standard A Lamp | 3 | 60 | 218392 | Bathroom
Wall Mount | Incandescent |  | Standard A Lamp | 3 | 60 | 218392 | Bathroom
Ceiling Fixture | Incandescent |  | Heat Lamp | 1 | 250 | 218392 | Bathroom
Floor lamp | Incandescent |  | Standard A Lamp | 5 | 40 | 218392 | Bathroom
Ceiling Fan | Halogen |  | MR | 1 | 8 | 218392 | Bathroom
Ceiling Fixture | Incandescent |  | Standard A Lamp | 2 | 60 | 218392 | Bathroom
Floor lamp | Halogen |  | MR | 2 | 8 | 218392 | Bathroom
Ceiling Fixture | Incandescent |  | Standard A Lamp | 3 | 45 | 218392 | Bathroom
Ceiling Fixture | Incandescent |  | Standard A Lamp | 1 | 60 | 218392 | Bathroom
Ceiling Fixture | Incandescent |  | Standard A Lamp | 1 | 40 | 218392 | Bathroom
Ceiling Fixture | Incandescent |  | Standard A Lamp | 2 | 60 | 218392 | Bathroom
Floor lamp | Incandescent |  | Standard A Lamp | 1 | 60 | 218392 | Bathroom
Ceiling Fixture | Halogen |  | MR | 1 | 8 | 218392 | Bathroom
Wall Mount | Incandescent |  | Standard A Lamp | 4 | 40 | 218441 | Bathroom
Recessed - other | Incandescent |  | Heat Lamp | 1 | 250 | 218441 | Bathroom
Table | Other |  |  | 1 |  | 218441 | Bathroom
Ceiling Fixture | Incandescent |  | Standard A Lamp | 1 | 60 | 218441 | Bathroom
Ceiling Fixture | Incandescent |  | Standard A Lamp | 2 | 60 | 218441 | Bathroom
Ceiling Fixture | Incandescent |  | Globe | 1 | 150 | 218441 | Bathroom
Table | Incandescent |  | Standard A Lamp | 1 | 100 | 218441 | Bathroom
Wall Mount | Linear Fluorescent | 1 | T-5 | 1 | 16 | 218441 | Bathroom
Other | Incandescent |  | Standard A Lamp | 1 | 60 | 218441 | Bathroom
Floor lamp | Incandescent |  | Standard A Lamp | 3 | 75 | 218441 | Bathroom
Wall Mount | Incandescent |  | Standard A Lamp | 4 | 40 | 218442 | Bathroom
Recessed - other | Incandescent |  | Heat Lamp | 1 | 250 | 218442 | Bathroom
Table | Incandescent |  | Standard A Lamp | 1 | 75 | 218442 | Bathroom
Table | Incandescent |  | Standard A Lamp | 1 | 60 | 218442 | Bathroom
Floor lamp | Incandescent |  | Standard A Lamp | 1 | 40 | 218442 | Bathroom
Ceiling Fixture | Incandescent |  | Globe | 1 | 150 | 218442 | Bathroom
Ceiling Fixture | Incandescent |  | Standard A Lamp | 1 | 75 | 218442 | Bathroom
Ceiling Fixture | Incandescent |  | Standard A Lamp | 2 | 75 | 218442 | Bathroom
Wall Mount | Incandescent |  | Standard A Lamp | 1 | 60 | 218442 | Bathroom
Wall Mount | Linear Fluorescent | 1 | T-5 | 1 | 16 | 218442 | Bathroom
Table | Incandescent |  | Standard A Lamp | 1 | 75 | 218442 | Bathroom
Ceiling Fixture | Incandescent |  | Standard A Lamp | 2 | 60 | 218442 | Bathroom
Table | Incandescent |  | Standard A Lamp | 1 | 75 | 218442 | Bathroom
Wall Mount | Incandescent |  | Standard A Lamp | 3 | 40 | 218442 | Bathroom
Recessed - other | Incandescent |  | Heat Lamp | 1 | 250 | 218442 | Bathroom
Wall Mount | Incandescent |  | Standard A Lamp | 4 | 40 | 218443 | Bathroom
Recessed - other | Incandescent |  | Heat Lamp | 1 | 250 | 218443 | Bathroom
Table | Compact Fluorescent |  | Twist | 1 | 13 | 218443 | Bathroom
Ceiling Fixture | Compact Fluorescent |  | Twist | 1 | 13 | 218443 | Bathroom
Ceiling Fixture | Compact Fluorescent |  | Twist | 2 | 13 | 218443 | Bathroom
Floor lamp | Compact Fluorescent |  | Twist | 1 | 13 | 218443 | Bathroom
Wall Mount | Compact Fluorescent |  | Twist | 1 | 13 | 218443 | Bathroom
Wall Mount | Linear Fluorescent | 1 | T-5 | 1 | 16 | 218443 | Bathroom
Table | Compact Fluorescent |  | Twist | 1 | 13 | 218443 | Bathroom
Wall Mount | Compact Fluorescent |  | Twist | 2 | 15 | 219101 | Bathroom
Ceiling Fixture | Incandescent |  | Standard A Lamp | 1 | 60 | 219101 | Bathroom
Table | Incandescent |  | Decorative | 1 | 25 | 219101 | Bathroom
Ceiling Fixture | Compact Fluorescent |  | Twist | 2 | 15 | 219101 | Bathroom
Ceiling Fixture | Incandescent |  | Standard A Lamp | 1 | 60 | 219101 | Bathroom
Ceiling Fixture | Linear Fluorescent | 4 | T-8 | 1 | 32 | 219101 | Bathroom
Ceiling Fixture | Incandescent |  | Standard A Lamp | 1 | 65 | 219101 | Bathroom
Other | Incandescent |  | Standard A Lamp | 1 | 40 | 219101 | Bathroom
Floor lamp | Compact Fluorescent |  | Twist | 2 | 15 | 219101 | Bathroom
Table | Incandescent |  | Decorative | 1 | 60 | 219101 | Bathroom
Ceiling Fixture | Compact Fluorescent |  | Twist | 3 | 15 | 219101 | Bathroom
Wall Mount | Compact Fluorescent |  | Twist | 4 | 15 | 219102 | Bathroom
Ceiling Fixture | Incandescent |  | Standard A Lamp | 1 | 60 | 219102 | Bathroom
Ceiling Fixture | Compact Fluorescent |  | Twist | 1 | 15 | 219102 | Bathroom
Ceiling Fixture | Incandescent |  | Standard A Lamp | 1 | 100 | 219102 | Bathroom
Ceiling Fixture | Linear Fluorescent | 4 | T-8 | 2 | 32 | 219102 | Bathroom
Ceiling Fixture | Incandescent |  | Standard A Lamp | 1 | 65 | 219102 | Bathroom
Other | Incandescent |  | Standard A Lamp | 1 | 60 | 219102 | Bathroom
Ceiling Fan | Compact Fluorescent |  | Twist | 3 | 15 | 219102 | Bathroom
Floor lamp | Halogen |  | Quartz Tube | 1 | 250 | 219102 | Bathroom
Wall Mount | Compact Fluorescent |  | A shape bulb | 1 | 13 | 219102 | Bathroom
Table | Incandescent |  | Standard A Lamp | 1 | 60 | 219102 | Bathroom
Ceiling Fixture | Compact Fluorescent |  | Twist | 2 | 15 | 219102 | Bathroom
Wall Mount | Incandescent |  | Standard A Lamp | 1 | 15 | 219102 | Bathroom
Ceiling Fixture | Compact Fluorescent |  | Pin base | 4 | 15 | 219103 | Bathroom
Ceiling Fixture | Incandescent |  | Standard A Lamp | 1 | 65 | 219103 | Bathroom
Ceiling Fixture | Compact Fluorescent |  | Twist | 2 | 15 | 219103 | Bathroom
Table | Incandescent |  | Standard A Lamp | 2 | 40 | 219103 | Bathroom
Ceiling Fixture | Compact Fluorescent |  | Twist | 1 | 15 | 219103 | Bathroom
Ceiling Fixture | Linear Fluorescent | 4 | T-8 | 2 | 32 | 219103 | Bathroom
Ceiling Fixture | Incandescent |  | Standard A Lamp | 2 | 40 | 219103 | Bathroom
Ceiling Fixture | Incandescent |  | Standard A Lamp | 1 | 65 | 219103 | Bathroom
Ceiling Fan | Compact Fluorescent |  | Twist | 2 | 15 | 219103 | Bathroom
Table | Compact Fluorescent |  | Twist | 1 | 11 | 219103 | Bathroom
Ceiling Fixture | Compact Fluorescent |  | Twist | 1 | 15 | 219103 | Bathroom
Wall Mount | Incandescent |  | Standard A Lamp | 4 | 60 | 219521 | Bathroom
Ceiling Fixture | Incandescent |  | Heat Lamp | 1 | 250 | 219521 | Bathroom
Ceiling Fixture | Incandescent |  | Standard A Lamp | 2 | 60 | 219521 | Bathroom
Table | Compact Fluorescent |  | Twist | 1 | 15 | 219521 | Bathroom
Table | Incandescent |  | Standard A Lamp | 1 | 25 | 219521 | Bathroom
Table | Incandescent |  | Standard A Lamp | 1 | 100 | 219521 | Bathroom
Table | Incandescent |  | Standard A Lamp | 1 | 75 | 219521 | Bathroom
Ceiling Fixture | Linear Fluorescent | 4 | T-8 | 2 | 40 | 219521 | Bathroom
Wall Mount | Incandescent |  | Standard A Lamp | 1 | 25 | 219521 | Bathroom
Ceiling Fixture | Incandescent |  | Standard A Lamp | 2 | 40 | 219521 | Bathroom
Chandelier (Hanging) | Incandescent |  | Standard A Lamp | 4 | 40 | 219521 | Bathroom
Table | Incandescent |  | Standard A Lamp | 2 | 40 | 219521 | Bathroom
Floor lamp | Compact Fluorescent |  | Twist | 2 | 15 | 219521 | Bathroom
Table | Incandescent |  | Standard A Lamp | 2 | 60 | 219521 | Bathroom
Ceiling Fixture | Incandescent |  | Standard A Lamp | 1 | 60 | 219521 | Bathroom
Floor lamp | Incandescent |  | Standard A Lamp | 1 | 60 | 219521 | Bathroom
Wall Mount | Compact Fluorescent |  | Twist | 4 | 14 | 219522 | Bathroom
Ceiling Fixture | Incandescent |  | Heat Lamp | 1 | 250 | 219522 | Bathroom
Ceiling Fixture | Incandescent |  | Standard A Lamp | 2 | 40 | 219522 | Bathroom
Table | Compact Fluorescent |  | Twist | 1 | 15 | 219522 | Bathroom
Table | Incandescent |  | Standard A Lamp | 1 | 25 | 219522 | Bathroom
Table | Incandescent |  | Standard A Lamp | 1 | 60 | 219522 | Bathroom
Table | Compact Fluorescent |  | Twist | 1 | 15 | 219522 | Bathroom
Ceiling Fixture | Incandescent |  | Standard A Lamp | 1 | 100 | 219522 | Bathroom
Ceiling Fixture | Incandescent |  | Standard A Lamp | 3 | 60 | 219522 | Bathroom
Wall Mount | Incandescent |  | Standard A Lamp | 1 | 60 | 219522 | Bathroom
Chandelier (Hanging) | Incandescent |  | Standard A Lamp | 3 | 60 | 219522 | Bathroom
Table | Incandescent |  | Standard A Lamp | 1 | 100 | 219522 | Bathroom
Floor lamp | Halogen |  | Other | 1 | 150 | 219522 | Bathroom
Table | Incandescent |  | Standard A Lamp | 1 | 40 | 219522 | Bathroom
Ceiling Fixture | Incandescent |  | Standard A Lamp | 1 | 100 | 219522 | Bathroom
Wall Mount | Compact Fluorescent |  | Twist | 4 | 15 | 219851 | Bathroom
Table | Incandescent |  | Standard A Lamp | 1 | 40 | 219851 | Bathroom
Table | Incandescent |  | Standard A Lamp | 1 | 40 | 219851 | Bathroom
Ceiling Fan | Incandescent |  | Standard A Lamp | 4 | 40 | 219851 | Bathroom
Ceiling Fixture | Incandescent |  | Standard A Lamp | 2 | 40 | 219851 | Bathroom
Ceiling Fixture | Incandescent |  | Standard A Lamp | 2 | 60 | 219851 | Bathroom
Ceiling Fixture | Incandescent |  | Standard A Lamp | 2 | 65 | 219851 | Bathroom
Floor lamp | Halogen |  | PAR | 1 | 50 | 219851 | Bathroom
Wall Mount | Compact Fluorescent |  | Twist | 3 | 15 | 219852 | Bathroom
Table | Incandescent |  | Standard A Lamp | 1 | 60 | 219852 | Bathroom
Table | Incandescent |  | Standard A Lamp | 1 | 60 | 219852 | Bathroom
Ceiling Fan | Compact Fluorescent |  | Twist | 4 | 15 | 219852 | Bathroom
Ceiling Fixture | Incandescent |  | Standard A Lamp | 2 | 60 | 219852 | Bathroom
Floor lamp | Halogen |  | Quartz Tube | 1 | 50 | 219852 | Bathroom
Ceiling Fixture | Compact Fluorescent |  | Twist | 1 | 15 | 219852 | Bathroom
Table | Incandescent |  | Standard A Lamp | 1 | 52 | 219981 | Bathroom
Wall Mount | Linear Fluorescent | 2 | T-12 | 1 | 16 | 219981 | Bathroom
Ceiling Fixture | Incandescent |  | Standard A Lamp | 1 | 60 | 219981 | Bathroom
Ceiling Fixture | Incandescent |  | Standard A Lamp | 2 | 60 | 219981 | Bathroom
Table | Compact Fluorescent |  | Twist | 1 | 13 | 219981 | Bathroom
Wall Mount | Incandescent |  | Standard A Lamp | 1 | 60 | 219981 | Bathroom
Ceiling Fixture | Linear Fluorescent | 4 | T-12 | 4 | 32 | 219981 | Bathroom
Ceiling Fixture | Compact Fluorescent |  | Twist | 1 | 15 | 219981 | Bathroom
Wall Mount | Linear Fluorescent | 2 | T-12 | 1 | 16 | 219981 | Bathroom
Table | Incandescent |  | Standard A Lamp | 1 | 52 | 219981 | Bathroom
Floor lamp | Incandescent |  | Standard A Lamp | 1 | 60 | 219981 | Bathroom
Table | Incandescent |  | Heat Lamp | 1 | 100 | 219981 | Bathroom
Floor lamp | Compact Fluorescent |  | Twist | 2 | 13 | 219981 | Bathroom
Table | Incandescent |  | Standard A Lamp | 1 | 60 | 219982 | Living Room
Wall Mount | Incandescent |  | Decorative | 1 | 40 | 219982 | Living Room
Table | Incandescent |  | Standard A Lamp | 1 | 52 | 219982 | Living Room
Ceiling Fixture | Incandescent |  | Standard A Lamp | 2 | 60 | 219982 | Living Room
Ceiling Fixture | Linear Fluorescent | 4 | T-12 | 2 | 24 | 219982 | Living Room
Wall Mount | Incandescent |  | Standard A Lamp | 1 | 75 | 219982 | Living Room
Wall Mount | Linear Fluorescent | 2 | T-12 | 1 | 24 | 219982 | Living Room
Wall Mount | Linear Fluorescent | 2 | T-12 | 1 | 15 | 219982 | Living Room
Wall Mount | Linear Fluorescent | 2 | T-12 | 1 | 16 | 219983 | Bathroom
Ceiling Fixture | Incandescent |  | Standard A Lamp | 1 | 60 | 219983 | Bathroom
Ceiling Fixture | Incandescent |  | Standard A Lamp | 2 | 60 | 219983 | Bathroom
Ceiling Fixture | Incandescent |  | Standard A Lamp | 2 | 60 | 219983 | Bathroom
Recessed Can | Incandescent |  | Standard A Lamp | 1 | 60 | 219983 | Bathroom
Chandelier (Hanging) | Incandescent |  | Standard A Lamp | 1 | 60 | 219983 | Bathroom
Ceiling Fixture | Linear Fluorescent | 4 | T-12 | 2 | 20 | 219983 | Bathroom
Wall Mount | Incandescent |  | Standard A Lamp | 1 | 34 | 219983 | Bathroom
Ceiling Fixture | Incandescent |  | Reflector | 1 | 60 | 219983 | Bathroom
Table | Compact Fluorescent |  | Twist | 1 | 13 | 219983 | Bathroom
Table | Incandescent |  | Decorative | 3 | 20 | 219983 | Bathroom
Wall Mount | Incandescent |  | Standard A Lamp | 4 | 60 | 220581 | Bathroom
Table | Incandescent |  | Standard A Lamp | 1 | 100 | 220581 | Bathroom
Table | Incandescent |  | Standard A Lamp | 1 | 100 | 220581 | Bathroom
Ceiling Fan | Incandescent |  | Standard A Lamp | 1 | 60 | 220581 | Bathroom
Other | Compact Fluorescent |  | Twist | 1 | 14 | 220581 | Bathroom
Floor lamp | Incandescent |  | Standard A Lamp | 1 | 60 | 220581 | Bathroom
Table | Incandescent |  | Standard A Lamp | 1 | 100 | 220581 | Bathroom
Wall Mount | Compact Fluorescent |  | Twist | 1 | 15 | 220582 | Bathroom
Table | Incandescent |  | Standard A Lamp | 1 | 60 | 220582 | Bathroom
Table | Incandescent |  | Standard A Lamp | 1 | 60 | 220582 | Bathroom
Table | Incandescent |  | Standard A Lamp | 1 | 60 | 220582 | Bathroom
Ceiling Fixture | Incandescent |  | Standard A Lamp | 1 | 60 | 220582 | Bathroom
Ceiling Fixture | Incandescent |  | Standard A Lamp | 1 | 60 | 220582 | Bathroom
Floor lamp | Compact Fluorescent |  | Twist | 1 | 15 | 220582 | Bathroom
Floor lamp | Incandescent |  | Standard A Lamp | 1 | 60 | 220582 | Bathroom
Wall Mount | Incandescent |  | Standard A Lamp | 2 | 60 | 220583 | Bathroom
Table | Incandescent |  | Decorative | 2 | 40 | 220583 | Bathroom
Table | Compact Fluorescent |  | Twist | 1 | 27 | 220583 | Bathroom
Ceiling Fan | Incandescent |  | Standard A Lamp | 1 | 60 | 220583 | Bathroom
Table | Compact Fluorescent |  | Twist | 1 | 14 | 220583 | Bathroom
Wall Mount | Incandescent |  | Globe | 4 | 60 | 221061 | Bathroom
Recessed - other | Halogen |  | PAR | 1 | 250 | 221061 | Bathroom
Wall Mount | Incandescent |  | Globe | 4 | 60 | 221061 | Bathroom
Recessed - other | Halogen |  | PAR | 1 | 250 | 221061 | Bathroom
Table | Incandescent |  | Standard A Lamp | 1 | 100 | 221061 | Bathroom
Ceiling Fixture | Incandescent |  | Standard A Lamp | 1 | 60 | 221061 | Bathroom
Ceiling Fan | Compact Fluorescent |  | Twist | 2 | 15 | 221061 | Bathroom
Ceiling Fixture | Incandescent |  | Decorative | 3 | 25 | 221061 | Bathroom
Ceiling Fixture | Incandescent |  | Standard A Lamp | 1 | 60 | 221061 | Bathroom
Ceiling Fan | Compact Fluorescent |  | Twist | 2 | 15 | 221061 | Bathroom
Ceiling Fixture | Linear Fluorescent | 4 | T-12 | 2 | 40 | 221061 | Bathroom
Recessed - other | Incandescent |  | Standard A Lamp | 1 | 60 | 221061 | Bathroom
Ceiling Fixture | Linear Fluorescent | 4 | T-12 | 2 | 40 | 221061 | Bathroom
Table | Incandescent |  | Standard A Lamp | 1 | 60 | 221061 | Bathroom
Ceiling Fixture | Halogen |  | PAR | 1 | 250 | 221062 | Bathroom
Wall Mount | Compact Fluorescent |  | Twist | 4 | 7 | 221062 | Bathroom
Ceiling Fixture | Incandescent |  | Standard A Lamp | 1 | 60 | 221062 | Bathroom
Architectural | Halogen |  | MR | 1 | 16 | 221062 | Bathroom
Ceiling Fixture | Incandescent |  | Standard A Lamp | 3 | 25 | 221062 | Bathroom
Ceiling Fixture | Incandescent |  | Standard A Lamp | 1 | 60 | 221062 | Bathroom
Ceiling Fixture | Linear Fluorescent | 4 | T-12 | 2 | 40 | 221062 | Bathroom
Wall Mount | Linear Fluorescent | 1.5 | T-8 | 1 | 16 | 221062 | Bathroom
Recessed - other | Incandescent |  | Standard A Lamp | 1 | 60 | 221062 | Bathroom
Chandelier (Hanging) | Incandescent |  | Standard A Lamp | 5 | 40 | 221062 | Bathroom
Floor lamp | Incandescent |  | 3-Way Incandescent | 1 | 100 | 221062 | Bathroom
Wall Mount | Incandescent |  | Globe | 4 | 60 | 221063 | Bathroom
Ceiling Fixture | Incandescent |  | Standard A Lamp | 2 | 60 | 221063 | Bathroom
Ceiling Fixture | Incandescent |  | Standard A Lamp | 1 | 60 | 221063 | Bathroom
Ceiling Fixture | Incandescent |  | Standard A Lamp | 1 | 60 | 221063 | Bathroom
Ceiling Fixture | Incandescent |  | Standard A Lamp | 1 | 60 | 221063 | Bathroom
Ceiling Fan | Compact Fluorescent |  | Twist | 1 | 15 | 221063 | Bathroom
Ceiling Fixture | Linear Fluorescent | 4 | T-12 | 2 | 40 | 221063 | Bathroom
Recessed - other | Compact Fluorescent |  | Twist | 1 | 15 | 221063 | Bathroom
Table | Compact Fluorescent |  | Twist | 1 | 15 | 221063 | Bathroom
Wall Mount | Incandescent |  | Standard A Lamp | 4 | 60 | 221063 | Bathroom
Wall Mount | Incandescent |  | Globe | 6 | 60 | 222621 | Bathroom
Ceiling Fixture | Incandescent |  | Standard A Lamp | 1 | 60 | 222621 | Bathroom
Wall Mount | Incandescent |  | Globe | 6 | 60 | 222621 | Bathroom
Ceiling Fixture | Incandescent |  | Standard A Lamp | 2 | 60 | 222621 | Bathroom
Ceiling Fixture | Compact Fluorescent |  | Twist | 2 | 15 | 222621 | Bathroom
Ceiling Fixture | Linear Fluorescent | 4 | T-8 | 2 | 32 | 222621 | Bathroom
Other | Incandescent |  | Standard A Lamp | 1 | 40 | 222621 | Bathroom
Floor lamp | Compact Fluorescent |  | Twist | 2 | 15 | 222621 | Bathroom
Ceiling Fixture | Incandescent |  | Standard A Lamp | 2 | 60 | 222621 | Bathroom
Ceiling Fixture | Compact Fluorescent |  | Twist | 1 | 15 | 222621 | Bathroom
Wall Mount | Incandescent |  | Globe | 6 | 60 | 222622 | Bathroom
Ceiling Fixture | Incandescent |  | Standard A Lamp | 1 | 60 | 222622 | Bathroom
Wall Mount | Incandescent |  | Globe | 6 | 40 | 222622 | Bathroom
Ceiling Fixture | Incandescent |  | Standard A Lamp | 2 | 60 | 222622 | Bathroom
Ceiling Fixture | Incandescent |  | Standard A Lamp | 2 | 60 | 222622 | Bathroom
Ceiling Fixture | Linear Fluorescent | 4 | T-8 | 2 | 32 | 222622 | Bathroom
Ceiling Fixture | Incandescent |  | Standard A Lamp | 1 | 75 | 222622 | Bathroom
Floor lamp | Compact Fluorescent |  | Twist | 2 | 22 | 222622 | Bathroom
Ceiling Fixture | Incandescent |  | Standard A Lamp | 2 | 60 | 222622 | Bathroom
Ceiling Fixture | Incandescent |  | Standard A Lamp | 1 | 60 | 222622 | Bathroom
Wall Mount | Incandescent |  | Globe | 6 | 60 | 222623 | Bathroom
Ceiling Fixture | Incandescent |  | Standard A Lamp | 1 | 60 | 222623 | Bathroom
Wall Mount | Incandescent |  | Globe | 6 | 60 | 222623 | Bathroom
Ceiling Fixture | Compact Fluorescent |  | Twist | 2 | 20 | 222623 | Bathroom
Table | Incandescent |  | Standard A Lamp | 1 | 100 | 222623 | Bathroom
Ceiling Fixture | Incandescent |  | Standard A Lamp | 2 | 100 | 222623 | Bathroom
Table | Incandescent |  | Standard A Lamp | 1 | 100 | 222623 | Bathroom
Ceiling Fixture | Linear Fluorescent | 4 | T-8 | 2 | 32 | 222623 | Bathroom
Table | Incandescent |  | Standard A Lamp | 1 | 60 | 222623 | Bathroom
Ceiling Fixture | Incandescent |  | Standard A Lamp | 2 | 60 | 222623 | Bathroom
Ceiling Fan | Incandescent |  | Decorative | 3 | 40 | 222623 | Bathroom
Wall Mount | Incandescent |  | Standard A Lamp | 1 | 60 | 222623 | Bathroom
Wall Mount | Incandescent |  | Globe | 6 | 40 | 223711 | Bathroom
Ceiling Fixture | Incandescent |  | Standard A Lamp | 2 | 75 | 223711 | Bathroom
Table | Incandescent |  | Standard A Lamp | 1 | 60 | 223711 | Bathroom
Ceiling Fixture | Incandescent |  | Standard A Lamp | 2 | 60 | 223711 | Bathroom
Chandelier (Hanging) | Incandescent |  | Standard A Lamp | 1 | 60 | 223711 | Bathroom
Ceiling Fixture | Incandescent |  | Standard A Lamp | 1 | 60 | 223711 | Bathroom
Ceiling Fixture | Incandescent |  | Standard A Lamp | 1 | 60 | 223711 | Bathroom
Ceiling Fixture | Linear Fluorescent | 4 | T-12 | 4 | 40 | 223711 | Bathroom
Ceiling Fixture | Incandescent |  | Standard A Lamp | 1 | 60 | 223711 | Bathroom
Ceiling Fixture | Incandescent |  | Standard A Lamp | 1 | 60 | 223711 | Bathroom
Wall Mount | Incandescent |  | Globe | 4 | 60 | 223712 | Bathroom
Ceiling Fixture | Incandescent |  | Standard A Lamp | 2 | 60 | 223712 | Bathroom
Ceiling Fixture | Incandescent |  | Standard A Lamp | 2 | 60 | 223712 | Bathroom
Table | Incandescent |  | Standard A Lamp | 1 | 40 | 223712 | Bathroom
Ceiling Fan | Incandescent |  | Standard A Lamp | 1 | 60 | 223712 | Bathroom
Ceiling Fixture | Incandescent |  | Standard A Lamp | 1 | 60 | 223712 | Bathroom
Ceiling Fixture | Incandescent |  | Standard A Lamp | 1 | 60 | 223712 | Bathroom
Ceiling Fixture | Linear Fluorescent | 4 | T-12 | 4 | 40 | 223712 | Bathroom
Ceiling Fixture | Incandescent |  | Standard A Lamp | 1 | 60 | 223712 | Bathroom
Ceiling Fixture | Incandescent |  | Standard A Lamp | 1 | 60 | 223712 | Bathroom
Table | Incandescent |  | Standard A Lamp | 1 | 60 | 223712 | Bathroom
Wall Mount | Incandescent |  | Standard A Lamp | 4 | 60 | 224501 | Bathroom
Ceiling Fixture | Incandescent |  | Standard A Lamp | 2 | 60 | 224501 | Bathroom
Ceiling Fixture | Incandescent |  | Standard A Lamp | 2 | 60 | 224501 | Bathroom
Ceiling Fixture | Linear Fluorescent | 4 | T-8 | 2 | 40 | 224501 | Bathroom
Ceiling Fixture | Incandescent |  | Standard A Lamp | 1 | 40 | 224501 | Bathroom
Table | Incandescent |  | Standard A Lamp | 1 | 70 | 224501 | Bathroom
Floor lamp | Compact Fluorescent |  | Twist | 1 | 15 | 224501 | Bathroom
Chandelier (Hanging) | Incandescent |  | Decorative | 5 | 60 | 224501 | Bathroom
Wall Mount | Incandescent |  | Standard A Lamp | 4 | 60 | 224502 | Bathroom
Ceiling Fixture | Incandescent |  | Standard A Lamp | 2 | 60 | 224502 | Bathroom
Ceiling Fixture | Incandescent |  | Standard A Lamp | 1 | 40 | 224502 | Bathroom
Ceiling Fixture | Incandescent |  | Standard A Lamp | 2 | 40 | 224502 | Bathroom
Recessed Can | Incandescent |  | Standard A Lamp | 1 | 20 | 224502 | Bathroom
Wall Mount | Incandescent |  | Standard A Lamp | 1 | 60 | 224502 | Bathroom
Chandelier (Hanging) | Incandescent |  | Decorative | 5 | 40 | 224502 | Bathroom
Ceiling Fixture | Incandescent |  | Standard A Lamp | 1 | 60 | 224502 | Bathroom
Floor lamp | Incandescent |  | Standard A Lamp | 1 | 100 | 224502 | Bathroom
Table | Incandescent |  | Standard A Lamp | 1 | 75 | 224502 | Bathroom
Wall Mount | Compact Fluorescent |  | Twist | 4 | 22 | 224503 | Bathroom
Ceiling Fixture | Compact Fluorescent |  | Twist | 2 | 15 | 224503 | Bathroom
Table | Compact Fluorescent |  | Twist | 1 | 60 | 224503 | Bathroom
Ceiling Fixture | Compact Fluorescent |  | Twist | 2 | 15 | 224503 | Bathroom
Ceiling Fixture | Linear Fluorescent | 4 | T-8 | 2 | 40 | 224503 | Bathroom
Wall Mount | Compact Fluorescent |  | Twist | 1 | 15 | 224503 | Bathroom
Ceiling Fixture | Compact Fluorescent |  | Twist | 1 | 15 | 224503 | Bathroom
Chandelier (Hanging) | Incandescent |  | Decorative | 5 | 40 | 224503 | Bathroom
Floor lamp | Incandescent |  | Standard A Lamp | 2 | 150 | 224503 | Bathroom
Ceiling Fixture | Compact Fluorescent |  | Twist | 1 | 15 | 224503 | Bathroom
Wall Mount | Incandescent |  | Globe | 4 | 40 | 225361 | Bathroom
Ceiling Fixture | Incandescent |  | Heat Lamp | 2 | 250 | 225361 | Bathroom
Ceiling Fixture | Incandescent |  | Heat Lamp | 2 | 250 | 225361 | Bathroom
Wall Mount | Incandescent |  | Standard A Lamp | 4 | 40 | 225361 | Bathroom
Ceiling Fixture | Incandescent |  | Standard A Lamp | 2 | 65 | 225361 | Bathroom
Ceiling Fixture | Incandescent |  | Standard A Lamp | 1 | 60 | 225361 | Bathroom
Ceiling Fan | Incandescent |  | Standard A Lamp | 3 | 60 | 225361 | Bathroom
Floor lamp | Halogen |  | Quartz Tube | 1 | 300 | 225361 | Bathroom
Ceiling Fixture | Linear Fluorescent | 4 | T-12 | 2 | 60 | 225361 | Bathroom
Ceiling Fixture | Incandescent |  | Standard A Lamp | 2 | 60 | 225361 | Bathroom
Ceiling Fixture | Linear Fluorescent | 2 | T-12 | 1 | 20 | 225361 | Bathroom
Floor lamp | Incandescent |  | 3-Way Incandescent | 1 | 100 | 225361 | Bathroom
Recessed - other | Incandescent |  | Standard A Lamp | 1 | 40 | 225361 | Bathroom
Ceiling Fixture | Incandescent |  | Standard A Lamp | 2 | 60 | 225361 | Bathroom
Wall Mount | Incandescent |  | Standard A Lamp | 3 | 60 | 225362 | Bathroom
Ceiling Fixture | Incandescent |  | Heat Lamp | 2 | 250 | 225362 | Bathroom
Table | Compact Fluorescent |  | Twist | 1 | 15 | 225362 | Bathroom
Ceiling Fixture | Compact Fluorescent |  | Twist | 2 | 15 | 225362 | Bathroom
Recessed Can | Compact Fluorescent |  | Twist | 1 | 13 | 225362 | Bathroom
Recessed - other | Compact Fluorescent |  | Twist | 2 | 13 | 225362 | Bathroom
Ceiling Fixture | Linear Fluorescent | 2 | T-8 | 1 | 17 | 225362 | Bathroom
Recessed Can | Halogen |  | PAR | 1 | 20 | 225362 | Bathroom
Table | Compact Fluorescent |  | Twist | 1 | 15 | 225362 | Bathroom
Ceiling Fan | Incandescent |  | Standard A Lamp | 3 | 25 | 225362 | Bathroom
Floor lamp | Incandescent |  | Standard A Lamp | 1 | 60 | 225362 | Bathroom
Wall Mount | Linear Fluorescent | 2 | T-8 | 1 | 32 | 225362 | Bathroom
Ceiling Fixture | Compact Fluorescent |  | Twist | 2 | 15 | 225362 | Bathroom
Ceiling Fixture | Incandescent |  | Heat Lamp | 2 | 250 | 225362 | Bathroom
Wall Mount | Incandescent |  | Standard A Lamp | 3 | 60 | 225362 | Bathroom
Ceiling Fixture | Compact Fluorescent |  | Twist | 1 | 15 | 225362 | Bathroom
Table | Compact Fluorescent |  | Twist | 1 | 15 | 225362 | Bathroom
Table | Incandescent |  | Standard A Lamp | 1 | 25 | 225362 | Bathroom
Ceiling Fixture | Compact Fluorescent |  | Twist | 2 | 15 | 225362 | Bathroom
Ceiling Fixture | Linear Fluorescent | 4 | T-12 | 2 | 40 | 225362 | Bathroom
Wall Mount | Incandescent |  | Globe | 6 | 60 | 225363 | Bathroom
Table | Incandescent |  | Standard A Lamp | 1 | 60 | 225363 | Bathroom
Ceiling Fixture | Incandescent |  | Heat Lamp | 2 | 250 | 225363 | Bathroom
Ceiling Fixture | Compact Fluorescent |  | Twist | 1 | 15 | 225363 | Bathroom
Wall Mount | Halogen |  | Other | 1 | 20 | 225363 | Bathroom
Table | Incandescent |  | Standard A Lamp | 2 | 60 | 225363 | Bathroom
Table | Incandescent |  | Decorative | 3 | 25 | 225363 | Bathroom
Table | Other |  | LED Interior | 1 | 7 | 225363 | Bathroom
Recessed - other | Compact Fluorescent |  | Twist | 1 | 22 | 225363 | Bathroom
Ceiling Fixture | Halogen |  | MR | 3 | 20 | 225363 | Bathroom
Ceiling Fixture | Linear Fluorescent | 2 | T-8 | 1 | 17 | 225363 | Bathroom
Table | Incandescent |  | Decorative | 1 | 5 | 225363 | Bathroom
Ceiling Fixture | Linear Fluorescent | 4 | T-8 | 2 | 32 | 225363 | Bathroom
Ceiling Fixture | Compact Fluorescent |  | Twist | 1 | 15 | 225363 | Bathroom
Table | Incandescent |  | Standard A Lamp | 1 | 60 | 225363 | Bathroom
Floor lamp | Incandescent |  | Standard A Lamp | 1 | 100 | 225363 | Bathroom
Table | Incandescent |  | Standard A Lamp | 1 | 40 | 225363 | Bathroom
Table | Compact Fluorescent |  | Twist | 1 | 15 | 225363 | Bathroom
Ceiling Fixture | Incandescent |  | Standard A Lamp | 1 | 65 | 225363 | Bathroom
Table | Incandescent |  | 3-Way Incandescent | 1 | 100 | 228701 | Master Bedroom
Ceiling Fixture | Incandescent |  | Standard A Lamp | 1 | 60 | 228701 | Master Bedroom
Ceiling Fixture | Incandescent |  | Standard A Lamp | 1 | 60 | 228701 | Master Bedroom
Ceiling Fixture | Incandescent |  | Standard A Lamp | 1 | 40 | 228701 | Master Bedroom
Recessed Can | Incandescent |  | Twist | 1 | 15 | 228701 | Master Bedroom
Table | Incandescent |  | Standard A Lamp | 1 | 60 | 228701 | Master Bedroom
Floor lamp | Compact Fluorescent |  | Twist | 1 | 15 | 228701 | Master Bedroom
Ceiling Fan | Incandescent |  | Standard A Lamp | 4 | 40 | 228701 | Master Bedroom
Wall Mount | Incandescent |  | Standard A Lamp | 1 | 40 | 228701 | Master Bedroom
Ceiling Fixture | Linear Fluorescent | 4 | T-8 | 4 | 32 | 228701 | Master Bedroom
Ceiling Fan | Incandescent |  | Standard A Lamp | 3 | 40 | 228701 | Master Bedroom
Wall Mount | Linear Fluorescent | 2 | T-5 | 1 | 14 | 228701 | Master Bedroom
Wall Mount | Incandescent |  | Standard A Lamp | 1 | 60 | 228701 | Master Bedroom
Wall Mount | Compact Fluorescent |  | Twist | 8 | 15 | 228701 | Master Bedroom
Ceiling Fixture | Linear Fluorescent | 4 | T-12 | 2 | 40 | 228701 | Master Bedroom
Ceiling Fixture | Incandescent |  | Standard A Lamp | 1 | 60 | 228701 | Master Bedroom
Ceiling Fixture | Incandescent |  | Reflector | 8 | 45 | 228702 | Living Room
Other | Linear Fluorescent | 2 | T-5 | 1 | 14 | 228702 | Living Room
Other | Linear Fluorescent | 3 | T-5 | 1 | 22 | 228702 | Living Room
Recessed - other | Incandescent |  | Standard A Lamp | 3 | 60 | 228702 | Living Room
Table | Incandescent |  | Standard A Lamp | 1 | 100 | 228702 | Living Room
Wall Mount | Incandescent |  | Standard A Lamp | 1 | 40 | 228702 | Living Room
Ceiling Fixture | Incandescent |  | Standard A Lamp | 1 | 40 | 228702 | Living Room
Recessed Can | Halogen |  | PAR | 1 | 45 | 228702 | Living Room
Ceiling Fixture | Incandescent |  | Standard A Lamp | 1 | 40 | 228702 | Living Room
Ceiling Fixture | Incandescent |  | Standard A Lamp | 3 | 40 | 228702 | Living Room
Ceiling Fixture | Incandescent |  | Globe | 1 | 40 | 228702 | Living Room
Table | Incandescent |  | Standard A Lamp | 1 | 100 | 228702 | Living Room
Table | Incandescent |  | Standard A Lamp | 1 | 25 | 228702 | Living Room
Wall Mount | Incandescent |  | Globe | 4 | 40 | 228702 | Living Room
Ceiling Fixture | Incandescent |  | Standard A Lamp | 2 | 60 | 228702 | Living Room
Table | Compact Fluorescent |  | Circline (Screw Base) | 1 | 22 | 228703 | Bedroom
Table | Compact Fluorescent |  | Twist | 1 | 18 | 228703 | Bedroom
Table | Compact Fluorescent |  | Twist | 1 | 26 | 228703 | Bedroom
Ceiling Fixture | Compact Fluorescent |  | Twist | 1 | 18 | 228703 | Bedroom
Ceiling Fixture | Linear Fluorescent | 4 | T-8 | 2 | 32 | 228703 | Bedroom
Table | Compact Fluorescent |  | Pin base | 1 | 26 | 228703 | Bedroom
Ceiling Fan | Compact Fluorescent |  | Twist | 3 | 18 | 228703 | Bedroom
Floor lamp | Halogen |  | Other | 1 | 250 | 228703 | Bedroom
Ceiling Fixture | Incandescent |  | Standard A Lamp | 1 | 100 | 228703 | Bedroom
Wall Mount | Compact Fluorescent |  | Twist | 1 | 15 | 228703 | Bedroom
Wall Mount | Linear Fluorescent | 1.5 | T-8 | 1 | 16 | 228703 | Bedroom
Wall Mount | Linear Fluorescent | 2 | T-12 | 1 | 20 | 228703 | Bedroom
Wall Mount | Linear Fluorescent | 3 | T-12 | 1 | 32 | 228703 | Bedroom
Ceiling Fixture | Incandescent |  | Globe | 1 | 100 | 228703 | Bedroom
Table | Halogen |  | Other | 1 | 125 | 228703 | Bedroom
Wall Mount | Incandescent |  | Globe | 8 | 40 | 228703 | Bedroom
Ceiling Fixture | Linear Fluorescent | 4 | T-8 | 2 | 32 | 228703 | Bedroom
Ceiling Fixture | Incandescent |  | Standard A Lamp | 1 | 100 | 228703 | Bedroom
Wall Mount | Incandescent |  | Standard A Lamp | 4 | 67 | 229061 | Bathroom
Ceiling Fixture | Incandescent |  | Standard A Lamp | 1 | 60 | 229061 | Bathroom
Wall Mount | Incandescent |  | Standard A Lamp | 4 | 60 | 229061 | Bathroom
Ceiling Fixture | Incandescent |  | Standard A Lamp | 1 | 60 | 229061 | Bathroom
Ceiling Fixture | Incandescent |  | Standard A Lamp | 2 | 60 | 229061 | Bathroom
Table | Incandescent |  | Standard A Lamp | 1 | 150 | 229061 | Bathroom
Ceiling Fixture | Linear Fluorescent | 4 | T-8 | 2 | 32 | 229061 | Bathroom
Wall Mount | Incandescent |  | Standard A Lamp | 1 | 25 | 229061 | Bathroom
Other | Linear Fluorescent | 2 | T-4 | 1 | 15 | 229061 | Bathroom
Ceiling Fixture | Incandescent |  | Standard A Lamp | 1 | 100 | 229061 | Bathroom
Floor lamp | Incandescent |  | Standard A Lamp | 1 | 150 | 229061 | Bathroom
Floor lamp | Incandescent |  | Standard A Lamp | 1 | 100 | 229061 | Bathroom
Table | Incandescent |  | Standard A Lamp | 1 | 60 | 229061 | Bathroom
Ceiling Fixture | Incandescent |  | Standard A Lamp | 1 | 60 | 229061 | Bathroom
Ceiling Fixture | Linear Fluorescent | 4 | T-8 | 2 | 32 | 229061 | Bathroom
Wall Mount | Incandescent |  | Standard A Lamp | 6 | 60 | 229062 | Bathroom
Wall Mount | Incandescent |  | Standard A Lamp | 6 | 60 | 229062 | Bathroom
Wall Mount | Incandescent |  | Standard A Lamp | 6 | 60 | 229062 | Bathroom
Ceiling Fixture | Incandescent |  | Standard A Lamp | 2 | 60 | 229062 | Bathroom
Floor lamp | Compact Fluorescent |  | Twist | 2 | 7 | 229062 | Bathroom
Ceiling Fixture | Incandescent |  | Standard A Lamp | 1 | 60 | 229062 | Bathroom
Table | Incandescent |  | Standard A Lamp | 1 | 20 | 229062 | Bathroom
Ceiling Fixture | Incandescent |  | Standard A Lamp | 2 | 60 | 229062 | Bathroom
Ceiling Fan | Compact Fluorescent |  | Twist | 2 | 13 | 229062 | Bathroom
Ceiling Fixture | Linear Fluorescent | 4 | T-8 | 2 | 32 | 229062 | Bathroom
Ceiling Fixture | Compact Fluorescent |  | Twist | 1 | 13 | 229062 | Bathroom
Floor lamp | Compact Fluorescent |  | Twist | 1 | 13 | 229062 | Bathroom
Wall Mount | Incandescent |  | Standard A Lamp | 1 | 60 | 229062 | Bathroom
Other | Compact Fluorescent |  | Twist | 1 | 13 | 229062 | Bathroom
Wall Mount | Linear Fluorescent | 2 | T-12 | 1 | 20 | 231061 | Closet
Chandelier (Hanging) | Incandescent |  | Decorative | 5 | 25 | 231061 | Closet
Table | Halogen |  | Quartz Tube | 1 | 60 | 231061 | Closet
Recessed Can | Incandescent |  | Reflector | 1 | 65 | 231061 | Closet
Ceiling Fixture | Incandescent |  | Standard A Lamp | 2 | 40 | 231061 | Closet
Wall Mount | Incandescent |  | Decorative | 1 | 60 | 231061 | Closet
Recessed Can | Incandescent |  | Reflector | 1 | 65 | 231061 | Closet
Other | Other |  | Other | 19 | 18 | 231061 | Closet
Table | Compact Fluorescent |  | Twist | 1 | 13 | 231061 | Closet
Table | Compact Fluorescent |  | Twist | 1 | 10 | 231061 | Closet
Chandelier (Hanging) | Incandescent |  | Decorative | 6 | 40 | 231061 | Closet
Ceiling Fixture | Incandescent |  | Decorative | 3 | 40 | 231061 | Closet
Other | Other |  | Other | 12 | 18 | 231061 | Closet
Recessed Can | Incandescent |  | Reflector | 1 | 65 | 231061 | Closet
Recessed - other | Halogen |  | PAR | 1 | 80 | 231061 | Closet
Floor lamp | Incandescent |  | Decorative | 1 | 60 | 231061 | Closet
Wall Mount | Incandescent |  | Standard A Lamp | 2 | 40 | 231061 | Closet
Recessed Can | Incandescent |  | Reflector | 1 | 65 | 231061 | Closet
Table | Incandescent |  | Decorative | 1 | 40 | 231061 | Closet
Table | Incandescent |  | Standard A Lamp | 1 | 40 | 231061 | Closet
Chandelier (Hanging) | Incandescent |  | Decorative | 6 | 40 | 231061 | Closet
Table | Incandescent |  | Standard A Lamp | 1 | 150 | 231061 | Closet
Table | Compact Fluorescent |  | Twist | 1 | 13 | 231061 | Closet
Chandelier (Hanging) | Incandescent |  | Decorative | 5 | 40 | 231061 | Closet
Wall Mount | Incandescent |  | Standard A Lamp | 2 | 60 | 231062 | Bathroom
Ceiling Fixture | Incandescent |  | Standard A Lamp | 2 | 60 | 231062 | Bathroom
Ceiling Fixture | Incandescent |  | Standard A Lamp | 1 | 60 | 231062 | Bathroom
Recessed Can | Incandescent |  | Reflector | 1 | 65 | 231062 | Bathroom
Ceiling Fixture | Halogen |  | Quartz Tube | 3 | 75 | 231062 | Bathroom
Recessed Can | Halogen |  | PAR | 1 | 50 | 231062 | Bathroom
Chandelier (Hanging) | Halogen |  | MR | 1 | 60 | 231062 | Bathroom
Other | Other |  | Other | 23 | 18 | 231062 | Bathroom
Ceiling Fixture | Halogen |  | PAR | 4 | 50 | 231062 | Bathroom
Recessed Can | Incandescent |  | Reflector | 2 | 45 | 231062 | Bathroom
Ceiling Fixture | Compact Fluorescent |  | Twist | 3 | 9 | 231062 | Bathroom
Ceiling Fixture | Halogen |  | PAR | 1 | 50 | 231062 | Bathroom
Table | Incandescent |  | Standard A Lamp | 1 | 40 | 231062 | Bathroom
Wall Mount | Compact Fluorescent |  | Twist | 2 | 13 | 231062 | Bathroom
Recessed Can | Incandescent |  | Reflector | 1 | 65 | 231062 | Bathroom
Ceiling Fixture | Incandescent |  | Standard A Lamp | 3 | 60 | 231062 | Bathroom
Floor lamp | Halogen |  | Quartz Tube | 1 | 300 | 231062 | Bathroom
Table | Halogen |  | Quartz Tube | 1 | 80 | 231062 | Bathroom
Ceiling Fixture | Incandescent |  | Standard A Lamp | 3 | 40 | 231062 | Bathroom
Wall Mount | Halogen |  | Quartz Tube | 2 | 80 | 231062 | Bathroom
Wall Mount | Compact Fluorescent |  | Twist | 2 | 28 | 234251 | Bathroom
Ceiling Fixture | Compact Fluorescent |  | Twist | 1 | 28 | 234251 | Bathroom
Ceiling Fixture | Compact Fluorescent |  | Twist | 2 | 15 | 234251 | Bathroom
Ceiling Fixture | Compact Fluorescent |  | Twist | 2 | 28 | 234251 | Bathroom
Ceiling Fixture | Compact Fluorescent |  | Twist | 2 | 28 | 234251 | Bathroom
Wall Mount | Incandescent |  | Standard A Lamp | 1 | 40 | 234251 | Bathroom
Floor lamp | Incandescent |  | Standard A Lamp | 3 | 60 | 234251 | Bathroom
Ceiling Fixture | Incandescent |  | Standard A Lamp | 1 | 60 | 234251 | Bathroom
Ceiling Fixture | Compact Fluorescent |  | Pin base | 2 | 22 | 234252 | Bathroom
Wall Mount | Compact Fluorescent |  | Twist | 4 | 22 | 234252 | Bathroom
Ceiling Fixture | Compact Fluorescent |  | Twist | 2 | 28 | 234252 | Bathroom
Floor lamp | Incandescent |  | Standard A Lamp | 2 | 60 | 234252 | Bathroom
Ceiling Fixture | Compact Fluorescent |  | Twist | 2 | 22 | 234252 | Bathroom
Chandelier (Hanging) | Compact Fluorescent |  | Twist | 3 | 22 | 234252 | Bathroom
Wall Mount | Compact Fluorescent |  | Twist | 1 | 8 | 234252 | Bathroom
Ceiling Fixture | Compact Fluorescent |  | Pin base | 2 | 22 | 234253 | Bathroom
Wall Mount | Compact Fluorescent |  | Twist | 4 | 22 | 234253 | Bathroom
Ceiling Fixture |  |  | Twist | 1 | 15 | 234253 | Bathroom
Table |  |  | Standard A Lamp | 1 | 60 | 234253 | Bathroom
Ceiling Fixture | Compact Fluorescent |  | Twist | 2 | 22 | 234253 | Bathroom
Chandelier (Hanging) | Compact Fluorescent |  | Twist | 3 | 22 | 234253 | Bathroom
Wall Mount | Incandescent |  | Standard A Lamp | 1 | 60 | 234253 | Bathroom
Table | Incandescent |  | Standard A Lamp | 1 | 60 | 234253 | Bathroom
Wall Mount | Incandescent |  | Standard A Lamp | 3 | 75 | 235311 | Bathroom
Ceiling Fixture | Incandescent |  | Standard A Lamp | 1 | 75 | 235311 | Bathroom
Table | Compact Fluorescent |  | Twist | 1 | 15 | 235311 | Bathroom
Ceiling Fixture | Compact Fluorescent |  | Twist | 1 | 15 | 235311 | Bathroom
Ceiling Fixture | Incandescent |  | Standard A Lamp | 1 | 75 | 235311 | Bathroom
Ceiling Fixture | Compact Fluorescent |  | Twist | 1 | 15 | 235311 | Bathroom
Table | Compact Fluorescent |  | Twist | 1 | 15 | 235311 | Bathroom
Ceiling Fan | Compact Fluorescent |  | Twist | 4 | 15 | 235311 | Bathroom
Wall Mount | Incandescent |  | Standard A Lamp | 2 | 40 | 235311 | Bathroom
Wall Mount | Incandescent |  | Standard A Lamp | 4 | 60 | 235312 | Bathroom
Ceiling Fixture | Compact Fluorescent |  | Twist | 1 | 15 | 235312 | Bathroom
Table | Compact Fluorescent |  | Twist | 1 | 15 | 235312 | Bathroom
Floor lamp | Compact Fluorescent |  | Twist | 1 | 15 | 235312 | Bathroom
Ceiling Fixture | Compact Fluorescent |  | Twist | 1 | 15 | 235312 | Bathroom
Ceiling Fixture | Compact Fluorescent |  | Twist | 1 | 22 | 235312 | Bathroom
Ceiling Fixture | Compact Fluorescent |  | Twist | 1 | 15 | 235312 | Bathroom
Chandelier (Hanging) | Compact Fluorescent |  | Twist | 1 | 15 | 235312 | Bathroom
Ceiling Fan | Compact Fluorescent |  | Twist | 4 | 15 | 235312 | Bathroom
Ceiling Fixture | Compact Fluorescent |  | Twist | 1 | 15 | 235312 | Bathroom
Wall Mount | Incandescent |  | Standard A Lamp | 2 | 40 | 235312 | Bathroom
Wall Mount | Incandescent |  | Standard A Lamp | 4 | 40 | 236231 | Bathroom
Ceiling Fixture | Incandescent |  | Reflector | 2 | 250 | 236231 | Bathroom
Ceiling Fixture | Incandescent |  | Standard A Lamp | 2 | 60 | 236231 | Bathroom
Table | Incandescent |  | Decorative | 1 | 15 | 236231 | Bathroom
Ceiling Fixture | Incandescent |  | Standard A Lamp | 1 | 75 | 236231 | Bathroom
Ceiling Fixture | Incandescent |  | Standard A Lamp | 2 | 60 | 236231 | Bathroom
Wall Mount | Incandescent |  | Standard A Lamp | 1 | 25 | 236231 | Bathroom
Wall Mount | Linear Fluorescent | 2 | T-8 | 1 | 16 | 236231 | Bathroom
Table | Incandescent |  | Standard A Lamp | 1 | 25 | 236231 | Bathroom
Table | Compact Fluorescent |  | Twist | 1 | 15 | 236231 | Bathroom
Wall Mount | Incandescent |  | Standard A Lamp | 4 | 75 | 236232 | Bathroom
Ceiling Fixture | Incandescent |  | Reflector | 2 | 250 | 236232 | Bathroom
Ceiling Fixture | Incandescent |  | Standard A Lamp | 2 | 75 | 236232 | Bathroom
Ceiling Fixture | Incandescent |  | Standard A Lamp | 1 | 75 | 236232 | Bathroom
Ceiling Fixture | Incandescent |  | Standard A Lamp | 1 | 60 | 236232 | Bathroom
Ceiling Fixture | Incandescent |  | Standard A Lamp | 2 | 75 | 236232 | Bathroom
Wall Mount | Incandescent |  | Standard A Lamp | 1 | 100 | 236232 | Bathroom
Table | Incandescent |  | Standard A Lamp | 1 | 60 | 236232 | Bathroom
Table | Incandescent |  | 3-Way Incandescent | 1 | 100 | 236232 | Bathroom
Wall Mount | Incandescent |  | Standard A Lamp | 4 | 60 | 236233 | Bathroom
Ceiling Fixture | Incandescent |  | Reflector | 2 | 250 | 236233 | Bathroom
Ceiling Fan | Compact Fluorescent |  | Twist | 4 | 15 | 236233 | Bathroom
Ceiling Fixture | Incandescent |  | Standard A Lamp | 1 | 75 | 236233 | Bathroom
Ceiling Fixture | Incandescent |  | Standard A Lamp | 2 | 60 | 236233 | Bathroom
Wall Mount | Incandescent |  | Standard A Lamp | 1 | 100 | 236233 | Bathroom
Wall Mount | Incandescent |  | Globe | 6 | 40 | 236811 | Bathroom
Ceiling Fixture | Incandescent |  | Reflector | 1 | 250 | 236811 | Bathroom
Ceiling Fixture | Incandescent |  | Standard A Lamp | 2 | 60 | 236811 | Bathroom
Floor lamp | Incandescent |  | Standard A Lamp | 1 | 71 | 236811 | Bathroom
Ceiling Fixture | Incandescent |  | Standard A Lamp | 1 | 60 | 236811 | Bathroom
Ceiling Fixture | Incandescent |  | Standard A Lamp | 2 | 60 | 236811 | Bathroom
Table | Incandescent |  | Standard A Lamp | 1 | 100 | 236811 | Bathroom
Ceiling Fixture | Linear Fluorescent | 4 | T-8 | 2 | 32 | 236811 | Bathroom
Recessed Can | Incandescent |  | Reflector | 1 | 65 | 236811 | Bathroom
Wall Mount | Incandescent |  | Standard A Lamp | 1 | 60 | 236811 | Bathroom
Chandelier (Hanging) | Incandescent |  | Standard A Lamp | 1 | 200 | 236811 | Bathroom
Floor lamp | Compact Fluorescent |  | Twist | 1 | 23 | 236811 | Bathroom
Ceiling Fixture | Incandescent |  | Standard A Lamp | 1 | 60 | 236811 | Bathroom
Wall Mount | Incandescent |  | Globe | 8 | 40 | 236811 | Bathroom
Ceiling Fixture | Incandescent |  | Standard A Lamp | 1 | 60 | 236811 | Bathroom
Ceiling Fixture | Incandescent |  | Reflector | 1 | 250 | 236811 | Bathroom
Wall Mount | Incandescent |  | Globe | 8 | 40 | 236812 | Bathroom
Ceiling Fixture | Incandescent |  | Reflector | 1 | 250 | 236812 | Bathroom
Ceiling Fixture | Incandescent |  | Standard A Lamp | 1 | 60 | 236812 | Bathroom
Ceiling Fixture | Incandescent |  | Standard A Lamp | 2 | 60 | 236812 | Bathroom
Table | Incandescent |  | Standard A Lamp | 2 | 60 | 236812 | Bathroom
Ceiling Fixture | Incandescent |  | Standard A Lamp | 2 | 60 | 236812 | Bathroom
Ceiling Fixture | Linear Fluorescent | 4 | T-8 | 2 | 32 | 236812 | Bathroom
Recessed Can | Incandescent |  | Reflector | 1 | 65 | 236812 | Bathroom
Wall Mount | Incandescent |  | Standard A Lamp | 1 | 60 | 236812 | Bathroom
Ceiling Fixture | Incandescent |  | Standard A Lamp | 1 | 60 | 236812 | Bathroom
Table | Incandescent |  | 3-Way Incandescent | 1 | 150 | 236812 | Bathroom
Table | Incandescent |  | Standard A Lamp | 1 | 150 | 236812 | Bathroom
Ceiling Fixture | Incandescent |  | Standard A Lamp | 1 | 60 | 236812 | Bathroom
Wall Mount | Incandescent |  | Globe | 8 | 40 | 236812 | Bathroom
Ceiling Fixture | Incandescent |  | Standard A Lamp | 1 | 60 | 236812 | Bathroom
Ceiling Fixture | Incandescent |  | Reflector | 1 | 250 | 236812 | Bathroom
Wall Mount | Incandescent |  | Globe | 8 | 40 | 236813 | Bathroom
Ceiling Fixture | Incandescent |  | Reflector | 1 | 250 | 236813 | Bathroom
Ceiling Fan | Incandescent |  | Decorative | 4 | 40 | 236813 | Bathroom
Ceiling Fixture | Incandescent |  | Standard A Lamp | 1 | 100 | 236813 | Bathroom
Table | Other |  | LED Interior | 1 | 17 | 236813 | Bathroom
Floor lamp | Incandescent |  | Decorative | 9 | 5 | 236813 | Bathroom
Table | Incandescent |  | Decorative | 2 | 40 | 236813 | Bathroom
Ceiling Fan | Incandescent |  | Decorative | 2 | 40 | 236813 | Bathroom
Ceiling Fixture | Linear Fluorescent | 4 | T-8 | 2 | 32 | 236813 | Bathroom
Recessed Can | Incandescent |  | Reflector | 1 | 65 | 236813 | Bathroom
Wall Mount | Incandescent |  | Standard A Lamp | 1 | 40 | 236813 | Bathroom
Ceiling Fixture | Incandescent |  | Standard A Lamp | 2 | 100 | 236813 | Bathroom
Floor lamp | Incandescent |  | Decorative | 9 | 5 | 236813 | Bathroom
Ceiling Fixture | Incandescent |  | Standard A Lamp | 1 | 100 | 236813 | Bathroom
Ceiling Fan | Incandescent |  | Decorative | 4 | 40 | 236813 | Bathroom
Wall Mount | Incandescent |  | Globe | 8 | 40 | 236813 | Bathroom
Ceiling Fixture | Incandescent |  | Standard A Lamp | 1 | 60 | 236813 | Bathroom
Ceiling Fixture | Incandescent |  | Reflector | 1 | 250 | 236813 | Bathroom
Wall Mount | Incandescent |  | Globe | 3 | 40 | 236851 | Bathroom
Ceiling Fixture | Incandescent |  | Reflector | 1 | 250 | 236851 | Bathroom
Ceiling Fixture | Compact Fluorescent |  | Twist | 2 | 13 | 236851 | Bathroom
Ceiling Fixture | Compact Fluorescent |  | Twist | 2 | 13 | 236851 | Bathroom
Ceiling Fan | Compact Fluorescent |  | Twist | 1 | 13 | 236851 | Bathroom
Ceiling Fixture | Compact Fluorescent |  | Twist | 2 | 13 | 236851 | Bathroom
Wall Mount | Compact Fluorescent |  | Twist | 1 | 13 | 236851 | Bathroom
Ceiling Fixture | Linear Fluorescent | 4 | T-12 | 4 | 40 | 236851 | Bathroom
Wall Mount | Compact Fluorescent |  | Twist | 1 | 19 | 236851 | Bathroom
Ceiling Fixture | Incandescent |  | Standard A Lamp | 1 | 60 | 236851 | Bathroom
Wall Mount | Incandescent |  | Globe | 3 | 40 | 236852 | Bathroom
Ceiling Fixture | Incandescent |  | Reflector | 1 | 250 | 236852 | Bathroom
Ceiling Fixture | Compact Fluorescent |  | Twist | 1 | 13 | 236852 | Bathroom
Ceiling Fixture | Compact Fluorescent |  | Twist | 1 | 13 | 236852 | Bathroom
Table | Incandescent |  | Decorative | 1 | 60 | 236852 | Bathroom
Ceiling Fan | Compact Fluorescent |  | Twist | 1 | 13 | 236852 | Bathroom
Ceiling Fixture | Compact Fluorescent |  | Twist | 2 | 13 | 236852 | Bathroom
Wall Mount | Compact Fluorescent |  | Twist | 1 | 13 | 236852 | Bathroom
Ceiling Fixture | Linear Fluorescent | 4 | T-12 | 4 | 40 | 236852 | Bathroom
Ceiling Fixture | Incandescent |  | Standard A Lamp | 1 | 60 | 236852 | Bathroom
Table | Incandescent |  | Decorative | 1 | 60 | 236852 | Bathroom
Wall Mount | Incandescent |  | Decorative | 2 | 60 | 238001 | Bathroom
Ceiling Fixture | Incandescent |  | Standard A Lamp | 2 | 60 | 238001 | Bathroom
Table | Incandescent |  | 3-Way Incandescent | 1 | 100 | 238001 | Bathroom
Ceiling Fixture | Incandescent |  | Standard A Lamp | 1 | 60 | 238001 | Bathroom
Recessed Can | Incandescent |  | Reflector | 1 | 65 | 238001 | Bathroom
Ceiling Fixture | Incandescent |  | Standard A Lamp | 1 | 60 | 238001 | Bathroom
Wall Mount | Incandescent |  | Clear | 2 | 40 | 238001 | Bathroom
Table | Compact Fluorescent |  | Twist | 1 | 22 | 238001 | Bathroom
Wall Mount | Incandescent |  | Standard A Lamp | 4 | 60 | 238002 | Bathroom
Ceiling Fixture | Incandescent |  | Standard A Lamp | 1 | 60 | 238002 | Bathroom
Table | Incandescent |  | Standard A Lamp | 1 | 75 | 238002 | Bathroom
Ceiling Fixture | Incandescent |  | Standard A Lamp | 1 | 60 | 238002 | Bathroom
Ceiling Fixture | Incandescent |  | Standard A Lamp | 1 | 60 | 238002 | Bathroom
Table | Incandescent |  | Decorative | 1 | 20 | 238002 | Bathroom
Ceiling Fixture | Incandescent |  | Standard A Lamp | 1 | 60 | 238002 | Bathroom
Recessed Can | Incandescent |  | Reflector | 1 | 65 | 238002 | Bathroom
Table | Incandescent |  | 3-Way Incandescent | 1 | 100 | 238002 | Bathroom
Table | Compact Fluorescent |  | Twist | 1 | 22 | 238002 | Bathroom
Wall Mount | Halogen |  | PAR | 4 | 50 | 238003 | Bathroom
Ceiling Fixture | Compact Fluorescent |  | Twist | 2 | 22 | 238003 | Bathroom
Ceiling Fixture | Compact Fluorescent |  | Twist | 2 | 22 | 238003 | Bathroom
Table | Compact Fluorescent |  | Twist | 1 | 22 | 238003 | Bathroom
Ceiling Fixture | Incandescent |  | Standard A Lamp | 2 | 60 | 238003 | Bathroom
Ceiling Fixture | Halogen |  | PAR | 4 | 50 | 238003 | Bathroom
Ceiling Fixture | Halogen |  | PAR | 4 | 50 | 238003 | Bathroom
Ceiling Fixture | Compact Fluorescent |  | Twist | 2 | 22 | 238003 | Bathroom
Table | Incandescent |  | Standard A Lamp | 2 | 60 | 238003 | Bathroom
Floor lamp | Compact Fluorescent |  | Twist | 1 | 22 | 238003 | Bathroom
Ceiling Fixture | Incandescent |  | Standard A Lamp | 2 | 60 | 238003 | Bathroom
Wall Mount | Incandescent |  | Standard A Lamp | 3 | 40 | 238991 | Bathroom
Table | Compact Fluorescent |  | Twist | 1 | 7 | 238991 | Bathroom
Ceiling Fixture | Incandescent |  | Reflector | 1 | 250 | 238991 | Bathroom
Ceiling Fixture | Incandescent |  | Reflector | 1 | 120 | 238991 | Bathroom
Table | Halogen |  | Quartz Tube | 1 | 100 | 238991 | Bathroom
Table | Compact Fluorescent |  | Twist | 1 | 14 | 238991 | Bathroom
Ceiling Fixture | Incandescent |  | Standard A Lamp | 3 | 60 | 238991 | Bathroom
Ceiling Fixture | Incandescent |  | Standard A Lamp | 3 | 60 | 238991 | Bathroom
Torchiere | Halogen |  | Quartz Tube | 1 | 20 | 238991 | Bathroom
Wall Mount | Linear Fluorescent | 2 | T-8 | 1 | 16 | 238991 | Bathroom
Wall Mount | Compact Fluorescent |  | Twist | 1 | 15 | 238991 | Bathroom
Ceiling Fixture | Linear Fluorescent | 4 | T-8 | 2 | 32 | 238991 | Bathroom
Torchiere | Compact Fluorescent |  | Twist | 1 | 15 | 238991 | Bathroom
Torchiere | Incandescent |  | Standard A Lamp | 3 | 40 | 238991 | Bathroom
Table | Incandescent |  | Standard A Lamp | 1 | 20 | 238991 | Bathroom
Table | Compact Fluorescent |  | Twist | 1 | 7 | 238991 | Bathroom
Table | Halogen |  | MR | 1 | 50 | 238991 | Bathroom
Wall Mount | Incandescent |  | Standard A Lamp | 3 | 40 | 238992 | Bathroom
Ceiling Fixture | Incandescent |  | Reflector | 1 | 120 | 238992 | Bathroom
Ceiling Fixture | Incandescent |  | Reflector | 1 | 250 | 238992 | Bathroom
Table | Incandescent |  | Standard A Lamp | 2 | 40 | 238992 | Bathroom
Table | Compact Fluorescent |  | Twist | 1 | 14 | 238992 | Bathroom
Ceiling Fixture | Incandescent |  | Standard A Lamp | 3 | 60 | 238992 | Bathroom
Ceiling Fixture | Incandescent |  | Standard A Lamp | 3 | 60 | 238992 | Bathroom
Wall Mount | Incandescent |  | Standard A Lamp | 1 | 25 | 238992 | Bathroom
Wall Mount | Linear Fluorescent | 2 | T-8 | 1 | 16 | 238992 | Bathroom
Ceiling Fixture | Linear Fluorescent | 4 | T-8 | 2 | 32 | 238992 | Bathroom
Table | Incandescent |  | Standard A Lamp | 1 | 60 | 238992 | Bathroom
Wall Mount | Incandescent |  | Standard A Lamp | 3 | 40 | 238993 | Bathroom
Ceiling Fixture | Incandescent |  | Reflector | 1 | 120 | 238993 | Bathroom
Ceiling Fixture | Incandescent |  | Reflector | 1 | 250 | 238993 | Bathroom
Ceiling Fixture | Incandescent |  | Standard A Lamp | 3 | 60 | 238993 | Bathroom
Table | Incandescent |  | Standard A Lamp | 1 | 40 | 238993 | Bathroom
Ceiling Fixture | Incandescent |  | Standard A Lamp | 3 | 60 | 238993 | Bathroom
Ceiling Fixture | Linear Fluorescent | 4 | T-8 | 2 | 32 | 238993 | Bathroom
Table | Incandescent |  | Standard A Lamp | 1 | 60 | 238993 | Bathroom
Wall Mount | Incandescent |  | Standard A Lamp | 1 | 40 | 238993 | Bathroom
Wall Mount | Linear Fluorescent | 2 | T-8 | 1 | 14 | 238993 | Bathroom
Wall Mount | Compact Fluorescent |  | Twist | 2 | 20 | 239961 | Bathroom
Wall Mount | Compact Fluorescent |  | Twist | 1 | 20 | 239961 | Bathroom
Wall Mount | Compact Fluorescent |  | Twist | 1 | 20 | 239961 | Bathroom
Wall Mount | Compact Fluorescent |  | Twist | 1 | 20 | 239961 | Bathroom
Ceiling Fixture | Compact Fluorescent |  | Twist | 1 | 20 | 239961 | Bathroom
Wall Mount | Compact Fluorescent |  | Twist | 1 | 20 | 239961 | Bathroom
Ceiling Fixture | Linear Fluorescent | 4 | T-8 | 2 | 32 | 239961 | Bathroom
Wall Mount | Incandescent |  | Standard A Lamp | 1 | 60 | 239961 | Bathroom
Floor lamp | Compact Fluorescent |  | Twist | 1 | 20 | 239961 | Bathroom
Floor lamp | Compact Fluorescent |  | Twist | 3 | 20 | 239961 | Bathroom
Floor lamp | Compact Fluorescent |  | Twist | 1 | 12 | 239961 | Bathroom
Floor lamp | Compact Fluorescent |  | Twist | 1 | 20 | 239961 | Bathroom
Wall Mount | Compact Fluorescent |  | Twist | 2 | 20 | 239962 | Bathroom
Wall Mount | Compact Fluorescent |  | Twist | 1 | 20 | 239962 | Bathroom
Ceiling Fan | Compact Fluorescent |  | Twist | 1 | 20 | 239962 | Bathroom
Ceiling Fixture | Linear Fluorescent | 4 | T-8 | 2 | 32 | 239962 | Bathroom
Wall Mount | Incandescent |  | Standard A Lamp | 1 | 60 | 239962 | Bathroom
Wall Mount | Compact Fluorescent |  | Twist | 1 | 20 | 239962 | Bathroom
Floor lamp | Compact Fluorescent |  | Twist | 1 | 20 | 239962 | Bathroom
Wall Mount | Incandescent |  | Globe | 4 | 40 | 240091 | Bathroom
Ceiling Fixture | Incandescent |  | Standard A Lamp | 1 | 60 | 240091 | Bathroom
Table | Compact Fluorescent |  | Twist | 1 | 22 | 240091 | Bathroom
Ceiling Fixture | Linear Fluorescent | 4 | T-12 | 4 | 40 | 240091 | Bathroom
Table | Compact Fluorescent |  | Twist | 1 | 22 | 240091 | Bathroom
Ceiling Fixture | Incandescent |  | Standard A Lamp | 2 | 60 | 240091 | Bathroom
Wall Mount | Incandescent |  | Globe | 4 | 40 | 240092 | Bathroom
Ceiling Fixture | Incandescent |  | Standard A Lamp | 1 | 60 | 240092 | Bathroom
Table | Incandescent |  | Standard A Lamp | 1 | 75 | 240092 | Bathroom
Ceiling Fixture | Linear Fluorescent | 4 | T-12 | 4 | 40 | 240092 | Bathroom
Table | Compact Fluorescent |  | Twist | 1 | 15 | 240092 | Bathroom
Table | Incandescent |  | Standard A Lamp | 1 | 60 | 240092 | Bathroom
Ceiling Fixture | Incandescent |  | Standard A Lamp | 1 | 60 | 240092 | Bathroom
Wall Mount | Incandescent |  | Globe | 4 | 40 | 240093 | Bathroom
Ceiling Fixture | Incandescent |  | Standard A Lamp | 1 | 60 | 240093 | Bathroom
Table | Incandescent |  | Standard A Lamp | 1 | 75 | 240093 | Bathroom
Ceiling Fixture | Linear Fluorescent | 4 | T-12 | 4 | 40 | 240093 | Bathroom
Table | Compact Fluorescent |  | Twist | 1 | 15 | 240093 | Bathroom
Ceiling Fixture | Incandescent |  | Standard A Lamp | 2 | 60 | 240093 | Bathroom
Wall Mount | Incandescent |  | Standard A Lamp | 3 | 40 | 241231 | Bathroom
Ceiling Fixture | Incandescent |  | Standard A Lamp | 2 | 60 | 241231 | Bathroom
Table | Incandescent |  | Standard A Lamp | 1 | 40 | 241231 | Bathroom
Ceiling Fixture | Incandescent |  | Standard A Lamp | 2 | 60 | 241231 | Bathroom
Ceiling Fan | Incandescent |  | Standard A Lamp | 1 | 60 | 241232 | Bathroom
Ceiling Fixture | Incandescent |  | Standard A Lamp | 2 | 75 | 241232 | Bathroom
Ceiling Fixture | Incandescent |  | Standard A Lamp | 2 | 60 | 241232 | Bathroom
Table | Incandescent |  | Standard A Lamp | 1 | 60 | 241232 | Bathroom
Ceiling Fixture | Incandescent |  | Standard A Lamp | 1 | 60 | 241232 | Bathroom
Wall Mount | Incandescent |  | Standard A Lamp | 4 | 60 | 241391 | Bathroom
Ceiling Fixture | Incandescent |  | Heat Lamp | 2 | 250 | 241391 | Bathroom
Table | Incandescent |  | Standard A Lamp | 1 | 60 | 241391 | Bathroom
Table | Compact Fluorescent |  | Twist | 1 | 27 | 241391 | Bathroom
Floor lamp | Halogen |  | Quartz Tube | 1 | 300 | 241391 | Bathroom
Ceiling Fixture | Incandescent |  | Standard A Lamp | 1 | 60 | 241391 | Bathroom
Ceiling Fixture | Compact Fluorescent |  | Twist | 1 | 27 | 241391 | Bathroom
Ceiling Fixture | Compact Fluorescent |  | Twist | 2 | 27 | 241391 | Bathroom
Wall Mount | Incandescent |  | Standard A Lamp | 1 | 60 | 241391 | Bathroom
Ceiling Fixture | Compact Fluorescent |  | Twist | 3 | 15 | 241391 | Bathroom
Ceiling Fixture | Compact Fluorescent |  | Twist | 1 | 27 | 241391 | Bathroom
Floor lamp | Compact Fluorescent |  | Twist | 1 | 15 | 241391 | Bathroom
Ceiling Fixture | Incandescent |  | Heat Lamp | 2 | 250 | 241392 | Bathroom
Chandelier (Hanging) | Incandescent |  | Standard A Lamp | 2 | 60 | 241392 | Bathroom
Table | Compact Fluorescent |  | A shape bulb | 1 | 15 | 241392 | Bathroom
Floor lamp | Incandescent |  | Standard A Lamp | 3 | 40 | 241392 | Bathroom
Table | Compact Fluorescent |  | Twist | 1 | 15 | 241392 | Bathroom
Ceiling Fixture | Incandescent |  | Standard A Lamp | 1 | 60 | 241392 | Bathroom
Ceiling Fixture | Incandescent |  | Standard A Lamp | 1 | 60 | 241392 | Bathroom
Ceiling Fixture | Incandescent |  | Standard A Lamp | 1 | 15 | 241392 | Bathroom
Wall Mount | Incandescent |  | Standard A Lamp | 1 | 40 | 241392 | Bathroom
Ceiling Fixture | Linear Fluorescent | 2 | T-8 | 1 | 22 | 241392 | Bathroom
Chandelier (Hanging) | Compact Fluorescent |  | Twist | 5 | 15 | 241392 | Bathroom
Ceiling Fixture | Incandescent |  | Standard A Lamp | 1 | 60 | 241392 | Bathroom
Floor lamp | Compact Fluorescent |  | Twist | 1 | 15 | 241392 | Bathroom
Wall Mount | Incandescent |  | Standard A Lamp | 3 | 60 | 246371 | Bathroom
Ceiling Fixture | Incandescent |  | Heat Lamp | 1 | 250 | 246371 | Bathroom
Ceiling Fixture | Incandescent |  | Standard A Lamp | 2 | 60 | 246371 | Bathroom
Table | Incandescent |  | Standard A Lamp | 1 | 60 | 246371 | Bathroom
Ceiling Fixture | Incandescent |  | Standard A Lamp | 2 | 60 | 246371 | Bathroom
Table | Incandescent |  | Standard A Lamp | 1 | 60 | 246371 | Bathroom
Ceiling Fixture | Incandescent |  | Standard A Lamp | 1 | 60 | 246371 | Bathroom
Ceiling Fixture | Incandescent |  | Standard A Lamp | 1 | 60 | 246371 | Bathroom
Ceiling Fixture | Linear Fluorescent | 4 | T-8 | 1 | 32 | 246371 | Bathroom
Ceiling Fixture | Incandescent |  | Standard A Lamp | 1 | 60 | 246371 | Bathroom
Table | Incandescent |  | 3-Way Incandescent | 1 | 200 | 246371 | Bathroom
Ceiling Fan | Linear Fluorescent | 1 | Fluorescent Other | 1 | 32 | 246372 | Dining Room
Ceiling Fixture | Incandescent |  | Standard A Lamp | 1 | 60 | 246372 | Dining Room
Ceiling Fixture | Linear Fluorescent | 4 | T-8 | 1 | 32 | 246372 | Dining Room
Ceiling Fixture | Incandescent |  | Standard A Lamp | 1 | 60 | 246372 | Dining Room
Table | Compact Fluorescent |  | Twist | 1 | 22 | 246372 | Dining Room
Wall Mount | Incandescent |  | Standard A Lamp | 3 | 60 | 246372 | Dining Room
Ceiling Fixture | Incandescent |  | Heat Lamp | 1 | 250 | 246372 | Dining Room
Ceiling Fixture | Incandescent |  | Standard A Lamp | 2 | 60 | 246372 | Dining Room
Ceiling Fixture | Incandescent |  | Standard A Lamp | 2 | 60 | 246373 | Bedroom
Table | Compact Fluorescent |  | Twist | 1 | 22 | 246373 | Bedroom
Ceiling Fan | Incandescent |  | Standard A Lamp | 3 | 60 | 246373 | Bedroom
Ceiling Fixture | Incandescent |  | Standard A Lamp | 1 | 60 | 246373 | Bedroom
Ceiling Fixture | Incandescent |  | Standard A Lamp | 1 | 100 | 246373 | Bedroom
Ceiling Fixture | Linear Fluorescent | 4 | T-8 | 1 | 32 | 246373 | Bedroom
Ceiling Fixture | Compact Fluorescent |  | Twist | 1 | 15 | 246373 | Bedroom
Table | Incandescent |  | Standard A Lamp | 1 | 75 | 246373 | Bedroom
Wall Mount | Incandescent |  | Clear | 6 | 40 | 246373 | Bedroom
Ceiling Fixture | Incandescent |  | Heat Lamp | 1 | 250 | 246373 | Bedroom
Wall Mount | Incandescent |  | Standard A Lamp | 3 | 60 | 246373 | Bedroom
Ceiling Fan | Incandescent |  | Standard A Lamp | 3 | 75 | 246373 | Bedroom
Table | Incandescent |  | 3-Way Incandescent | 4 | 40 | 246373 | Bedroom
Table | Compact Fluorescent |  | 3-Way CFL | 4 | 15 | 246373 | Bedroom
Ceiling Fixture | Incandescent |  | Standard A Lamp | 1 | 60 | 246373 | Bedroom
Wall Mount | Compact Fluorescent |  | Twist | 3 | 28 | 248021 | Bathroom
Ceiling Fixture | Incandescent |  | Standard A Lamp | 1 | 60 | 248021 | Bathroom
Ceiling Fixture | Incandescent |  | Standard A Lamp | 1 | 60 | 248021 | Bathroom
Chandelier (Hanging) | Incandescent |  | Standard A Lamp | 1 | 60 | 248021 | Bathroom
Ceiling Fixture | Incandescent |  | Standard A Lamp | 2 | 60 | 248021 | Bathroom
Wall Mount | Incandescent |  | Standard A Lamp | 1 | 60 | 248021 | Bathroom
Ceiling Fixture | Incandescent |  | Standard A Lamp | 2 | 60 | 248021 | Bathroom
Wall Mount | Incandescent |  | Standard A Lamp | 4 | 60 | 248022 | Bathroom
Ceiling Fixture | Incandescent |  | Standard A Lamp | 1 | 60 | 248022 | Bathroom
Ceiling Fixture | Incandescent |  | Standard A Lamp | 1 | 60 | 248022 | Bathroom
Chandelier (Hanging) | Compact Fluorescent |  | Twist | 1 | 28 | 248022 | Bathroom
Ceiling Fixture | Linear Fluorescent | 4 | T-8 | 2 | 40 | 248022 | Bathroom
Ceiling Fixture | Compact Fluorescent |  | Twist | 1 | 28 | 248022 | Bathroom
Table | Compact Fluorescent |  | Twist | 1 | 15 | 248022 | Bathroom
Wall Mount | Compact Fluorescent |  | Twist | 3 | 28 | 248023 | Bathroom
Ceiling Fixture | Compact Fluorescent |  | Twist | 1 | 28 | 248023 | Bathroom
Table | Incandescent |  | Standard A Lamp | 1 | 40 | 248023 | Bathroom
Chandelier (Hanging) | Compact Fluorescent |  | Twist | 1 | 28 | 248023 | Bathroom
Wall Mount | Compact Fluorescent |  | Twist | 1 | 28 | 248023 | Bathroom
Ceiling Fixture | Compact Fluorescent |  | Twist | 2 | 28 | 248023 | Bathroom
Floor lamp | Incandescent |  | Standard A Lamp | 2 | 40 | 248023 | Bathroom
Ceiling Fixture | Compact Fluorescent |  | Twist | 1 | 28 | 248023 | Bathroom
Wall Mount | Incandescent |  | Globe | 6 | 40 | 299401 | Bathroom
Recessed - other | Incandescent |  | Heat Lamp | 1 | 250 | 299401 | Bathroom
Chandelier (Hanging) | Compact Fluorescent |  | Twist | 3 | 13 | 299401 | Bathroom
Recessed Can | Incandescent |  | Reflector | 1 | 120 | 299401 | Bathroom
Ceiling Fixture | Compact Fluorescent |  | Twist | 1 | 23 | 299401 | Bathroom
Ceiling Fixture | Linear Fluorescent | 4 | T-12 | 4 | 40 | 299401 | Bathroom
Other | Incandescent |  | Standard A Lamp | 1 | 40 | 299401 | Bathroom
Table | Incandescent |  | Standard A Lamp | 1 | 100 | 299401 | Bathroom
Floor lamp | Incandescent |  | Standard A Lamp | 2 | 60 | 299401 | Bathroom
Recessed Can | Incandescent |  | Standard A Lamp | 1 | 100 | 299401 | Bathroom
Wall Mount | Incandescent |  | Globe | 11 | 40 | 299401 | Bathroom
Recessed Can | Incandescent |  | Heat Lamp | 1 | 250 | 299401 | Bathroom
Recessed - other | Incandescent |  | Reflector | 1 | 75 | 299401 | Bathroom
Recessed Can | Incandescent |  | Reflector | 1 | 65 | 299401 | Bathroom
Table | Compact Fluorescent |  | Twist | 1 | 13 | 299401 | Bathroom
Table | Incandescent |  | Standard A Lamp | 1 | 75 | 299401 | Bathroom
Recessed Can | Compact Fluorescent |  | Twist | 1 | 15 | 299401 | Bathroom
Table | Compact Fluorescent |  | Twist | 1 | 20 | 299401 | Bathroom
Table | Incandescent |  | Standard A Lamp | 1 | 60 | 299401 | Bathroom
Wall Mount | Halogen |  | Quartz Tube | 3 | 100 | 299402 | Bathroom
Recessed Can | Incandescent |  | Reflector | 1 | 75 | 299402 | Bathroom
Table | Incandescent |  | Standard A Lamp | 1 | 60 | 299402 | Bathroom
Recessed Can | Compact Fluorescent |  | Reflector | 1 | 15 | 299402 | Bathroom
Table | Incandescent |  | Standard A Lamp | 1 | 60 | 299402 | Bathroom
Ceiling Fixture | Incandescent |  | Standard A Lamp | 1 | 75 | 299402 | Bathroom
Recessed Can | Compact Fluorescent |  | Reflector | 1 | 15 | 299402 | Bathroom
Ceiling Fixture | Halogen |  | Quartz Tube | 3 | 50 | 299402 | Bathroom
Track | Halogen |  | MR | 4 | 50 | 299402 | Bathroom
Other | Incandescent |  | Standard A Lamp | 2 | 25 | 299402 | Bathroom
Table | Incandescent |  | 3-Way Incandescent | 1 | 150 | 299402 | Bathroom
Floor lamp | Halogen |  | Quartz Tube | 2 | 100 | 299402 | Bathroom
Recessed Can | Compact Fluorescent |  | Reflector | 1 | 15 | 299402 | Bathroom
Wall Mount | Halogen |  | Quartz Tube | 7 | 50 | 299402 | Bathroom
Recessed Can | Incandescent |  | Heat Lamp | 1 | 150 | 299402 | Bathroom
Recessed - other | Incandescent |  | Heat Lamp | 1 | 250 | 299402 | Bathroom
Recessed Can | Compact Fluorescent |  | Reflector | 1 | 15 | 299402 | Bathroom
Table | Incandescent |  | 3-Way Incandescent | 1 | 100 | 299402 | Bathroom
Floor lamp | Incandescent |  | Standard A Lamp | 1 | 60 | 299402 | Bathroom
Table | Incandescent |  | Standard A Lamp | 1 | 40 | 299402 | Bathroom
Wall Mount | Incandescent |  | Globe | 4 | 40 | 600221 | Bathroom
Ceiling Fixture | Incandescent |  | Standard A Lamp | 1 | 60 | 600221 | Bathroom
Ceiling Fixture | Incandescent |  | Standard A Lamp | 1 | 60 | 600221 | Bathroom
Ceiling Fixture | Incandescent |  | Standard A Lamp | 2 | 60 | 600221 | Bathroom
Ceiling Fixture | Incandescent |  | Standard A Lamp | 1 | 60 | 600221 | Bathroom
Ceiling Fixture | Incandescent |  | Standard A Lamp | 2 | 60 | 600221 | Bathroom
Other | Incandescent |  | Standard A Lamp | 1 | 40 | 600221 | Bathroom
Floor lamp | Halogen |  | Quartz Tube | 1 | 300 | 600221 | Bathroom
Wall Mount | Compact Fluorescent |  | Globe | 4 | 15 | 600222 | Bathroom
Ceiling Fixture | Compact Fluorescent |  | Twist | 1 | 13 | 600222 | Bathroom
Table | Compact Fluorescent |  | Twist | 1 | 13 | 600222 | Bathroom
Ceiling Fixture | Incandescent |  | Standard A Lamp | 1 | 60 | 600222 | Bathroom
Ceiling Fixture | Compact Fluorescent |  | Twist | 2 | 13 | 600222 | Bathroom
Ceiling Fixture | Compact Fluorescent |  | Twist | 1 | 13 | 600222 | Bathroom
Ceiling Fixture | Compact Fluorescent |  | Twist | 2 | 13 | 600222 | Bathroom
Other | Incandescent |  | Standard A Lamp | 1 | 34 | 600222 | Bathroom
Table | Compact Fluorescent |  | Twist | 1 | 13 | 600222 | Bathroom
Floor lamp | Compact Fluorescent |  | Twist | 1 | 13 | 600222 | Bathroom
Wall Mount | Halogen |  | PAR | 5 | 50 | 600511 | Bathroom
Recessed Can | Incandescent |  | Heat Lamp | 5 | 50 | 600511 | Bathroom
Table | Compact Fluorescent |  | Twist | 1 | 13 | 600511 | Bathroom
Floor lamp | Incandescent |  | Standard A Lamp | 1 | 100 | 600511 | Bathroom
Table | Compact Fluorescent |  | Pin base | 1 | 13 | 600511 | Bathroom
Table | Incandescent |  | Mini base | 1 | 25 | 600511 | Bathroom
Ceiling Fan | Incandescent |  | Decorative | 4 | 60 | 600511 | Bathroom
Table | Compact Fluorescent |  | Twist | 1 | 15 | 600511 | Bathroom
Recessed Can | Incandescent |  | Reflector | 1 | 40 | 600511 | Bathroom
Ceiling Fixture | Incandescent |  | Standard A Lamp | 3 | 40 | 600511 | Bathroom
Ceiling Fixture | Incandescent |  | Clear | 1 | 60 | 600511 | Bathroom
Ceiling Fixture | Incandescent |  | Standard A Lamp | 1 | 60 | 600511 | Bathroom
Floor lamp | Other |  | LED Interior | 1 | 1 | 600511 | Bathroom
Chandelier (Hanging) | Compact Fluorescent |  | Twist | 2 | 23 | 600511 | Bathroom
Floor lamp | Incandescent |  | Standard A Lamp | 1 | 100 | 600511 | Bathroom
Floor lamp | Incandescent |  | Standard A Lamp | 1 | 150 | 600511 | Bathroom
Floor lamp | Compact Fluorescent |  | Twist | 1 | 23 | 600511 | Bathroom
Table | Incandescent |  | Decorative | 1 | 57 | 600511 | Bathroom
Table | Incandescent |  | Mini base | 1 | 25 | 600511 | Bathroom
Table | Incandescent |  | Mini base | 3 | 25 | 600511 | Bathroom
Table | Compact Fluorescent |  | Twist | 2 | 7 | 600511 | Bathroom
Chandelier (Hanging) | Incandescent |  | Decorative | 5 | 60 | 600511 | Bathroom
Wall Mount | Incandescent |  | Clear | 5 | 40 | 600511 | Bathroom
Recessed Can | Incandescent |  | Heat Lamp | 1 | 250 | 600511 | Bathroom
Recessed Can | Incandescent |  | Reflector | 1 | 65 | 600511 | Bathroom
Table | Incandescent |  | Standard A Lamp | 1 | 40 | 600511 | Bathroom
Table | Incandescent |  | Standard A Lamp | 1 | 100 | 600511 | Bathroom
Floor lamp | Incandescent |  | Globe | 1 | 100 | 600511 | Bathroom
Recessed Can | Halogen |  | PAR | 1 | 65 | 600511 | Bathroom
Ceiling Fixture | Incandescent |  | Standard A Lamp | 1 | 60 | 600511 | Bathroom
Ceiling Fixture | Incandescent |  | Standard A Lamp | 1 | 40 | 600511 | Bathroom
Wall Mount | Compact Fluorescent |  | Twist | 5 | 13 | 600512 | Bathroom
Recessed - other | Incandescent |  | Heat Lamp | 1 | 250 | 600512 | Bathroom
Recessed Can | Compact Fluorescent |  | Twist | 1 | 40 | 600512 | Bathroom
Wall Mount | Compact Fluorescent |  | Twist | 2 | 13 | 600512 | Bathroom
Ceiling Fixture | Compact Fluorescent |  | Twist | 1 | 23 | 600512 | Bathroom
Wall Mount | Compact Fluorescent |  | Twist | 1 | 13 | 600512 | Bathroom
Table | Incandescent |  | Standard A Lamp | 1 | 120 | 600512 | Bathroom
Table | Incandescent |  | Decorative | 2 | 40 | 600512 | Bathroom
Table | Compact Fluorescent |  | Twist | 1 | 23 | 600512 | Bathroom
Recessed Can | Incandescent |  | Reflector | 1 | 65 | 600512 | Bathroom
Wall Mount | Compact Fluorescent |  | Twist | 3 | 13 | 600512 | Bathroom
Recessed - other | Incandescent |  | Heat Lamp | 1 | 250 | 600512 | Bathroom
Table | Compact Fluorescent |  | Twist | 1 | 23 | 600512 | Bathroom
Table | Incandescent |  | Standard A Lamp | 1 | 120 | 600512 | Bathroom
Recessed Can | Compact Fluorescent |  | Reflector | 1 | 23 | 600512 | Bathroom
Table | Other |  | LED Interior | 1 | 4 | 600512 | Bathroom
Table | Other |  | LED Interior | 1 | 4 | 600512 | Bathroom
Floor lamp | Compact Fluorescent |  | Pin base | 1 | 27 | 600512 | Bathroom
Recessed Can | Compact Fluorescent |  | Twist | 1 | 16 | 600512 | Bathroom
Floor lamp | Compact Fluorescent |  | Twist | 3 | 13 | 600512 | Bathroom
Table | Incandescent |  | Standard A Lamp | 1 | 120 | 600512 | Bathroom
Table | Compact Fluorescent |  | Twist | 1 | 13 | 600512 | Bathroom
Table | Compact Fluorescent |  | Twist | 2 | 13 | 600512 | Bathroom
Recessed - other | Compact Fluorescent |  | Twist | 1 | 13 | 600512 | Bathroom
Chandelier (Hanging) | Incandescent |  | Decorative | 3 | 40 | 600512 | Bathroom
Ceiling Fixture | Compact Fluorescent |  | Twist | 1 | 23 | 600512 | Bathroom
Ceiling Fixture | Compact Fluorescent |  | Twist | 2 | 13 | 600512 | Bathroom
Recessed - other | Incandescent |  | Mini base | 2 | 40 | 600512 | Bathroom
Wall Mount | Incandescent |  | Standard A Lamp | 2 | 40 | 600513 | Bathroom
Recessed Can | Incandescent |  | Heat Lamp | 1 | 250 | 600513 | Bathroom
Wall Mount | Incandescent |  | Decorative | 2 | 40 | 600513 | Bathroom
Recessed Can | Compact Fluorescent |  | Reflector | 1 | 23 | 600513 | Bathroom
Recessed Can | Incandescent |  | Reflector | 1 | 65 | 600513 | Bathroom
Table | Incandescent |  | Standard A Lamp | 1 | 150 | 600513 | Bathroom
Floor lamp | Incandescent |  | Standard A Lamp | 2 | 100 | 600513 | Bathroom
Ceiling Fixture | Incandescent |  | Decorative | 2 | 40 | 600513 | Bathroom
Chandelier (Hanging) | Compact Fluorescent |  | Reflector | 1 | 11 | 600513 | Bathroom
Recessed - other | Incandescent |  | Decorative | 1 | 40 | 600513 | Bathroom
Ceiling Fixture | Incandescent |  | Standard A Lamp | 2 | 60 | 600513 | Bathroom
Chandelier (Hanging) | Incandescent |  | Standard A Lamp | 3 | 40 | 600513 | Bathroom
Recessed Can | Incandescent |  | Reflector | 1 | 65 | 600513 | Bathroom
Table | Incandescent |  | Decorative | 1 | 40 | 600513 | Bathroom
Floor lamp | Incandescent |  | Standard A Lamp | 1 | 150 | 600513 | Bathroom
Table | Compact Fluorescent |  | Twist | 1 | 23 | 600513 | Bathroom
Wall Mount | Compact Fluorescent |  | Twist | 3 | 13 | 600513 | Bathroom
Recessed Can | Incandescent |  | Heat Lamp | 1 | 250 | 600513 | Bathroom
Recessed Can | Incandescent |  | Reflector | 1 | 65 | 600513 | Bathroom
Table | Halogen |  | PAR | 1 | 50 | 600513 | Bathroom
Floor lamp | Incandescent |  | Standard A Lamp | 1 | 150 | 600513 | Bathroom
Table | Incandescent |  | Standard A Lamp | 1 | 75 | 600513 | Bathroom
Ceiling Fixture | Incandescent |  | Standard A Lamp | 2 | 40 | 600513 | Bathroom
Wall Mount | Incandescent |  | Standard A Lamp | 1 | 60 | 600513 | Bathroom
Ceiling Fixture | Incandescent |  | Standard A Lamp | 2 | 60 | 600513 | Bathroom
Wall Mount | Incandescent |  | Standard A Lamp | 1 | 40 | 600513 | Bathroom
Wall Mount | Incandescent |  | Globe | 8 | 40 | 600711 | Bathroom
Ceiling Fixture | Compact Fluorescent |  | Twist | 1 | 14 | 600711 | Bathroom
Table | Incandescent |  | Standard A Lamp | 1 | 60 | 600711 | Bathroom
Ceiling Fixture | Compact Fluorescent |  | Twist | 2 | 14 | 600711 | Bathroom
Ceiling Fixture | Linear Fluorescent | 4 | T-8 | 2 | 32 | 600711 | Bathroom
Other | Incandescent |  | Standard A Lamp | 1 | 60 | 600711 | Bathroom
Ceiling Fixture | Incandescent |  | Standard A Lamp | 1 | 60 | 600711 | Bathroom
Floor lamp | Incandescent |  | Standard A Lamp | 1 | 40 | 600711 | Bathroom
Floor lamp | Incandescent |  | Standard A Lamp | 1 | 60 | 600711 | Bathroom
Table | Incandescent |  | Standard A Lamp | 1 | 40 | 600711 | Bathroom
Table | Compact Fluorescent |  | Twist | 1 | 11 | 600711 | Bathroom
Chandelier (Hanging) | Compact Fluorescent |  | Twist | 1 | 14 | 600711 | Bathroom
Wall Mount | Compact Fluorescent |  | Globe | 8 | 9 | 600712 | Bathroom
Recessed - other | Incandescent |  | Heat Lamp | 1 | 250 | 600712 | Bathroom
Table | Incandescent |  | Standard A Lamp | 1 | 60 | 600712 | Bathroom
Table | Incandescent |  | Standard A Lamp | 2 | 60 | 600712 | Bathroom
Table | Compact Fluorescent |  | Twist | 1 | 28 | 600712 | Bathroom
Ceiling Fixture | Compact Fluorescent |  | Twist | 2 | 13 | 600712 | Bathroom
Ceiling Fixture | Linear Fluorescent | 4 | T-8 | 2 | 32 | 600712 | Bathroom
Other | Incandescent |  | Standard A Lamp | 1 | 40 | 600712 | Bathroom
Ceiling Fixture | Compact Fluorescent |  | Twist | 1 | 15 | 600712 | Bathroom
Ceiling Fixture | Incandescent |  | Standard A Lamp | 1 | 75 | 600712 | Bathroom
Table | Compact Fluorescent |  | Twist | 2 | 13 | 600712 | Bathroom
Wall Mount | Compact Fluorescent |  | Globe | 4 | 15 | 600991 | Bathroom
Ceiling Fixture | Compact Fluorescent |  | Twist | 2 | 13 | 600991 | Bathroom
Floor lamp | Incandescent |  | Standard A Lamp | 1 | 40 | 600991 | Bathroom
Ceiling Fixture | Incandescent |  | Standard A Lamp | 1 | 75 | 600991 | Bathroom
Ceiling Fan | Compact Fluorescent |  | Twist | 4 | 13 | 600991 | Bathroom
Ceiling Fixture | Linear Fluorescent | 4 | T-8 | 2 | 32 | 600991 | Bathroom
Other | Compact Fluorescent |  | Twist | 1 | 13 | 600991 | Bathroom
Ceiling Fixture | Incandescent |  | Standard A Lamp | 1 | 60 | 600991 | Bathroom
Floor lamp | Compact Fluorescent |  | Twist | 2 | 13 | 600991 | Bathroom
Wall Mount | Compact Fluorescent |  | Globe | 4 | 15 | 600992 | Bathroom
Floor lamp | Compact Fluorescent |  | Twist | 2 | 21 | 600992 | Bathroom
Ceiling Fixture | Compact Fluorescent |  | Twist | 1 | 13 | 600992 | Bathroom
Ceiling Fan | Compact Fluorescent |  | Twist | 4 | 26 | 600992 | Bathroom
Ceiling Fixture | Compact Fluorescent |  | Twist | 1 | 13 | 600992 | Bathroom
Ceiling Fixture | Linear Fluorescent | 4 | T-8 | 2 | 32 | 600992 | Bathroom
Other | Compact Fluorescent |  | Twist | 1 | 20 | 600992 | Bathroom
Ceiling Fixture | Incandescent |  | Standard A Lamp | 1 | 60 | 600992 | Bathroom
Floor lamp | Compact Fluorescent |  | Twist | 1 | 20 | 600992 | Bathroom
Wall Mount | Compact Fluorescent |  | Twist | 1 | 13 | 600992 | Bathroom
Wall Mount | Compact Fluorescent |  | Twist | 4 | 15 | 600993 | Bathroom
Floor lamp | Compact Fluorescent |  | Twist | 1 | 19 | 600993 | Bathroom
Table | Compact Fluorescent |  | Twist | 1 | 13 | 600993 | Bathroom
Ceiling Fixture | Compact Fluorescent |  | Twist | 1 | 13 | 600993 | Bathroom
Ceiling Fan | Compact Fluorescent |  | Twist | 4 | 13 | 600993 | Bathroom
Ceiling Fixture | Compact Fluorescent |  | Twist | 1 | 13 | 600993 | Bathroom
Ceiling Fixture | Linear Fluorescent | 4 | T-8 | 2 | 32 | 600993 | Bathroom
Ceiling Fixture | Incandescent |  | Standard A Lamp | 1 | 60 | 600993 | Bathroom
Floor lamp | Compact Fluorescent |  | Twist | 2 | 20 | 600993 | Bathroom
Wall Mount | Compact Fluorescent |  | Twist | 1 | 13 | 600993 | Bathroom
Wall Mount | Incandescent |  | Standard A Lamp | 1 | 150 | 710011 | Bathroom
Ceiling Fan | Compact Fluorescent |  | Twist | 1 | 20 | 710011 | Bathroom
Table | Incandescent |  | Clear | 1 | 60 | 710011 | Bathroom
Ceiling Fixture | Compact Fluorescent |  | Twist | 1 | 20 | 710011 | Bathroom
Floor lamp | Halogen |  | Quartz Tube | 1 | 300 | 710011 | Bathroom
Wall Mount | Compact Fluorescent |  | Twist | 1 | 13 | 710012 | Bathroom
Ceiling Fixture | Incandescent |  | Standard A Lamp | 2 | 75 | 710012 | Bathroom
Table | Incandescent |  | Standard A Lamp | 1 | 75 | 710012 | Bathroom
Table | Incandescent |  | Other | 1 | 60 | 710012 | Bathroom
Track | Halogen |  | PAR | 5 | 35 | 710012 | Bathroom
Floor lamp | Incandescent |  | Standard A Lamp | 1 | 60 | 710012 | Bathroom
Other | Incandescent |  | Other | 2 | 60 | 710012 | Bathroom
Wall Mount | Incandescent |  | Standard A Lamp | 3 | 40 | 710021 | Bathroom
Recessed - other | Incandescent |  | Heat Lamp | 1 | 150 | 710021 | Bathroom
Recessed Can | Incandescent |  | Reflector | 1 | 65 | 710021 | Bathroom
Architectural | Halogen |  | Other | 1 | 20 | 710021 | Bathroom
Recessed Can | Compact Fluorescent |  | Flood | 1 | 15 | 710021 | Bathroom
Table | Compact Fluorescent |  | Twist | 1 | 13 | 710021 | Bathroom
Torchiere | Halogen |  | Other | 1 | 50 | 710021 | Bathroom
Table | Incandescent |  | Mini base | 1 | 40 | 710021 | Bathroom
Recessed Can | Compact Fluorescent |  | Flood | 1 | 15 | 710021 | Bathroom
Recessed Can | Compact Fluorescent |  | A shape bulb | 1 | 22 | 710021 | Bathroom
Recessed Can | Compact Fluorescent |  | A shape bulb | 1 | 15 | 710021 | Bathroom
Recessed Can | Incandescent |  | Other | 1 | 65 | 710021 | Bathroom
Other | Halogen |  | Other | 2 | 50 | 710021 | Bathroom
Table | Incandescent |  | 3-Way Incandescent | 1 | 150 | 710021 | Bathroom
Floor lamp | Incandescent |  | 3-Way Incandescent | 1 | 150 | 710021 | Bathroom
Floor lamp | Incandescent |  | Decorative | 2 | 500 | 710021 | Bathroom
Recessed - other |  |  |  | 1 |  | 710021 | Bathroom
Recessed Can | Compact Fluorescent |  | A shape bulb | 1 | 15 | 710021 | Bathroom
Recessed - other | Incandescent |  | Heat Lamp | 2 | 150 | 710021 | Bathroom
Wall Mount | Compact Fluorescent |  | Twist | 3 | 13 | 710021 | Bathroom
Wall Mount | Compact Fluorescent |  | Twist | 3 | 13 | 710021 | Bathroom
Table | Compact Fluorescent |  | Twist | 1 | 19 | 710021 | Bathroom
Table | Incandescent |  | Standard A Lamp | 1 | 40 | 710021 | Bathroom
Ceiling Fixture | Incandescent |  | Standard A Lamp | 2 | 60 | 710021 | Bathroom
Wall Mount | Incandescent |  | Standard A Lamp | 3 | 52 | 710022 | Bathroom
Recessed - other | Incandescent |  | Heat Lamp | 1 | 250 | 710022 | Bathroom
Recessed Can | Halogen |  | PAR | 1 | 40 | 710022 | Bathroom
Table | Halogen |  | Other | 1 | 35 | 710022 | Bathroom
Recessed Can | Halogen |  | PAR | 1 | 40 | 710022 | Bathroom
Floor lamp | Incandescent |  | Standard A Lamp | 1 | 25 | 710022 | Bathroom
Recessed Can | Halogen |  | PAR | 1 | 40 | 710022 | Bathroom
Chandelier (Hanging) | Incandescent |  | Standard A Lamp | 1 | 100 | 710022 | Bathroom
Recessed Can | Halogen |  | PAR | 1 | 40 | 710022 | Bathroom
Other | Halogen |  | MR | 2 | 20 | 710022 | Bathroom
Ceiling Fixture | Incandescent |  | Standard A Lamp | 1 | 60 | 710022 | Bathroom
Floor lamp | Incandescent |  | Standard A Lamp | 1 | 75 | 710022 | Bathroom
Recessed Can | Halogen |  | PAR | 1 | 40 | 710022 | Bathroom
Recessed Can | Halogen |  | PAR | 1 | 40 | 710022 | Bathroom
Recessed - other | Incandescent |  | Heat Lamp | 2 | 150 | 710022 | Bathroom
Wall Mount | Incandescent |  | Decorative | 1 | 25 | 710022 | Bathroom
Wall Mount | Halogen |  | Other | 2 | 35 | 710022 | Bathroom
Table | Halogen |  | Other | 1 | 35 | 710022 | Bathroom
Ceiling Fixture | Halogen |  | PAR | 1 | 50 | 710022 | Bathroom
Table | Incandescent |  | Standard A Lamp | 1 | 40 | 710031 | Bedroom
Wall Mount | Incandescent |  | Standard A Lamp | 1 | 60 | 710031 | Bedroom
Table | Incandescent |  | Standard A Lamp | 1 | 60 | 710031 | Bedroom
Ceiling Fixture | Incandescent |  | Standard A Lamp | 1 | 60 | 710031 | Bedroom
Ceiling Fixture | Incandescent |  | Standard A Lamp | 1 | 100 | 710031 | Bedroom
Chandelier (Hanging) | Incandescent |  | Standard A Lamp | 5 | 75 | 710031 | Bedroom
Wall Mount | Incandescent |  | Standard A Lamp | 4 | 40 | 710031 | Bedroom
Ceiling Fixture | Incandescent |  | Standard A Lamp | 3 | 60 | 710031 | Bedroom
Other | Incandescent |  | Standard A Lamp | 1 | 75 | 710031 | Bedroom
Other | Linear Fluorescent | 1 | T-5 | 1 | 8 | 710031 | Bedroom
Torchiere | Halogen |  | Quartz Tube | 1 | 50 | 710032 | Bedroom
Table | Compact Fluorescent |  | Circline (Screw Base) | 1 | 22 | 710032 | Bedroom
Torchiere | Incandescent |  | Standard A Lamp | 1 | 100 | 710032 | Bedroom
Ceiling Fixture | Incandescent |  | Standard A Lamp | 1 | 60 | 710032 | Bedroom
Ceiling Fixture | Incandescent |  | Standard A Lamp | 1 | 40 | 710032 | Bedroom
Table | Compact Fluorescent |  | Twist | 1 | 23 | 710032 | Bedroom
Ceiling Fixture | Incandescent |  | Standard A Lamp | 2 | 60 | 710032 | Bedroom
Floor lamp | Compact Fluorescent |  | Twist | 1 | 23 | 710032 | Bedroom
Wall Mount | Incandescent |  | Globe | 6 | 60 | 710032 | Bedroom
Ceiling Fixture | Compact Fluorescent |  | Pin base | 1 | 13 | 710032 | Bedroom
Other | Incandescent |  | Globe | 1 | 40 | 710032 | Bedroom
Wall Mount | Incandescent |  | Globe | 6 | 40 | 710041 | Bathroom
Recessed - other | Incandescent |  | Heat Lamp | 1 | 250 | 710041 | Bathroom
Ceiling Fixture | Compact Fluorescent |  | Twist | 2 | 14 | 710041 | Bathroom
Table | Compact Fluorescent |  | Twist | 1 | 14 | 710041 | Bathroom
Ceiling Fixture | Compact Fluorescent |  | Twist | 1 | 14 | 710041 | Bathroom
Ceiling Fixture | Compact Fluorescent |  | Twist | 2 | 14 | 710041 | Bathroom
Ceiling Fixture | Compact Fluorescent |  | Twist | 2 | 14 | 710041 | Bathroom
Recessed Can | Incandescent |  | Reflector | 1 | 65 | 710041 | Bathroom
Other | Incandescent |  | Standard A Lamp | 1 | 25 | 710041 | Bathroom
Ceiling Fixture | Compact Fluorescent |  | Twist | 2 | 14 | 710041 | Bathroom
Floor lamp | Compact Fluorescent |  | Twist | 1 | 14 | 710041 | Bathroom
Wall Mount | Incandescent |  | Globe | 8 | 60 | 710042 | Bathroom
Recessed - other | Incandescent |  | Heat Lamp | 1 | 250 | 710042 | Bathroom
Ceiling Fixture | Compact Fluorescent |  | Twist | 2 | 13 | 710042 | Bathroom
Table | Compact Fluorescent |  | Twist | 1 | 23 | 710042 | Bathroom
Ceiling Fixture | Incandescent |  | Standard A Lamp | 2 | 60 | 710042 | Bathroom
Ceiling Fixture | Compact Fluorescent |  | Twist | 1 | 13 | 710042 | Bathroom
Ceiling Fixture | Incandescent |  | Standard A Lamp | 2 | 60 | 710042 | Bathroom
Ceiling Fixture | Compact Fluorescent |  | Twist | 2 | 13 | 710042 | Bathroom
Ceiling Fixture | Incandescent |  | Standard A Lamp | 2 | 60 | 710042 | Bathroom
Recessed Can | Incandescent |  | Reflector | 1 | 65 | 710042 | Bathroom
Other | Incandescent |  | Standard A Lamp | 1 | 40 | 710042 | Bathroom
Ceiling Fixture | Incandescent |  | Standard A Lamp | 2 | 60 | 710042 | Bathroom
Floor lamp | Compact Fluorescent |  | Twist | 2 | 9 | 710042 | Bathroom
Floor lamp | Compact Fluorescent |  | Twist | 1 | 13 | 710042 | Bathroom
Wall Mount | Incandescent |  | Clear | 6 | 60 | 710051 | Bathroom
Recessed Can | Incandescent |  | Heat Lamp | 1 | 250 | 710051 | Bathroom
Ceiling Fixture | Compact Fluorescent |  | Twist | 2 | 13 | 710051 | Bathroom
Ceiling Fixture | Incandescent |  | Standard A Lamp | 1 | 60 | 710051 | Bathroom
Ceiling Fixture | Incandescent |  | Standard A Lamp | 2 | 60 | 710051 | Bathroom
Ceiling Fixture | Linear Fluorescent | 4 | T-8 | 1 | 32 | 710051 | Bathroom
Ceiling Fixture | Linear Fluorescent | 4 | T-12 | 1 | 32 | 710051 | Bathroom
Other | Incandescent |  | Clear | 1 | 140 | 710051 | Bathroom
Chandelier (Hanging) | Incandescent |  | Standard A Lamp | 1 | 60 | 710051 | Bathroom
Wall Mount | Incandescent |  | Clear | 6 | 40 | 710052 | Bathroom
Recessed Can | Incandescent |  | Heat Lamp | 1 | 250 | 710052 | Bathroom
Ceiling Fixture | Incandescent |  | Standard A Lamp | 1 | 60 | 710052 | Bathroom
Table | Incandescent |  | Decorative | 1 | 25 | 710052 | Bathroom
Table | Incandescent |  | Standard A Lamp | 1 | 150 | 710052 | Bathroom
Ceiling Fixture | Incandescent |  | Standard A Lamp | 1 | 60 | 710052 | Bathroom
Ceiling Fixture | Linear Fluorescent | 4 | T-12 | 3 | 40 | 710052 | Bathroom
Floor lamp | Compact Fluorescent |  | Twist | 1 | 13 | 710052 | Bathroom
Floor lamp | Compact Fluorescent |  | Twist | 2 | 13 | 710052 | Bathroom
Recessed - other | Incandescent |  | Reflector | 1 | 65 | 710061 | Bathroom
Wall Mount | Halogen |  | PAR | 2 | 50 | 710061 | Bathroom
Floor lamp | Compact Fluorescent |  | Twist | 1 | 30 | 710061 | Bathroom
Ceiling Fan | Incandescent |  | Decorative | 2 | 40 | 710061 | Bathroom
Ceiling Fan | Halogen |  | Other | 1 | 100 | 710061 | Bathroom
Track | Halogen |  | PAR | 4 | 50 | 710061 | Bathroom
Other | Incandescent |  | Other | 1 | 40 | 710061 | Bathroom
Ceiling Fixture | Compact Fluorescent |  | Twist | 1 | 13 | 710061 | Bathroom
Floor lamp | Incandescent |  | Standard A Lamp | 3 | 40 | 710061 | Bathroom
Floor lamp | Halogen |  | Other | 1 | 25 | 710061 | Bathroom
Recessed - other | Incandescent |  | Reflector | 1 | 65 | 710062 | Bathroom
Wall Mount | Halogen |  | PAR | 2 | 50 | 710062 | Bathroom
Ceiling Fan | Incandescent |  | Decorative | 2 | 40 | 710062 | Bathroom
Ceiling Fan | Incandescent |  | Decorative | 2 | 40 | 710062 | Bathroom
Ceiling Fixture | Compact Fluorescent |  | Twist | 1 | 15 | 710062 | Bathroom
Wall Mount | Incandescent |  | Clear | 2 | 40 | 710062 | Bathroom
Track | Halogen |  | PAR | 4 | 50 | 710062 | Bathroom
Other | Incandescent |  | Other | 1 | 40 | 710062 | Bathroom
Chandelier (Hanging) | Incandescent |  | Standard A Lamp | 1 | 60 | 710062 | Bathroom
Ceiling Fixture | Compact Fluorescent |  | Twist | 17 | 15 | 710062 | Bathroom
Ceiling Fan | Halogen |  | Other | 1 | 100 | 710062 | Bathroom
Wall Mount | Compact Fluorescent |  | Twist | 2 | 19 | 710071 | Bathroom
Table | Incandescent |  | Standard A Lamp | 1 | 40 | 710071 | Bathroom
Recessed Can | Compact Fluorescent |  | Twist | 1 | 23 | 710071 | Bathroom
Ceiling Fan | Incandescent |  | Standard A Lamp | 4 | 40 | 710071 | Bathroom
Recessed Can | Incandescent |  | Standard A Lamp | 1 | 40 | 710071 | Bathroom
Other | Compact Fluorescent |  | Twist | 1 | 19 | 710071 | Bathroom
Recessed - other | Linear Fluorescent | 4 | T-12 | 2 | 40 | 710071 | Bathroom
Other | Linear Fluorescent | 2 | T-4 | 1 | 18 | 710071 | Bathroom
Table | Compact Fluorescent |  | Twist | 1 | 23 | 710071 | Bathroom
Table | Incandescent |  | Standard A Lamp | 1 | 40 | 710071 | Bathroom
Wall Mount | Incandescent |  | Standard A Lamp | 2 | 50 | 710071 | Bathroom
Floor lamp | Incandescent |  | Standard A Lamp | 1 | 100 | 710071 | Bathroom
Wall Mount | Compact Fluorescent |  | Twist | 3 | 13 | 710072 | Bathroom
Table | Compact Fluorescent |  | Twist | 1 | 13 | 710072 | Bathroom
Recessed Can | Incandescent |  | Standard A Lamp | 1 | 60 | 710072 | Bathroom
Chandelier (Hanging) | Incandescent |  | Decorative | 5 | 40 | 710072 | Bathroom
Other | Compact Fluorescent |  | Twist | 1 | 13 | 710072 | Bathroom
Recessed - other | Linear Fluorescent | 4 | T-12 | 4 | 40 | 710072 | Bathroom
Table | Compact Fluorescent |  | Twist | 2 | 23 | 710072 | Bathroom
Wall Mount | Compact Fluorescent |  | Twist | 3 | 13 | 710072 | Bathroom
Wall Mount | Compact Fluorescent |  | Twist | 3 | 13 | 710072 | Bathroom
Table | Incandescent |  | Standard A Lamp | 1 | 60 | 710072 | Bathroom
Recessed Can | Incandescent |  | Standard A Lamp | 1 | 60 | 710072 | Bathroom
Recessed Can | Incandescent |  | Standard A Lamp | 1 | 60 | 710072 | Bathroom
Wall Mount | Incandescent |  | Globe | 4 | 40 | 710081 | Bathroom
Recessed Can | Incandescent |  | Heat Lamp | 1 | 250 | 710081 | Bathroom
Ceiling Fixture | Incandescent |  | Standard A Lamp | 2 | 60 | 710081 | Bathroom
Ceiling Fixture | Incandescent |  | Standard A Lamp | 3 | 60 | 710081 | Bathroom
Chandelier (Hanging) | Incandescent |  | Standard A Lamp | 1 | 60 | 710081 | Bathroom
Recessed - other | Incandescent |  | Mini base | 1 | 40 | 710081 | Bathroom
Ceiling Fixture | Incandescent |  | Standard A Lamp | 2 | 60 | 710081 | Bathroom
Ceiling Fixture | Incandescent |  | Standard A Lamp | 3 | 60 | 710081 | Bathroom
Track | Halogen |  | PAR | 3 | 50 | 710081 | Bathroom
Ceiling Fixture | Incandescent |  | Standard A Lamp | 2 | 60 | 710081 | Bathroom
Wall Mount | Incandescent |  | Globe | 4 | 40 | 710082 | Bathroom
Recessed Can | Incandescent |  | Heat Lamp | 1 | 250 | 710082 | Bathroom
Table | Incandescent |  | Standard A Lamp | 1 | 100 | 710082 | Bathroom
Table | Incandescent |  | Standard A Lamp | 1 | 60 | 710082 | Bathroom
Floor lamp | Incandescent |  | Standard A Lamp | 1 | 150 | 710082 | Bathroom
Ceiling Fixture | Incandescent |  | Standard A Lamp | 3 | 60 | 710082 | Bathroom
Recessed - other | Incandescent |  | Mini base | 1 | 40 | 710082 | Bathroom
Chandelier (Hanging) | Incandescent |  | Standard A Lamp | 1 | 60 | 710082 | Bathroom
Ceiling Fixture | Incandescent |  | Standard A Lamp | 2 | 60 | 710082 | Bathroom
Table | Incandescent |  | Standard A Lamp | 1 | 100 | 710082 | Bathroom
Track | Halogen |  | PAR | 3 | 50 | 710082 | Bathroom
Ceiling Fixture | Incandescent |  | Standard A Lamp | 3 | 60 | 710082 | Bathroom
Wall Mount | Incandescent |  | Standard A Lamp | 1 | 60 | 710091 | Bathroom
Ceiling Fixture | Incandescent |  | Standard A Lamp | 1 | 60 | 710091 | Bathroom
Ceiling Fixture | Linear Fluorescent | 4 | T-12 | 2 | 40 | 710091 | Bathroom
Table | Incandescent |  | Decorative | 3 | 25 | 710091 | Bathroom
Table | Incandescent |  | Standard A Lamp | 2 | 60 | 710091 | Bathroom
Table | Incandescent |  | Standard A Lamp | 1 | 60 | 710091 | Bathroom
Torchiere | Incandescent |  | Standard A Lamp | 1 | 60 | 710091 | Bathroom
Wall Mount | Incandescent |  | Standard A Lamp | 1 | 40 | 710092 | Bathroom
Torchiere | Incandescent |  | Standard A Lamp | 1 | 40 | 710092 | Bathroom
Ceiling Fixture | Incandescent |  | Standard A Lamp | 2 | 40 | 710092 | Bathroom
Ceiling Fixture | Linear Fluorescent | 4 | T-12 | 2 | 40 | 710092 | Bathroom
Table | Incandescent |  | Standard A Lamp | 1 | 40 | 710092 | Bathroom
Ceiling Fixture | Incandescent |  | Standard A Lamp | 1 | 40 | 710092 | Bathroom
Wall Mount | Incandescent |  | Clear | 4 | 40 | 710101 | Bathroom
Recessed - other | Incandescent |  | Reflector | 1 | 150 | 710101 | Bathroom
Wall Mount | Incandescent |  | Clear | 4 | 40 | 710101 | Bathroom
Recessed - other | Incandescent |  | Reflector | 1 | 150 | 710101 | Bathroom
Table | Incandescent |  | Standard A Lamp | 1 | 100 | 710101 | Bathroom
Ceiling Fixture | Incandescent |  | Standard A Lamp | 1 | 100 | 710101 | Bathroom
Table | Incandescent |  | Standard A Lamp | 1 | 60 | 710101 | Bathroom
Ceiling Fixture | Incandescent |  | Standard A Lamp | 1 | 100 | 710101 | Bathroom
Ceiling Fixture | Incandescent |  | Standard A Lamp | 1 | 100 | 710101 | Bathroom
Ceiling Fixture | Incandescent |  | Standard A Lamp | 1 | 100 | 710101 | Bathroom
Other | Incandescent |  | Standard A Lamp | 1 | 60 | 710101 | Bathroom
Table | Incandescent |  | Standard A Lamp | 1 | 100 | 710101 | Bathroom
Wall Mount | Incandescent |  | Clear | 3 | 40 | 710102 | Bathroom
Wall Mount | Incandescent |  | Clear | 3 | 40 | 710102 | Bathroom
Table | Incandescent |  | Standard A Lamp | 1 | 60 | 710102 | Bathroom
Architectural | Compact Fluorescent |  | Twist | 1 | 14 | 710102 | Bathroom
Ceiling Fixture | Incandescent |  | Standard A Lamp | 1 | 75 | 710102 | Bathroom
Ceiling Fixture | Incandescent |  | Standard A Lamp | 1 | 60 | 710102 | Bathroom
Ceiling Fixture | Incandescent |  | Standard A Lamp | 1 | 75 | 710102 | Bathroom
Other | Incandescent |  | Standard A Lamp | 1 | 60 | 710102 | Bathroom
Table | Compact Fluorescent |  | Twist | 1 | 13 | 710102 | Bathroom
Floor lamp | Compact Fluorescent |  | Twist | 1 | 13 | 710102 | Bathroom
Chandelier (Hanging) | Compact Fluorescent |  | Twist | 1 | 13 | 710102 | Bathroom
Wall Mount | Incandescent |  | Globe | 6 | 40 | 710111 | Bathroom
Other | Incandescent |  | Standard A Lamp | 1 | 60 | 710111 | Bathroom
Ceiling Fixture | Compact Fluorescent |  | Twist | 2 | 23 | 710111 | Bathroom
Table | Compact Fluorescent |  | Twist | 1 | 13 | 710111 | Bathroom
Ceiling Fixture | Compact Fluorescent |  | Twist | 1 | 13 | 710111 | Bathroom
Table | Compact Fluorescent |  | Twist | 1 | 26 | 710111 | Bathroom
Table | Incandescent |  | Standard A Lamp | 1 | 40 | 710111 | Bathroom
Wall Mount | Incandescent |  | Standard A Lamp | 1 | 60 | 710111 | Bathroom
Ceiling Fixture | Compact Fluorescent |  | Twist | 3 | 13 | 710111 | Bathroom
Ceiling Fixture | Compact Fluorescent |  | Twist | 1 | 13 | 710111 | Bathroom
Other | Incandescent |  | Standard A Lamp | 2 | 25 | 710111 | Bathroom
Table | Compact Fluorescent |  | Twist | 1 | 18 | 710111 | Bathroom
Chandelier (Hanging) | Incandescent |  | Standard A Lamp | 1 | 60 | 710111 | Bathroom
Ceiling Fixture | Compact Fluorescent |  | Pin base | 1 | 13 | 710112 | Dining Room
Ceiling Fixture | Compact Fluorescent |  | Twist | 1 | 13 | 710112 | Dining Room
Other | Compact Fluorescent |  | Twist | 1 | 13 | 710112 | Dining Room
Ceiling Fan | Compact Fluorescent |  | Twist | 4 | 13 | 710112 | Dining Room
Wall Mount | Incandescent |  | Globe | 6 | 60 | 710112 | Dining Room
Recessed Can | Incandescent |  | Standard A Lamp | 1 | 60 | 710121 | Bathroom
Wall Mount | Incandescent |  | Standard A Lamp | 2 | 40 | 710121 | Bathroom
Ceiling Fixture | Compact Fluorescent |  | Twist | 1 | 15 | 710121 | Bathroom
Table | Incandescent |  | Standard A Lamp | 1 | 40 | 710121 | Bathroom
Ceiling Fixture | Compact Fluorescent |  | Twist | 3 | 13 | 710121 | Bathroom
Ceiling Fixture | Compact Fluorescent |  | Twist | 1 | 13 | 710121 | Bathroom
Ceiling Fixture | Compact Fluorescent |  | Twist | 1 | 13 | 710121 | Bathroom
Other | Incandescent |  | Standard A Lamp | 1 | 25 | 710121 | Bathroom
Floor lamp | Halogen |  | Quartz Tube | 1 | 300 | 710121 | Bathroom
Recessed Can | Incandescent |  | Heat Lamp | 1 | 150 | 710122 | Bathroom
Wall Mount | Incandescent |  | Standard A Lamp | 2 | 60 | 710122 | Bathroom
Ceiling Fixture | Compact Fluorescent |  | Twist | 2 | 13 | 710122 | Bathroom
Other | Incandescent |  | Standard A Lamp | 1 | 25 | 710122 | Bathroom
Floor lamp | Compact Fluorescent |  | Twist | 1 | 42 | 710122 | Bathroom
Table | Compact Fluorescent |  | Twist | 1 | 10 | 710122 | Bathroom
Wall Mount | Incandescent |  | Standard A Lamp | 2 | 60 | 710131 | Bathroom
Ceiling Fixture | Incandescent |  | Standard A Lamp | 1 | 40 | 710131 | Bathroom
Table | Compact Fluorescent |  | Twist | 1 | 13 | 710131 | Bathroom
Ceiling Fixture | Compact Fluorescent |  | Twist | 2 | 60 | 710131 | Bathroom
Ceiling Fixture | Compact Fluorescent |  | Twist | 2 | 13 | 710131 | Bathroom
Floor lamp | Halogen |  | Quartz Tube | 1 | 100 | 710131 | Bathroom
Table | Halogen |  | Quartz Tube | 1 | 100 | 710131 | Bathroom
Floor lamp | Incandescent |  | Standard A Lamp | 1 | 120 | 710131 | Bathroom
Wall Mount | Incandescent |  | Standard A Lamp | 2 | 60 | 710132 | Bathroom
Ceiling Fixture | Compact Fluorescent |  | Twist | 1 | 13 | 710132 | Bathroom
Ceiling Fixture | Incandescent |  | Standard A Lamp | 1 | 60 | 710132 | Bathroom
Ceiling Fixture | Compact Fluorescent |  | Twist | 2 | 13 | 710132 | Bathroom
Table | Compact Fluorescent |  | Twist | 1 | 13 | 710132 | Bathroom
Ceiling Fixture | Incandescent |  | Standard A Lamp | 1 | 60 | 710132 | Bathroom
Wall Mount | Compact Fluorescent |  | Twist | 2 | 15 | 710141 | Bathroom
Ceiling Fixture | Compact Fluorescent |  | Twist | 2 | 15 | 710141 | Bathroom
Ceiling Fixture | Compact Fluorescent |  | Twist | 2 | 13 | 710141 | Bathroom
Other | Halogen |  | Quartz Tube | 1 | 200 | 710141 | Bathroom
Ceiling Fixture | Compact Fluorescent |  | Twist | 2 | 13 | 710141 | Bathroom
Ceiling Fixture | Compact Fluorescent |  | Twist | 2 | 13 | 710141 | Bathroom
Table | Compact Fluorescent |  | Twist | 1 | 20 | 710141 | Bathroom
Architectural | Compact Fluorescent |  | Twist | 1 | 20 | 710141 | Bathroom
Table | Compact Fluorescent |  | Twist | 1 | 13 | 710141 | Bathroom
Wall Mount | Incandescent |  | Standard A Lamp | 4 | 60 | 710142 | Bathroom
Ceiling Fixture | Compact Fluorescent |  | Twist | 1 | 13 | 710142 | Bathroom
Torchiere | Incandescent |  | Decorative | 1 | 25 | 710142 | Bathroom
Floor lamp | Incandescent |  | Standard A Lamp | 2 | 60 | 710142 | Bathroom
Ceiling Fixture | Incandescent |  | Standard A Lamp | 1 | 60 | 710142 | Bathroom
Floor lamp | Incandescent |  | Standard A Lamp | 3 | 60 | 710142 | Bathroom
Ceiling Fixture | Compact Fluorescent |  | Twist | 2 | 19 | 710142 | Bathroom
Other | Incandescent |  | Standard A Lamp | 1 | 60 | 710142 | Bathroom
Wall Mount | Compact Fluorescent |  | Globe | 4 | 14 | 720011 | Bathroom
Other | Incandescent |  | Decorative | 1 | 7 | 720011 | Bathroom
Ceiling Fixture | Compact Fluorescent |  | Twist | 2 | 14 | 720011 | Bathroom
Ceiling Fixture | Compact Fluorescent |  | Twist | 2 | 14 | 720011 | Bathroom
Ceiling Fixture | Compact Fluorescent |  | Twist | 1 | 25 | 720011 | Bathroom
Ceiling Fixture | Compact Fluorescent |  | Circline (Screw Base) | 1 | 55 | 720011 | Bathroom
Ceiling Fixture | Compact Fluorescent |  | Twist | 1 | 25 | 720011 | Bathroom
Other | Incandescent |  | Standard A Lamp | 1 | 40 | 720011 | Bathroom
Floor lamp | Incandescent |  | Globe | 1 | 60 | 720011 | Bathroom
Wall Mount | Incandescent |  | Globe | 3 | 60 | 720012 | Bathroom
Ceiling Fixture | Incandescent |  | Standard A Lamp | 3 | 60 | 720012 | Bathroom
Table | Incandescent |  | 3-Way Incandescent | 3 | 150 | 720012 | Bathroom
Ceiling Fixture | Incandescent |  | Standard A Lamp | 1 | 75 | 720012 | Bathroom
Ceiling Fixture | Incandescent |  | Standard A Lamp | 3 | 60 | 720012 | Bathroom
Ceiling Fixture | Compact Fluorescent |  | A shape bulb | 1 | 20 | 720012 | Bathroom
Other | Incandescent |  | Standard A Lamp | 1 | 60 | 720012 | Bathroom
Table | Incandescent |  | Other | 1 | 60 | 720012 | Bathroom
Floor lamp | Incandescent |  | Standard A Lamp | 2 | 60 | 720012 | Bathroom
Floor lamp | Incandescent |  | 3-Way Incandescent | 1 | 150 | 720012 | Bathroom
Wall Mount | Incandescent |  | Clear | 4 | 40 | 720021 | Bathroom
Recessed - other | Incandescent |  | Heat Lamp | 1 | 150 | 720021 | Bathroom
Wall Mount | Incandescent |  | Globe | 4 | 40 | 720021 | Bathroom
Recessed - other | Incandescent |  | Heat Lamp | 1 | 150 | 720021 | Bathroom
Table | Incandescent |  | Standard A Lamp | 1 | 75 | 720021 | Bathroom
Table | Incandescent |  | Standard A Lamp | 1 | 60 | 720021 | Bathroom
Ceiling Fixture | Incandescent |  | Standard A Lamp | 2 | 75 | 720021 | Bathroom
Other | Linear Fluorescent | 1 | T-4 | 1 | 8 | 720021 | Bathroom
Recessed Can | Incandescent |  | Reflector | 1 | 65 | 720021 | Bathroom
Other | Halogen |  | Other | 2 | 20 | 720021 | Bathroom
Table | Compact Fluorescent |  | Twist | 1 | 13 | 720021 | Bathroom
Floor lamp | Compact Fluorescent |  | Twist | 1 | 20 | 720021 | Bathroom
Ceiling Fixture | Incandescent |  | Standard A Lamp | 1 | 40 | 720021 | Bathroom
Chandelier (Hanging) | Compact Fluorescent |  | Circline (Screw Base) | 1 | 23 | 720021 | Bathroom
Ceiling Fixture | Incandescent |  | Standard A Lamp | 1 | 75 | 720021 | Bathroom
Table | Compact Fluorescent |  | Twist | 1 | 13 | 720021 | Bathroom
Ceiling Fixture | Incandescent |  | Standard A Lamp | 2 | 75 | 720021 | Bathroom
Wall Mount | Incandescent |  | Globe | 4 | 40 | 720022 | Bathroom
Recessed - other | Incandescent |  | Heat Lamp | 1 | 150 | 720022 | Bathroom
Wall Mount | Incandescent |  | Clear | 4 | 40 | 720022 | Bathroom
Recessed - other | Incandescent |  | Heat Lamp | 1 | 150 | 720022 | Bathroom
Ceiling Fixture | Incandescent |  | Standard A Lamp | 2 | 60 | 720022 | Bathroom
Table | Incandescent |  | Decorative | 1 | 40 | 720022 | Bathroom
Ceiling Fixture | Compact Fluorescent |  | A shape bulb | 1 | 15 | 720022 | Bathroom
Ceiling Fixture | Incandescent |  | Standard A Lamp | 1 | 60 | 720022 | Bathroom
Recessed Can | Incandescent |  | Reflector | 1 | 75 | 720022 | Bathroom
Recessed Can | Compact Fluorescent |  | A shape bulb | 1 | 15 | 720022 | Bathroom
Other | Halogen |  | Other | 2 | 20 | 720022 | Bathroom
Table | Compact Fluorescent |  | Twist | 1 | 25 | 720022 | Bathroom
Ceiling Fixture | Compact Fluorescent |  | A shape bulb | 1 | 15 | 720022 | Bathroom
Chandelier (Hanging) | Incandescent |  | Decorative | 3 | 40 | 720022 | Bathroom
Torchiere | Halogen |  | Other | 1 | 75 | 720022 | Bathroom
Torchiere | Compact Fluorescent |  | Twist | 1 | 25 | 720022 | Bathroom
Ceiling Fixture | Incandescent |  | Standard A Lamp | 2 | 60 | 720022 | Bathroom
Wall Mount | Incandescent |  | Globe | 4 | 60 | 720031 | Bathroom
Recessed - other | Incandescent |  | Heat Lamp | 1 | 250 | 720031 | Bathroom
Table | Compact Fluorescent |  | Twist | 1 | 13 | 720031 | Bathroom
Ceiling Fixture | Compact Fluorescent |  | Twist | 1 | 23 | 720031 | Bathroom
Ceiling Fan | Incandescent |  | Decorative | 3 | 40 | 720031 | Bathroom
Ceiling Fixture | Incandescent |  | Standard A Lamp | 1 | 60 | 720031 | Bathroom
Ceiling Fixture | Compact Fluorescent |  | Twist | 3 | 13 | 720031 | Bathroom
Other | Incandescent |  | Mini base | 2 | 5 | 720031 | Bathroom
Floor lamp | Incandescent |  | 3-Way Incandescent | 1 | 150 | 720031 | Bathroom
Table | Incandescent |  | 3-Way Incandescent | 1 | 150 | 720031 | Bathroom
Wall Mount | Incandescent |  | Globe | 4 | 60 | 720032 | Bathroom
Recessed - other | Incandescent |  | Heat Lamp | 1 | 250 | 720032 | Bathroom
Table | Incandescent |  | 3-Way Incandescent | 1 | 150 | 720032 | Bathroom
Chandelier (Hanging) | Incandescent |  | Decorative | 5 | 25 | 720032 | Bathroom
Ceiling Fixture | Incandescent |  | Standard A Lamp | 1 | 60 | 720032 | Bathroom
Other | Incandescent |  | Decorative | 1 | 40 | 720032 | Bathroom
Wall Mount | Linear Fluorescent | 2 | T-12 | 1 | 20 | 720032 | Bathroom
Ceiling Fixture | Compact Fluorescent |  | Twist | 3 | 13 | 720032 | Bathroom
Table | Incandescent |  | 3-Way Incandescent | 1 | 150 | 720032 | Bathroom
Recessed - other | Compact Fluorescent |  | Twist | 1 | 13 | 720041 | Bathroom
Wall Mount | Compact Fluorescent |  | Twist | 1 | 13 | 720041 | Bathroom
Table | Incandescent |  | Standard A Lamp | 1 | 40 | 720041 | Bathroom
Ceiling Fixture | Incandescent |  | Standard A Lamp | 2 | 60 | 720041 | Bathroom
Chandelier (Hanging) | Incandescent |  | Decorative | 5 | 40 | 720041 | Bathroom
Ceiling Fixture | Compact Fluorescent |  | Twist | 1 | 13 | 720041 | Bathroom
Ceiling Fixture | Compact Fluorescent |  | Twist | 1 | 23 | 720041 | Bathroom
Table | Incandescent |  | Standard A Lamp | 1 | 75 | 720041 | Bathroom
Floor lamp | Incandescent |  | Standard A Lamp | 1 | 40 | 720041 | Bathroom
Torchiere | Halogen |  | Quartz Tube | 1 | 500 | 720041 | Bathroom
Recessed - other | Compact Fluorescent |  | Twist | 1 | 13 | 720042 | Bathroom
Wall Mount | Compact Fluorescent |  | Twist | 1 | 23 | 720042 | Bathroom
Table | Compact Fluorescent |  | Straight Tube | 1 | 10 | 720042 | Bathroom
Ceiling Fixture | Compact Fluorescent |  | Twist | 1 | 19 | 720042 | Bathroom
Chandelier (Hanging) | Incandescent |  | Decorative | 5 | 40 | 720042 | Bathroom
Ceiling Fixture | Compact Fluorescent |  | Twist | 1 | 13 | 720042 | Bathroom
Ceiling Fixture | Compact Fluorescent |  | Twist | 1 | 23 | 720042 | Bathroom
Floor lamp | Incandescent |  | Standard A Lamp | 3 | 60 | 720042 | Bathroom
Wall Mount | Incandescent |  | Standard A Lamp | 2 | 60 | 720051 | Bathroom
Recessed Can | Incandescent |  | Heat Lamp | 1 | 120 | 720051 | Bathroom
Wall Mount | Compact Fluorescent |  | Twist | 2 | 13 | 720051 | Bathroom
Wall Mount | Incandescent |  | Standard A Lamp | 1 | 60 | 720051 | Bathroom
Recessed Can | Incandescent |  | Heat Lamp | 1 | 250 | 720051 | Bathroom
Ceiling Fixture | Compact Fluorescent |  | Twist | 1 | 13 | 720051 | Bathroom
Floor lamp | Compact Fluorescent |  | Twist | 1 | 23 | 720051 | Bathroom
Ceiling Fixture | Incandescent |  | Standard A Lamp | 1 | 60 | 720051 | Bathroom
Ceiling Fixture | Incandescent |  | Standard A Lamp | 1 | 120 | 720051 | Bathroom
Ceiling Fan | Incandescent |  | Decorative | 4 | 40 | 720051 | Bathroom
Ceiling Fixture | Compact Fluorescent |  | Twist | 1 | 13 | 720051 | Bathroom
Ceiling Fixture | Linear Fluorescent |  | Fluorescent Other | 1 | 22 | 720051 | Bathroom
Recessed - other | Compact Fluorescent |  | Twist | 1 | 13 | 720051 | Bathroom
Floor lamp | Compact Fluorescent |  | Twist | 3 | 13 | 720051 | Bathroom
Floor lamp | Incandescent |  | Standard A Lamp | 1 | 40 | 720051 | Bathroom
Wall Mount | Incandescent |  | Globe | 4 | 40 | 720052 | Bathroom
Wall Mount | Incandescent |  | Globe | 4 | 40 | 720052 | Bathroom
Table | Incandescent |  | Clear | 1 | 60 | 720052 | Bathroom
Floor lamp | Incandescent |  | Standard A Lamp | 1 | 60 | 720052 | Bathroom
Recessed Can | Incandescent |  | Reflector | 1 | 65 | 720052 | Bathroom
Floor lamp | Incandescent |  | Standard A Lamp | 1 | 60 | 720052 | Bathroom
Recessed Can | Incandescent |  | Reflector | 1 | 65 | 720052 | Bathroom
Ceiling Fan | Incandescent |  | Decorative | 4 | 40 | 720052 | Bathroom
Ceiling Fixture | Linear Fluorescent | 4 | T-8 | 2 | 32 | 720052 | Bathroom
Floor lamp | Incandescent |  | Standard A Lamp | 2 | 60 | 720052 | Bathroom
Torchiere | Incandescent |  | Standard A Lamp | 1 | 60 | 720052 | Bathroom
Wall Mount | Linear Fluorescent | 2 | T-8 | 2 | 17 | 720061 | Bathroom
Recessed - other | Incandescent |  | Reflector | 1 | 65 | 720061 | Bathroom
Table | Compact Fluorescent |  | Twist | 1 | 13 | 720061 | Bathroom
Chandelier (Hanging) | Compact Fluorescent |  | Twist | 1 | 13 | 720061 | Bathroom
Ceiling Fixture | Compact Fluorescent |  | Twist | 1 | 13 | 720061 | Bathroom
Ceiling Fixture | Linear Fluorescent | 4 | T-12 | 2 | 32 | 720061 | Bathroom
Table | Incandescent |  | Standard A Lamp | 1 | 40 | 720061 | Bathroom
Torchiere | Compact Fluorescent |  | Twist | 1 | 13 | 720061 | Bathroom
Wall Mount | Linear Fluorescent | 2 | T-8 | 2 | 17 | 720062 | Bathroom
Recessed - other | Incandescent |  | Reflector | 1 | 65 | 720062 | Bathroom
Table | Compact Fluorescent |  | Twist | 1 | 13 | 720062 | Bathroom
Floor lamp | Compact Fluorescent |  | Twist | 3 | 9 | 720062 | Bathroom
Ceiling Fixture | Compact Fluorescent |  | Twist | 1 | 9 | 720062 | Bathroom
Chandelier (Hanging) | Compact Fluorescent |  | Twist | 1 | 9 | 720062 | Bathroom
Torchiere | Incandescent |  | 3-Way Incandescent | 1 | 100 | 720062 | Bathroom
Ceiling Fixture | Compact Fluorescent |  | Twist | 1 | 13 | 720062 | Bathroom
Ceiling Fixture | Linear Fluorescent | 4 | T-12 | 2 | 32 | 720062 | Bathroom
Table | Incandescent |  | Standard A Lamp | 1 | 75 | 720062 | Bathroom
Table | Compact Fluorescent |  | Twist | 1 | 9 | 720062 | Bathroom
Wall Mount | Incandescent |  | Globe | 4 | 40 | 720071 | Bathroom
Wall Mount | Incandescent |  | Globe | 4 | 40 | 720071 | Bathroom
Recessed - other | Incandescent |  | Heat Lamp | 1 | 250 | 720071 | Bathroom
Ceiling Fixture | Incandescent |  | Standard A Lamp | 2 | 40 | 720071 | Bathroom
Ceiling Fixture | Incandescent |  | Standard A Lamp | 2 | 40 | 720071 | Bathroom
Ceiling Fixture | Incandescent |  | Standard A Lamp | 1 | 100 | 720071 | Bathroom
Ceiling Fan | Incandescent |  | Decorative | 4 | 40 | 720071 | Bathroom
Other | Incandescent |  | Mini base | 1 | 40 | 720071 | Bathroom
Torchiere | Incandescent |  | Globe | 1 | 40 | 720071 | Bathroom
Ceiling Fixture | Incandescent |  | Standard A Lamp | 2 | 60 | 720071 | Bathroom
Table | Compact Fluorescent |  | Twist | 1 | 13 | 720071 | Bathroom
Wall Mount | Incandescent |  | Globe | 4 | 40 | 720072 | Bathroom
Wall Mount | Incandescent |  | Globe | 5 | 40 | 720072 | Bathroom
Recessed - other | Incandescent |  | Heat Lamp | 1 | 250 | 720072 | Bathroom
Ceiling Fixture | Incandescent |  | Standard A Lamp | 2 | 60 | 720072 | Bathroom
Torchiere | Compact Fluorescent |  | Twist | 3 | 13 | 720072 | Bathroom
Ceiling Fixture | Compact Fluorescent |  | Twist | 2 | 13 | 720072 | Bathroom
Ceiling Fixture | Incandescent |  | Standard A Lamp | 1 | 60 | 720072 | Bathroom
Ceiling Fan | Incandescent |  | Decorative | 4 | 40 | 720072 | Bathroom
Other | Incandescent |  | Decorative | 1 | 40 | 720072 | Bathroom
Wall Mount | Linear Fluorescent | 1 | T-5 | 1 | 8 | 720072 | Bathroom
Table | Incandescent |  | Decorative | 3 | 40 | 720072 | Bathroom
Ceiling Fixture | Compact Fluorescent |  | Twist | 2 | 13 | 720072 | Bathroom
Table | Compact Fluorescent |  | Twist | 1 | 13 | 720072 | Bathroom
Wall Mount | Incandescent |  | Globe | 4 | 60 | 720081 | Bathroom
Recessed - other | Incandescent |  | Heat Lamp | 2 | 250 | 720081 | Bathroom
Ceiling Fan | Incandescent |  | Standard A Lamp | 3 | 60 | 720081 | Bathroom
Table | Incandescent |  | Standard A Lamp | 1 | 60 | 720081 | Bathroom
Table | Incandescent |  | Standard A Lamp | 1 | 100 | 720081 | Bathroom
Ceiling Fixture | Incandescent |  | Standard A Lamp | 1 | 100 | 720081 | Bathroom
Recessed - other | Linear Fluorescent | 1.5 | T-8 | 1 | 15 | 720081 | Bathroom
Other | Incandescent |  | Other | 1 | 100 | 720081 | Bathroom
Floor lamp | Incandescent |  | Standard A Lamp | 1 | 100 | 720081 | Bathroom
Floor lamp | Incandescent |  | Standard A Lamp | 3 | 60 | 720081 | Bathroom
Table | Incandescent |  | Standard A Lamp | 1 | 60 | 720081 | Bathroom
Table | Incandescent |  | Standard A Lamp | 2 | 60 | 720081 | Bathroom
Table | Compact Fluorescent |  | Twist | 1 | 23 | 720081 | Bathroom
Wall Mount | Incandescent |  | Standard A Lamp | 3 | 60 | 720082 | Bathroom
Recessed - other | Incandescent |  | Heat Lamp | 2 | 250 | 720082 | Bathroom
Ceiling Fan | Incandescent |  | Decorative | 3 | 40 | 720082 | Bathroom
Table | Incandescent |  | Standard A Lamp | 1 | 60 | 720082 | Bathroom
Ceiling Fixture | Incandescent |  | Standard A Lamp | 1 | 75 | 720082 | Bathroom
Ceiling Fixture | Incandescent |  | Standard A Lamp | 1 | 60 | 720082 | Bathroom
Ceiling Fixture | Incandescent |  | Standard A Lamp | 3 | 60 | 720082 | Bathroom
Floor lamp | Incandescent |  | Standard A Lamp | 1 | 100 | 720082 | Bathroom
Ceiling Fixture | Incandescent |  | Decorative | 3 | 40 | 720082 | Bathroom
Ceiling Fan | Incandescent |  | Decorative | 3 | 60 | 720082 | Bathroom
Table | Incandescent |  | Standard A Lamp | 1 | 60 | 720082 | Bathroom
Wall Mount | Incandescent |  | Standard A Lamp | 4 | 60 | 720091 | Bathroom
Ceiling Fixture | Incandescent |  | Standard A Lamp | 1 | 75 | 720091 | Bathroom
Ceiling Fixture | Incandescent |  | Standard A Lamp | 1 | 60 | 720091 | Bathroom
Ceiling Fixture | Incandescent |  | Standard A Lamp | 1 | 75 | 720091 | Bathroom
Wall Mount | Incandescent |  | Globe | 3 | 40 | 720091 | Bathroom
Other | Incandescent |  | Decorative | 1 | 40 | 720091 | Bathroom
Chandelier (Hanging) | Compact Fluorescent |  | Twist | 1 | 15 | 720091 | Bathroom
Ceiling Fixture | Compact Fluorescent |  | Twist | 1 | 23 | 720091 | Bathroom
Other | Linear Fluorescent | 2 | T-8 | 1 | 17 | 720091 | Bathroom
Other | Linear Fluorescent | 1.4 | T-5 | 1 | 17 | 720091 | Bathroom
Table | Incandescent |  | Decorative | 1 | 40 | 720091 | Bathroom
Table | Compact Fluorescent |  | Twist | 1 | 42 | 720091 | Bathroom
Ceiling Fixture | Incandescent |  | Standard A Lamp | 1 | 75 | 720091 | Bathroom
Floor lamp | Incandescent |  | Standard A Lamp | 1 | 75 | 720091 | Bathroom
Wall Mount | Compact Fluorescent |  | Twist | 2 | 13 | 720092 | Bathroom
Ceiling Fixture | Compact Fluorescent |  | Twist | 2 | 13 | 720092 | Bathroom
Ceiling Fixture | Incandescent |  | Standard A Lamp | 1 | 40 | 720092 | Bathroom
Wall Mount | Incandescent |  | Globe | 3 | 60 | 720092 | Bathroom
Ceiling Fixture | Compact Fluorescent |  | Twist | 1 | 23 | 720092 | Bathroom
Floor lamp | Other |  | LED Interior | 1 | 8 | 720092 | Bathroom
Ceiling Fixture | Compact Fluorescent |  | Twist | 1 | 15 | 720092 | Bathroom
Chandelier (Hanging) | Compact Fluorescent |  | Twist | 1 | 15 | 720092 | Bathroom
Ceiling Fixture | Compact Fluorescent |  | Twist | 2 | 13 | 720092 | Bathroom
Table | Incandescent |  | Clear | 1 | 13 | 720092 | Bathroom
Ceiling Fixture | Compact Fluorescent |  | Twist | 1 | 13 | 720092 | Bathroom
Wall Mount | Incandescent |  | Globe | 4 | 60 | 720101 | Bathroom
Recessed - other | Incandescent |  | Heat Lamp | 1 | 250 | 720101 | Bathroom
Ceiling Fixture | Incandescent |  | Standard A Lamp | 1 | 60 | 720101 | Bathroom
Floor lamp | Incandescent |  | Standard A Lamp | 1 | 60 | 720101 | Bathroom
Ceiling Fixture | Compact Fluorescent |  | Twist | 1 | 14 | 720101 | Bathroom
Ceiling Fixture | Incandescent |  | Standard A Lamp | 1 | 60 | 720101 | Bathroom
Ceiling Fixture | Linear Fluorescent | 4 | T-8 | 2 | 32 | 720101 | Bathroom
Floor lamp | Incandescent |  | Decorative | 2 | 25 | 720101 | Bathroom
Table | Incandescent |  | Decorative | 5 | 25 | 720101 | Bathroom
Ceiling Fan | Incandescent |  | Clear | 1 | 60 | 720101 | Bathroom
Table | Compact Fluorescent |  | Pin base | 1 | 15 | 720101 | Bathroom
Table | Compact Fluorescent |  | Twist | 1 | 15 | 720101 | Bathroom
Torchiere | Incandescent |  | Decorative | 1 | 60 | 720101 | Bathroom
Other | Other |  | Other |  |  | 720101 | Bathroom
Wall Mount | Incandescent |  | Globe | 4 | 60 | 720102 | Bathroom
Recessed - other | Incandescent |  | Heat Lamp | 1 | 250 | 720102 | Bathroom
Ceiling Fixture | Incandescent |  | Standard A Lamp | 2 | 60 | 720102 | Bathroom
Ceiling Fan | Compact Fluorescent |  | Twist | 1 | 13 | 720102 | Bathroom
Ceiling Fixture | Linear Fluorescent | 4 | T-8 | 2 | 23 | 720102 | Bathroom
Torchiere | Compact Fluorescent |  | Twist | 1 | 23 | 720102 | Bathroom
Ceiling Fixture | Incandescent |  | Standard A Lamp | 2 | 60 | 720102 | Bathroom
Table | Incandescent |  | Standard A Lamp | 1 | 60 | 720102 | Bathroom
Wall Mount | Compact Fluorescent |  | Twist | 4 | 11 | 730011 | Bathroom
Recessed Can | Incandescent |  | Heat Lamp | 1 | 250 | 730011 | Bathroom
Wall Mount | Compact Fluorescent |  | Twist | 4 | 13 | 730011 | Bathroom
Recessed Can | Incandescent |  | Heat Lamp | 1 | 250 | 730011 | Bathroom
Ceiling Fan | Compact Fluorescent |  | Twist | 3 | 13 | 730011 | Bathroom
Table | Compact Fluorescent |  | Twist | 2 | 13 | 730011 | Bathroom
Table | Incandescent |  | 3-Way Incandescent | 1 | 75 | 730011 | Bathroom
Ceiling Fixture | Compact Fluorescent |  | Twist | 2 | 13 | 730011 | Bathroom
Table | Compact Fluorescent |  | Twist | 1 | 9 | 730011 | Bathroom
Table | Incandescent |  | Clear | 1 | 40 | 730011 | Bathroom
Ceiling Fixture | Compact Fluorescent |  | Twist | 2 | 13 | 730011 | Bathroom
Chandelier (Hanging) | Incandescent |  | Standard A Lamp | 3 | 60 | 730011 | Bathroom
Table | Compact Fluorescent |  | Twist | 1 | 13 | 730011 | Bathroom
Table | Compact Fluorescent |  | Twist | 2 | 11 | 730011 | Bathroom
Ceiling Fixture | Incandescent |  | Standard A Lamp | 2 | 40 | 730011 | Bathroom
Ceiling Fixture | Incandescent |  | Standard A Lamp | 2 | 60 | 730011 | Bathroom
Ceiling Fixture | Linear Fluorescent | 4 | T-12 | 1 | 40 | 730011 | Bathroom
Torchiere | Incandescent |  | 3-Way Incandescent | 1 | 100 | 730011 | Bathroom
Floor lamp | Compact Fluorescent |  | Twist | 3 | 15 | 730011 | Bathroom
Table | Compact Fluorescent |  | Twist | 2 | 13 | 730011 | Bathroom
Other | Incandescent |  | Decorative | 1 | 40 | 730011 | Bathroom
Other | Compact Fluorescent |  | Twist | 1 | 13 | 730011 | Bathroom
Wall Mount | Incandescent |  | Standard A Lamp | 3 | 40 | 730012 | Bathroom
Recessed Can | Incandescent |  | Heat Lamp | 1 | 250 | 730012 | Bathroom
Wall Mount | Incandescent |  | Standard A Lamp | 3 | 60 | 730012 | Bathroom
Recessed Can | Incandescent |  | Heat Lamp | 1 | 250 | 730012 | Bathroom
Ceiling Fixture | Incandescent |  | Standard A Lamp | 2 | 60 | 730012 | Bathroom
Table | Incandescent |  | Decorative | 2 | 40 | 730012 | Bathroom
Ceiling Fixture | Incandescent |  | Clear | 4 | 25 | 730012 | Bathroom
Floor lamp | Incandescent |  | 3-Way Incandescent | 1 | 100 | 730012 | Bathroom
Ceiling Fixture | Incandescent |  | Standard A Lamp | 1 | 75 | 730012 | Bathroom
Chandelier (Hanging) | Incandescent |  | Decorative | 5 | 25 | 730012 | Bathroom
Ceiling Fixture | Incandescent |  | Standard A Lamp | 1 | 60 | 730012 | Bathroom
Ceiling Fixture | Linear Fluorescent | 4 | T-12 | 1 | 40 | 730012 | Bathroom
Other | Incandescent |  | Other | 2 | 25 | 730012 | Bathroom
Table | Incandescent |  | 3-Way Incandescent | 1 | 100 | 730012 | Bathroom
Floor lamp | Incandescent |  | 3-Way Incandescent | 1 | 200 | 730012 | Bathroom
Wall Mount | Compact Fluorescent |  | Twist | 3 | 13 | 730021 | Bathroom
Ceiling Fixture | Compact Fluorescent |  | Twist | 1 | 13 | 730021 | Bathroom
Ceiling Fixture | Linear Fluorescent | 4 | T-12 | 2 | 25 | 730021 | Bathroom
Table | Compact Fluorescent |  | Twist | 1 | 7 | 730021 | Bathroom
Floor lamp | Incandescent |  | Standard A Lamp | 2 | 60 | 730021 | Bathroom
Ceiling Fixture | Compact Fluorescent |  | Twist | 1 | 13 | 730021 | Bathroom
Wall Mount | Incandescent |  | Standard A Lamp | 2 | 57 | 730022 | Bathroom
Ceiling Fixture | Incandescent |  | Standard A Lamp | 2 | 57 | 730022 | Bathroom
Ceiling Fixture | Incandescent |  | Standard A Lamp | 1 | 57 | 730022 | Bathroom
Ceiling Fixture | Incandescent |  | Standard A Lamp | 1 | 57 | 730022 | Bathroom
Ceiling Fixture | Incandescent |  | Standard A Lamp | 1 | 57 | 730022 | Bathroom
Ceiling Fixture | Incandescent |  | Standard A Lamp | 1 | 75 | 730022 | Bathroom
Wall Mount | Compact Fluorescent |  | Twist | 4 | 13 | 730031 | Bathroom
Recessed Can | Incandescent |  | Heat Lamp | 1 | 250 | 730031 | Bathroom
Wall Mount | Compact Fluorescent |  | Twist | 4 | 13 | 730031 | Bathroom
Ceiling Fixture | Compact Fluorescent |  | Twist | 1 | 13 | 730031 | Bathroom
Ceiling Fixture | Compact Fluorescent |  | Twist | 1 | 13 | 730031 | Bathroom
Ceiling Fixture | Incandescent |  | Standard A Lamp | 1 | 60 | 730031 | Bathroom
Table | Incandescent |  | Mini base | 1 | 25 | 730031 | Bathroom
Ceiling Fixture | Incandescent |  | Standard A Lamp | 1 | 60 | 730031 | Bathroom
Ceiling Fixture | Compact Fluorescent |  | Twist | 1 | 13 | 730031 | Bathroom
Ceiling Fixture | Linear Fluorescent | 4 | T-12 | 2 | 40 | 730031 | Bathroom
Recessed - other | Incandescent |  | Mini base | 1 | 40 | 730031 | Bathroom
Ceiling Fixture | Compact Fluorescent |  | Twist | 1 | 13 | 730031 | Bathroom
Ceiling Fixture | Incandescent |  | Standard A Lamp | 1 | 60 | 730031 | Bathroom
Wall Mount | Compact Fluorescent |  | Twist | 4 | 13 | 730032 | Bathroom
Recessed Can | Incandescent |  | Heat Lamp | 1 | 250 | 730032 | Bathroom
Ceiling Fixture | Incandescent |  | Standard A Lamp | 1 | 60 | 730032 | Bathroom
Table | Compact Fluorescent |  | Twist | 1 | 28 | 730032 | Bathroom
Ceiling Fixture | Incandescent |  | Standard A Lamp | 3 | 60 | 730032 | Bathroom
Ceiling Fixture | Compact Fluorescent |  | Twist | 1 | 13 | 730032 | Bathroom
Ceiling Fixture | Linear Fluorescent | 4 | T-12 | 2 | 40 | 730032 | Bathroom
Recessed - other | Incandescent |  | Mini base | 1 | 40 | 730032 | Bathroom
Ceiling Fixture | Compact Fluorescent |  | Twist | 1 | 13 | 730032 | Bathroom
Ceiling Fixture | Incandescent |  | Standard A Lamp | 1 | 60 | 730032 | Bathroom
Wall Mount | Incandescent |  | Globe | 4 | 60 | 730041 | Bathroom
Recessed - other | Incandescent |  | Heat Lamp | 1 | 250 | 730041 | Bathroom
Ceiling Fixture | Compact Fluorescent |  | Pin base | 2 | 13 | 730041 | Bathroom
Ceiling Fixture | Incandescent |  | Standard A Lamp | 3 | 75 | 730041 | Bathroom
Ceiling Fixture | Incandescent |  | Standard A Lamp | 1 | 60 | 730041 | Bathroom
Ceiling Fixture | Linear Fluorescent | 4 | T-8 | 2 | 32 | 730041 | Bathroom
Other | Incandescent |  | Standard A Lamp | 1 | 40 | 730041 | Bathroom
Floor lamp | Compact Fluorescent |  | Twist | 1 | 13 | 730041 | Bathroom
Wall Mount | Incandescent |  | Globe | 4 | 60 | 730042 | Bathroom
Recessed Can | Incandescent |  | Heat Lamp | 1 | 250 | 730042 | Bathroom
Ceiling Fixture | Compact Fluorescent |  | Pin base | 2 | 13 | 730042 | Bathroom
Table | Compact Fluorescent |  | Twist | 1 | 10 | 730042 | Bathroom
Ceiling Fixture | Compact Fluorescent |  | Circline (Screw Base) | 2 | 32 | 730042 | Bathroom
Ceiling Fixture | Incandescent |  | Standard A Lamp | 1 | 60 | 730042 | Bathroom
Ceiling Fixture | Linear Fluorescent | 4 | T-8 | 2 | 32 | 730042 | Bathroom
Other | Incandescent |  | Standard A Lamp | 1 | 40 | 730042 | Bathroom
Table | Compact Fluorescent |  | Twist | 1 | 10 | 730042 | Bathroom
Wall Mount | Incandescent |  | Standard A Lamp | 3 | 60 | 730051 | Bathroom
Recessed - other | Incandescent |  | Standard A Lamp | 1 | 100 | 730051 | Bathroom
Table | Incandescent |  | 3-Way Incandescent | 1 | 150 | 730051 | Bathroom
Table | Incandescent |  | 3-Way Incandescent | 1 | 250 | 730051 | Bathroom
Ceiling Fixture | Incandescent |  | Standard A Lamp | 2 | 60 | 730051 | Bathroom
Ceiling Fixture | Compact Fluorescent |  | Twist | 2 | 27 | 730051 | Bathroom
Other | Incandescent |  | Standard A Lamp | 1 | 40 | 730051 | Bathroom
Ceiling Fan | Incandescent |  | Mini base | 4 | 40 | 730051 | Bathroom
Table | Incandescent |  | 3-Way Incandescent | 1 | 250 | 730051 | Bathroom
Ceiling Fixture | Halogen |  | MR | 1 | 50 | 730051 | Bathroom
Wall Mount | Incandescent |  | Standard A Lamp | 3 | 60 | 730052 | Bathroom
Recessed - other | Incandescent |  | Standard A Lamp | 1 | 100 | 730052 | Bathroom
Table | Compact Fluorescent |  | Twist | 1 | 13 | 730052 | Bathroom
Table | Incandescent |  | Standard A Lamp | 1 | 60 | 730052 | Bathroom
Table | Compact Fluorescent |  | Twist | 1 | 23 | 730052 | Bathroom
Table | Compact Fluorescent |  | Twist | 1 | 7 | 730052 | Bathroom
Table | Compact Fluorescent |  | Twist | 1 | 23 | 730052 | Bathroom
Table | Compact Fluorescent |  | Circline (Screw Base) | 1 | 18 | 730052 | Bathroom
Floor lamp | Compact Fluorescent |  | Twist | 1 | 23 | 730052 | Bathroom
Other | Other |  | LED Interior | 1 | 1 | 730052 | Bathroom
Ceiling Fan | Incandescent |  | Mini base | 4 | 40 | 730052 | Bathroom
Ceiling Fixture | Incandescent |  | Standard A Lamp | 2 | 60 | 730052 | Bathroom
Other | Compact Fluorescent |  | Straight Tube | 1 | 20 | 730052 | Bathroom
Ceiling Fixture | Compact Fluorescent |  | Twist | 2 | 27 | 730052 | Bathroom
Other | Compact Fluorescent |  | Twist | 1 | 23 | 730052 | Bathroom
Other | Linear Fluorescent | 1.5 | T-5 | 1 | 17 | 730052 | Bathroom
Other | Linear Fluorescent | 1 | T-5 | 1 | 8 | 730052 | Bathroom
Table | Compact Fluorescent |  | Twist | 1 | 23 | 730052 | Bathroom
Table | Incandescent |  | 3-Way Incandescent | 1 | 150 | 730052 | Bathroom
Wall Mount | Incandescent |  | Standard A Lamp | 1 | 75 | 730061 | Bathroom
Ceiling Fixture | Incandescent |  | Standard A Lamp | 1 | 100 | 730061 | Bathroom
Ceiling Fixture | Incandescent |  | Standard A Lamp | 2 | 40 | 730061 | Bathroom
Other | Incandescent |  | Standard A Lamp | 1 | 40 | 730061 | Bathroom
Ceiling Fixture | Incandescent |  | Standard A Lamp | 1 | 75 | 730061 | Bathroom
Floor lamp | Compact Fluorescent |  | Twist | 1 | 14 | 730061 | Bathroom
Floor lamp | Incandescent |  | Decorative | 5 | 25 | 730061 | Bathroom
Ceiling Fixture | Incandescent |  | Standard A Lamp | 1 | 100 | 730061 | Bathroom
Wall Mount | Incandescent |  | Standard A Lamp | 3 | 40 | 730062 | Bathroom
Ceiling Fixture | Incandescent |  | Standard A Lamp | 1 | 100 | 730062 | Bathroom
Floor lamp | Incandescent |  | Standard A Lamp | 1 | 40 | 730062 | Bathroom
Chandelier (Hanging) | Incandescent |  | Standard A Lamp | 1 | 60 | 730062 | Bathroom
Ceiling Fixture | Incandescent |  | Standard A Lamp | 1 | 60 | 730062 | Bathroom
Ceiling Fixture | Incandescent |  | Standard A Lamp | 2 | 75 | 730062 | Bathroom
Other | Incandescent |  | Standard A Lamp | 1 | 40 | 730062 | Bathroom
Floor lamp | Compact Fluorescent |  | Twist | 1 | 13 | 730062 | Bathroom
Recessed Can | Incandescent |  | Other | 1 | 65 | 730062 | Bathroom
Ceiling Fixture | Incandescent |  | Standard A Lamp | 1 | 60 | 730062 | Bathroom
Wall Mount | Incandescent |  | Standard A Lamp | 4 | 60 | 730071 | Bathroom
Ceiling Fixture | Incandescent |  | Standard A Lamp | 1 | 60 | 730071 | Bathroom
Ceiling Fixture | Incandescent |  | Standard A Lamp | 1 | 75 | 730071 | Bathroom
Wall Mount | Incandescent |  | Standard A Lamp | 1 | 60 | 730071 | Bathroom
Track | Incandescent |  | Standard A Lamp | 3 | 60 | 730071 | Bathroom
Table | Incandescent |  | Standard A Lamp | 1 | 60 | 730071 | Bathroom
Ceiling Fixture | Incandescent |  | Standard A Lamp | 1 | 60 | 730071 | Bathroom
Wall Mount | Incandescent |  | Standard A Lamp | 2 | 60 | 730072 | Bathroom
Recessed Can | Incandescent |  | Standard A Lamp | 1 | 60 | 730072 | Bathroom
Ceiling Fixture | Compact Fluorescent |  | Twist | 2 | 13 | 730072 | Bathroom
Ceiling Fixture | Compact Fluorescent |  | Twist | 2 | 13 | 730072 | Bathroom
Ceiling Fixture | Compact Fluorescent |  | Twist | 2 | 13 | 730072 | Bathroom
Wall Mount | Compact Fluorescent |  | Twist | 1 | 13 | 730072 | Bathroom
Recessed - other | Incandescent |  | Mini base | 1 | 40 | 730072 | Bathroom
Chandelier (Hanging) | Incandescent |  | Decorative | 5 | 40 | 730072 | Bathroom
Floor lamp | Compact Fluorescent |  | Pin base | 1 | 11 | 730072 | Bathroom
Ceiling Fixture | Compact Fluorescent |  | Twist | 2 | 13 | 730072 | Bathroom
Wall Mount | Incandescent |  | Globe | 3 | 40 | 730081 | Bathroom
Ceiling Fixture | Compact Fluorescent |  | Twist | 2 | 15 | 730081 | Bathroom
Ceiling Fixture | Compact Fluorescent |  | Twist | 2 | 13 | 730081 | Bathroom
Other | Incandescent |  | Standard A Lamp | 1 | 25 | 730081 | Bathroom
Floor lamp | Halogen |  | Quartz Tube | 1 | 300 | 730081 | Bathroom
Wall Mount | Compact Fluorescent |  | Twist | 2 | 13 | 730082 | Bathroom
Ceiling Fixture | Incandescent |  | Standard A Lamp | 3 | 60 | 730082 | Bathroom
Ceiling Fixture | Compact Fluorescent |  | Twist | 2 | 13 | 730082 | Bathroom
Other | Compact Fluorescent |  | Twist | 1 | 13 | 730082 | Bathroom
Floor lamp | Compact Fluorescent |  | Twist | 3 | 26 | 730082 | Bathroom
Recessed - other | Incandescent |  | Heat Lamp | 1 | 250 | 730091 | Bathroom
Wall Mount | Compact Fluorescent |  | Twist | 2 | 18 | 730091 | Bathroom
Ceiling Fixture | Compact Fluorescent |  | Twist | 2 | 18 | 730091 | Bathroom
Table | Compact Fluorescent |  | Twist | 1 | 18 | 730091 | Bathroom
Ceiling Fixture | Compact Fluorescent |  | Twist | 2 | 18 | 730091 | Bathroom
Other | Incandescent |  | Standard A Lamp | 1 | 40 | 730091 | Bathroom
Floor lamp | Halogen |  | Quartz Tube | 1 | 300 | 730091 | Bathroom
Ceiling Fixture | Compact Fluorescent |  | Twist | 2 | 13 | 730091 | Bathroom
Wall Mount | Compact Fluorescent |  | Twist | 2 | 13 | 730092 | Bathroom
Recessed - other | Incandescent |  | Heat Lamp | 1 | 250 | 730092 | Bathroom
Ceiling Fixture | Compact Fluorescent |  | Twist | 2 | 13 | 730092 | Bathroom
Ceiling Fixture | Compact Fluorescent |  | Twist | 2 | 18 | 730092 | Bathroom
Ceiling Fixture | Compact Fluorescent |  | Twist | 3 | 13 | 730092 | Bathroom
Wall Mount | Incandescent |  | Globe | 5 | 60 | 730092 | Bathroom
Recessed - other | Incandescent |  | Heat Lamp | 1 | 250 | 730092 | Bathroom
Ceiling Fixture | Compact Fluorescent |  | Circline (Screw Base) | 1 | 22 | 730092 | Bathroom
Ceiling Fixture | Compact Fluorescent |  | Twist | 1 | 9 | 730092 | Bathroom
Ceiling Fixture | Compact Fluorescent |  | Twist | 1 | 14 | 730092 | Bathroom
Ceiling Fixture | Compact Fluorescent |  | Twist | 2 | 13 | 730092 | Bathroom
Other | Incandescent |  | Standard A Lamp | 1 | 40 | 730092 | Bathroom
Wall Mount | Incandescent |  | Standard A Lamp | 1 | 25 | 730092 | Bathroom
Chandelier (Hanging) | Compact Fluorescent |  | Twist | 2 | 18 | 730092 | Bathroom
Floor lamp | Compact Fluorescent |  | Twist | 1 | 18 | 730092 | Bathroom
Table | Compact Fluorescent |  | Twist | 1 | 23 | 730092 | Bathroom
Ceiling Fixture | Compact Fluorescent |  | Twist | 2 | 14 | 730092 | Bathroom
Torchiere | Incandescent |  | Standard A Lamp | 1 | 25 | 730092 | Bathroom
Table | Compact Fluorescent |  | Twist | 1 | 18 | 730092 | Bathroom
Wall Mount | Incandescent |  | Decorative | 1 | 60 | 730101 | Bathroom
Ceiling Fixture | Incandescent |  | Standard A Lamp | 1 | 60 | 730101 | Bathroom
Ceiling Fixture | Compact Fluorescent |  | Twist | 1 | 20 | 730101 | Bathroom
Ceiling Fixture | Incandescent |  | Standard A Lamp | 2 | 60 | 730101 | Bathroom
Table | Incandescent |  | Standard A Lamp | 1 | 100 | 730101 | Bathroom
Table | Compact Fluorescent |  | Twist | 1 | 20 | 730101 | Bathroom
Chandelier (Hanging) | Compact Fluorescent |  | Twist | 1 | 14 | 730101 | Bathroom
Wall Mount | Incandescent |  | Standard A Lamp | 1 | 100 | 730102 | Bathroom
Ceiling Fixture | Incandescent |  | Standard A Lamp | 1 | 60 | 730102 | Bathroom
Table | Compact Fluorescent |  | Twist | 1 | 13 | 730102 | Bathroom
Ceiling Fixture | Incandescent |  | Clear | 1 | 60 | 730102 | Bathroom
Ceiling Fixture | Incandescent |  | Standard A Lamp | 1 | 100 | 730102 | Bathroom
Table | Incandescent |  | Standard A Lamp | 1 | 60 | 730102 | Bathroom
Floor lamp | Incandescent |  | Standard A Lamp | 1 | 100 | 730102 | Bathroom
Floor lamp | Incandescent |  | Clear | 1 | 500 | 730102 | Bathroom
Table | Incandescent |  | Clear | 1 | 50 | 730102 | Bathroom
Table | Incandescent |  | Standard A Lamp | 1 | 100 | 730102 | Bathroom
Wall Mount | Incandescent |  | Standard A Lamp | 1 | 60 | 740011 | Bathroom
Chandelier (Hanging) | Incandescent |  | Standard A Lamp | 2 | 60 | 740011 | Bathroom
Ceiling Fixture | Incandescent |  | Standard A Lamp | 1 | 60 | 740011 | Bathroom
Ceiling Fixture | Incandescent |  | Standard A Lamp | 1 | 60 | 740011 | Bathroom
Recessed - other | Halogen |  | Other | 1 | 50 | 740011 | Bathroom
Table | Incandescent |  | Standard A Lamp | 1 | 60 | 740011 | Bathroom
Chandelier (Hanging) | Incandescent |  | Standard A Lamp | 1 | 60 | 740011 | Bathroom
Floor lamp | Incandescent |  | Standard A Lamp | 1 | 60 | 740011 | Bathroom
Table | Incandescent |  | Standard A Lamp | 1 | 60 | 740011 | Bathroom
Floor lamp | Incandescent |  | Standard A Lamp | 1 | 60 | 740011 | Bathroom
Track | Halogen |  | PAR | 7 | 25 | 740011 | Bathroom
Ceiling Fixture | Incandescent |  | Standard A Lamp | 2 | 60 | 740011 | Bathroom
Track | Compact Fluorescent |  | Twist | 5 | 19 | 740011 | Bathroom
Table | Incandescent |  | 3-Way Incandescent | 1 | 100 | 740011 | Bathroom
Other | Incandescent |  | Decorative | 2 | 40 | 740011 | Bathroom
Ceiling Fixture | Incandescent |  | Standard A Lamp | 2 | 60 | 740011 | Bathroom
Floor lamp | Incandescent |  | 3-Way Incandescent | 1 | 150 | 740011 | Bathroom
Table | Compact Fluorescent |  | Twist | 1 | 23 | 740011 | Bathroom
Wall Mount | Compact Fluorescent |  | Twist | 6 | 19 | 740012 | Bathroom
Ceiling Fixture | Compact Fluorescent |  | Twist | 1 | 13 | 740012 | Bathroom
Table | Compact Fluorescent |  | Twist | 1 | 19 | 740012 | Bathroom
Floor lamp | Incandescent |  | Standard A Lamp | 3 | 60 | 740012 | Bathroom
Track | Compact Fluorescent |  | Twist | 5 | 19 | 740012 | Bathroom
Other | Compact Fluorescent |  | Twist | 1 | 19 | 740012 | Bathroom
Ceiling Fixture | Linear Fluorescent | 4 | T-8 | 1 | 32 | 740012 | Bathroom
Chandelier (Hanging) | Incandescent |  | Standard A Lamp | 1 | 60 | 740012 | Bathroom
Ceiling Fixture | Compact Fluorescent |  | Twist | 1 | 13 | 740012 | Bathroom
Table | Incandescent |  | Reflector | 1 | 75 | 740012 | Bathroom
Wall Mount | Linear Fluorescent | 2 | T-4 | 1 | 18 | 740012 | Bathroom
Torchiere | Compact Fluorescent |  | Twist | 1 | 19 | 740012 | Bathroom
Wall Mount | Compact Fluorescent |  | Twist | 1 | 19 | 740012 | Bathroom
Track | Compact Fluorescent |  | Twist | 6 | 19 | 740012 | Bathroom
Table | Incandescent |  | Standard A Lamp | 1 | 60 | 740012 | Bathroom
Chandelier (Hanging) | Incandescent |  | Clear | 1 | 40 | 740012 | Bathroom
Ceiling Fixture | Compact Fluorescent |  | Twist | 2 | 19 | 740012 | Bathroom
Wall Mount | Incandescent |  | Standard A Lamp | 3 | 100 | 740021 | Bathroom
Recessed - other | Incandescent |  | Heat Lamp | 1 | 250 | 740021 | Bathroom
Wall Mount | Incandescent |  | Standard A Lamp | 3 | 100 | 740021 | Bathroom
Recessed - other | Incandescent |  | Heat Lamp | 1 | 250 | 740021 | Bathroom
Table | Incandescent |  | Standard A Lamp | 1 | 25 | 740021 | Bathroom
Ceiling Fixture | Incandescent |  | Standard A Lamp | 2 | 60 | 740021 | Bathroom
Table | Halogen |  | Quartz Tube | 1 | 100 | 740021 | Bathroom
Ceiling Fixture | Incandescent |  | Standard A Lamp | 2 | 60 | 740021 | Bathroom
Floor lamp | Incandescent |  | Standard A Lamp | 2 | 60 | 740021 | Bathroom
Ceiling Fixture | Incandescent |  | Standard A Lamp | 2 | 60 | 740021 | Bathroom
Ceiling Fixture | Incandescent |  | Standard A Lamp | 2 | 60 | 740021 | Bathroom
Track | Incandescent |  | Reflector | 4 | 65 | 740021 | Bathroom
Other | Halogen |  | PAR | 1 | 50 | 740021 | Bathroom
Floor lamp | Incandescent |  | Standard A Lamp | 1 | 60 | 740021 | Bathroom
Recessed Can | Incandescent |  | Reflector | 1 | 65 | 740021 | Bathroom
Ceiling Fixture | Incandescent |  | Standard A Lamp | 2 | 60 | 740021 | Bathroom
Wall Mount | Compact Fluorescent |  | Twist | 4 | 13 | 740022 | Bathroom
Recessed - other | Incandescent |  | Heat Lamp | 1 | 250 | 740022 | Bathroom
Chandelier (Hanging) | Compact Fluorescent |  | Twist | 6 | 13 | 740022 | Bathroom
Table | Compact Fluorescent |  | Twist | 1 | 13 | 740022 | Bathroom
Chandelier (Hanging) | Incandescent |  | Decorative | 12 | 25 | 740022 | Bathroom
Table | Compact Fluorescent |  | Twist | 1 | 23 | 740022 | Bathroom
Ceiling Fixture | Compact Fluorescent |  | Twist | 2 | 13 | 740022 | Bathroom
Track | Compact Fluorescent |  | Reflector | 4 | 13 | 740022 | Bathroom
Other | Halogen |  | PAR | 1 | 50 | 740022 | Bathroom
Chandelier (Hanging) | Compact Fluorescent |  | Twist | 3 | 15 | 740022 | Bathroom
Track | Compact Fluorescent |  | Twist | 4 | 13 | 740022 | Bathroom
Table | Compact Fluorescent |  | Twist | 1 | 23 | 740022 | Bathroom
Wall Mount | Compact Fluorescent |  | A shape bulb | 3 | 15 | 740031 | Bathroom
Other | Incandescent |  | Decorative | 1 | 5 | 740031 | Bathroom
Recessed - other | Incandescent |  | Heat Lamp | 1 | 250 | 740031 | Bathroom
| Incandescent |  |  | 1 | 25 | 740031 | Bathroom
Wall Mount | Incandescent |  | Globe | 4 | 40 | 740031 | Bathroom
Other | Incandescent |  | Decorative | 1 | 75 | 740031 | Bathroom
Ceiling Fixture | Compact Fluorescent |  | Twist | 2 | 15 | 740031 | Bathroom
Table | Incandescent |  | Other | 1 | 36 | 740031 | Bathroom
Recessed - other | Incandescent |  | Heat Lamp | 1 | 250 | 740031 | Bathroom
Recessed Can | Incandescent |  | Other | 1 | 100 | 740031 | Bathroom
Table | Incandescent |  | Other | 1 | 36 | 740031 | Bathroom
Table | Halogen |  | Other | 1 | 50 | 740031 | Bathroom
Table | Halogen |  | Quartz Tube | 1 | 60 | 740031 | Bathroom
Table | Incandescent |  | Standard A Lamp | 1 | 100 | 740031 | Bathroom
Table | Incandescent |  | Clear | 1 | 40 | 740031 | Bathroom
Torchiere | Halogen |  | Other | 1 | 50 | 740031 | Bathroom
Ceiling Fixture | Incandescent |  | Clear | 4 | 3 | 740031 | Bathroom
Torchiere | Incandescent |  | 3-Way Incandescent | 1 | 150 | 740031 | Bathroom
Recessed Can | Compact Fluorescent |  | A shape bulb | 1 | 15 | 740031 | Bathroom
Other | Incandescent |  | Standard A Lamp | 1 | 40 | 740031 | Bathroom
Torchiere | Compact Fluorescent |  | Pin base | 1 | 13 | 740031 | Bathroom
Recessed Can | Incandescent |  | Other | 1 | 100 | 740031 | Bathroom
Floor lamp | Incandescent |  | 3-Way Incandescent | 1 | 100 | 740031 | Bathroom
Torchiere | Compact Fluorescent |  | Twist | 1 | 23 | 740031 | Bathroom
Floor lamp | Halogen |  | Other | 1 | 50 | 740031 | Bathroom
Chandelier (Hanging) | Compact Fluorescent |  | Decorative | 6 | 7 | 740031 | Bathroom
Table | Incandescent |  | Decorative | 1 | 7 | 740031 | Bathroom
Floor lamp | Halogen |  | Other | 1 | 50 | 740031 | Bathroom
Table | Halogen |  | Quartz Tube | 2 | 40 | 740031 | Bathroom
Recessed Can | Compact Fluorescent |  | Twist | 1 | 13 | 740032 | Bathroom
Recessed Can | Incandescent |  | Heat Lamp | 1 | 250 | 740032 | Bathroom
Wall Mount | Incandescent |  | Globe | 4 | 60 | 740032 | Bathroom
Wall Mount | Incandescent |  | Clear | 3 | 40 | 740032 | Bathroom
Recessed Can | Incandescent |  | Heat Lamp | 1 | 250 | 740032 | Bathroom
Ceiling Fixture | Compact Fluorescent |  | A shape bulb | 1 | 13 | 740032 | Bathroom
Table | Incandescent |  | Standard A Lamp | 1 | 60 | 740032 | Bathroom
Table | Incandescent |  | Decorative | 1 | 60 | 740032 | Bathroom
Floor lamp | Incandescent |  | Standard A Lamp | 1 | 100 | 740032 | Bathroom
Table | Compact Fluorescent |  | A shape bulb | 2 | 13 | 740032 | Bathroom
Recessed Can | Incandescent |  | Reflector | 1 | 65 | 740032 | Bathroom
Recessed Can | Compact Fluorescent |  | Straight Tube | 1 | 15 | 740032 | Bathroom
Chandelier (Hanging) | Incandescent |  | Decorative | 6 | 25 | 740032 | Bathroom
Other | Incandescent |  | Clear | 1 | 40 | 740032 | Bathroom
Recessed Can | Incandescent |  | Reflector | 1 | 85 | 740032 | Bathroom
Table | Compact Fluorescent |  | Twist | 1 | 23 | 740032 | Bathroom
Floor lamp | Incandescent |  | Standard A Lamp | 3 | 50 | 740032 | Bathroom
Wall Mount | Incandescent |  | Globe | 3 | 60 | 740041 | Bathroom
Recessed - other | Incandescent |  | Heat Lamp | 1 | 250 | 740041 | Bathroom
Ceiling Fixture | Incandescent |  | Clear | 1 | 60 | 740041 | Bathroom
Ceiling Fixture | Incandescent |  | Clear | 1 | 60 | 740041 | Bathroom
Ceiling Fixture | Incandescent |  | Standard A Lamp | 1 | 40 | 740041 | Bathroom
Ceiling Fixture | Incandescent |  | Clear | 2 | 40 | 740041 | Bathroom
Other | Incandescent |  | Standard A Lamp | 1 | 40 | 740041 | Bathroom
Table | Incandescent |  | Standard A Lamp | 1 | 100 | 740041 | Bathroom
Floor lamp | Incandescent |  | Standard A Lamp | 1 | 75 | 740041 | Bathroom
Ceiling Fan | Incandescent |  | Standard A Lamp | 1 | 40 | 740041 | Bathroom
Table | Incandescent |  | Standard A Lamp | 1 | 40 | 740041 | Bathroom
Wall Mount | Compact Fluorescent |  | Twist | 2 | 13 | 740042 | Bathroom
Recessed - other | Incandescent |  | Heat Lamp | 1 | 250 | 740042 | Bathroom
Ceiling Fan | Compact Fluorescent |  | Twist | 4 | 13 | 740042 | Bathroom
Ceiling Fixture | Compact Fluorescent |  | Twist | 1 | 13 | 740042 | Bathroom
Ceiling Fixture | Compact Fluorescent |  | Twist | 1 | 13 | 740042 | Bathroom
Other | Incandescent |  | Standard A Lamp | 1 | 40 | 740042 | Bathroom
Ceiling Fan | Incandescent |  | Standard A Lamp | 1 | 100 | 740042 | Bathroom
Wall Mount | Compact Fluorescent |  | Twist | 4 | 11 | 740051 | Bathroom
Recessed - other | Incandescent |  | Heat Lamp | 1 | 250 | 740051 | Bathroom
Wall Mount | Compact Fluorescent |  | Twist | 4 | 11 | 740051 | Bathroom
Recessed - other | Incandescent |  | Heat Lamp | 1 | 250 | 740051 | Bathroom
Ceiling Fan | Compact Fluorescent |  | Twist | 4 | 23 | 740051 | Bathroom
Ceiling Fixture | Compact Fluorescent |  | Twist | 1 | 23 | 740051 | Bathroom
Wall Mount | Compact Fluorescent |  | Twist | 1 | 23 | 740051 | Bathroom
Torchiere | Compact Fluorescent |  | Twist | 1 | 23 | 740051 | Bathroom
Chandelier (Hanging) | Compact Fluorescent |  | Twist | 3 | 13 | 740051 | Bathroom
Ceiling Fixture | Compact Fluorescent |  | Twist | 1 | 13 | 740051 | Bathroom
Ceiling Fixture | Compact Fluorescent |  | Circline (Screw Base) | 2 | 32 | 740051 | Bathroom
Other | Compact Fluorescent |  | Twist | 1 | 13 | 740051 | Bathroom
Chandelier (Hanging) | Incandescent |  | Clear | 3 | 45 | 740051 | Bathroom
Table | Incandescent |  | Clear | 1 | 40 | 740051 | Bathroom
Track | Halogen |  | PAR | 4 | 50 | 740051 | Bathroom
Wall Mount | Incandescent |  | Standard A Lamp | 2 | 60 | 740052 | Bathroom
Floor lamp | Incandescent |  | Clear | 2 | 40 | 740052 | Bathroom
Ceiling Fixture | Compact Fluorescent |  | Twist | 1 | 26 | 740052 | Bathroom
Ceiling Fixture | Compact Fluorescent |  | Twist | 1 | 26 | 740052 | Bathroom
Ceiling Fixture | Compact Fluorescent |  | Twist | 1 | 13 | 740052 | Bathroom
Ceiling Fixture | Compact Fluorescent |  | Circline (Screw Base) | 2 | 32 | 740052 | Bathroom
Chandelier (Hanging) | Incandescent |  | Decorative | 5 | 40 | 740052 | Bathroom
Other | Compact Fluorescent |  | Twist | 1 | 13 | 740052 | Bathroom
Torchiere | Compact Fluorescent |  | Twist | 1 | 23 | 740052 | Bathroom
Floor lamp | Compact Fluorescent |  | Twist | 1 | 23 | 740052 | Bathroom
Wall Mount | Incandescent |  | Standard A Lamp | 2 | 60 | 740061 | Bathroom
Recessed Can | Incandescent |  | Heat Lamp | 1 | 250 | 740061 | Bathroom
Ceiling Fixture | Incandescent |  | Standard A Lamp | 1 | 60 | 740061 | Bathroom
Ceiling Fixture | Incandescent |  | Standard A Lamp | 1 | 60 | 740061 | Bathroom
Recessed - other | Incandescent |  | Mini base | 1 | 40 | 740061 | Bathroom
Ceiling Fixture | Incandescent |  | Clear | 1 | 60 | 740061 | Bathroom
Table | Incandescent |  | Standard A Lamp | 1 | 60 | 740061 | Bathroom
Wall Mount | Incandescent |  | Clear | 4 | 40 | 740062 | Bathroom
Recessed Can | Incandescent |  | Heat Lamp | 1 | 250 | 740062 | Bathroom
Ceiling Fixture | Incandescent |  | Standard A Lamp | 1 | 60 | 740062 | Bathroom
Ceiling Fixture | Incandescent |  | Standard A Lamp | 1 | 60 | 740062 | Bathroom
Ceiling Fixture | Incandescent |  | Standard A Lamp | 1 | 60 | 740062 | Bathroom
Recessed - other | Incandescent |  | Clear | 1 | 40 | 740062 | Bathroom
Ceiling Fixture | Incandescent |  | Clear | 1 | 60 | 740062 | Bathroom
Ceiling Fixture | Incandescent |  | Standard A Lamp | 1 | 60 | 740062 | Bathroom
Table | Incandescent |  | Standard A Lamp | 1 | 40 | 740062 | Bathroom
Wall Mount | Incandescent |  | Globe | 3 | 60 | 740071 | Bathroom
Wall Mount | Incandescent |  | Globe | 6 | 20 | 740071 | Bathroom
Recessed Can | Incandescent |  | Reflector | 1 | 75 | 740071 | Bathroom
Recessed Can | Incandescent |  | Heat Lamp | 1 | 250 | 740071 | Bathroom
Recessed Can | Incandescent |  | Reflector | 1 | 100 | 740071 | Bathroom
Chandelier (Hanging) | Incandescent |  | Decorative | 8 | 40 | 740071 | Bathroom
Recessed Can | Incandescent |  | Standard A Lamp | 1 | 100 | 740071 | Bathroom
Chandelier (Hanging) | Incandescent |  | Decorative | 8 | 40 | 740071 | Bathroom
Ceiling Fixture | Incandescent |  | Mini base | 4 | 40 | 740071 | Bathroom
Ceiling Fixture | Linear Fluorescent | 4 | T-12 | 2 | 13 | 740071 | Bathroom
Recessed - other | Linear Fluorescent | 4 | T-12 | 2 | 40 | 740071 | Bathroom
Recessed - other | Incandescent |  | Mini base | 2 | 40 | 740071 | Bathroom
Ceiling Fixture | Incandescent |  | Standard A Lamp | 1 | 60 | 740071 | Bathroom
Ceiling Fixture | Incandescent |  | Reflector | 4 | 75 | 740071 | Bathroom
Recessed Can | Incandescent |  | Standard A Lamp | 1 | 60 | 740071 | Bathroom
Wall Mount | Incandescent |  | Globe | 1 | 60 | 740071 | Bathroom
Wall Mount | Incandescent |  | Globe | 1 | 90 | 740071 | Bathroom
Recessed Can | Incandescent |  | Heat Lamp | 1 | 250 | 740071 | Bathroom
Table | Compact Fluorescent |  | Twist | 1 | 23 | 740071 | Bathroom
Recessed Can | Incandescent |  | Globe | 1 | 40 | 740071 | Bathroom
Table | Compact Fluorescent |  | Twist | 1 | 13 | 740071 | Bathroom
Ceiling Fixture | Linear Fluorescent | 4 | T-12 | 2 | 40 | 740071 | Bathroom
Table | Compact Fluorescent |  | Twist | 1 | 13 | 740071 | Bathroom
Table | Incandescent |  | Standard A Lamp | 1 | 40 | 740071 | Bathroom
Floor lamp | Compact Fluorescent |  | Twist | 1 | 13 | 740071 | Bathroom
Wall Mount | Incandescent |  | Globe | 6 | 40 | 740072 | Bathroom
Ceiling Fixture | Incandescent |  | Standard A Lamp | 1 | 60 | 740072 | Bathroom
Ceiling Fixture | Incandescent |  | Standard A Lamp | 1 | 60 | 740072 | Bathroom
Ceiling Fixture | Compact Fluorescent |  | Twist | 1 | 13 | 740072 | Bathroom
Track | Incandescent |  | Standard A Lamp | 4 | 65 | 740072 | Bathroom
Ceiling Fixture | Compact Fluorescent |  | Twist | 2 | 13 | 740072 | Bathroom
Chandelier (Hanging) | Incandescent |  | Decorative | 5 | 40 | 740072 | Bathroom
Recessed Can | Incandescent |  | Reflector | 1 | 65 | 740072 | Bathroom
Ceiling Fixture | Linear Fluorescent | 4 | T-12 | 2 | 40 | 740072 | Bathroom
Recessed - other | Incandescent |  | Mini base | 2 | 40 | 740072 | Bathroom
Floor lamp | Incandescent |  | Mini base | 1 | 4 | 740072 | Bathroom
Floor lamp | Compact Fluorescent |  | Twist | 1 | 13 | 740072 | Bathroom
Wall Mount | Incandescent |  | Globe | 6 | 40 | 740072 | Bathroom
Table | Compact Fluorescent |  | Twist | 1 | 13 | 740072 | Bathroom
Ceiling Fixture | Compact Fluorescent |  | Twist | 2 | 13 | 740072 | Bathroom
Track | Incandescent |  | Standard A Lamp | 2 | 65 | 740072 | Bathroom
Track | Compact Fluorescent |  | Twist | 2 | 13 | 740072 | Bathroom
Table | Incandescent |  | Standard A Lamp | 1 | 40 | 740072 | Bathroom
Table | Incandescent |  | Standard A Lamp | 1 | 60 | 740072 | Bathroom
Ceiling Fan | Incandescent |  | Standard A Lamp | 4 | 60 | 740072 | Bathroom
Wall Mount | Incandescent |  | Standard A Lamp | 3 | 60 | 740081 | Bathroom
Recessed Can | Incandescent |  | Heat Lamp | 1 | 125 | 740081 | Bathroom
Wall Mount | Incandescent |  | Standard A Lamp | 3 | 60 | 740081 | Bathroom
Recessed Can | Incandescent |  | Heat Lamp | 1 | 125 | 740081 | Bathroom
Table | Incandescent |  | Standard A Lamp | 1 | 40 | 740081 | Bathroom
Ceiling Fan | Incandescent |  | Standard A Lamp | 1 | 60 | 740081 | Bathroom
Ceiling Fixture | Compact Fluorescent |  | Twist | 2 | 13 | 740081 | Bathroom
Track | Halogen |  | MR | 4 | 50 | 740081 | Bathroom
Ceiling Fixture | Compact Fluorescent |  | Twist | 2 | 13 | 740081 | Bathroom
Floor lamp | Incandescent |  | Standard A Lamp | 1 | 100 | 740081 | Bathroom
Floor lamp | Incandescent |  | Standard A Lamp | 1 | 60 | 740081 | Bathroom
Table | Incandescent |  | Standard A Lamp | 1 | 100 | 740081 | Bathroom
Torchiere | Halogen |  | Quartz Tube | 1 | 300 | 740081 | Bathroom
Table | Halogen |  | Quartz Tube | 1 | 35 | 740081 | Bathroom
Recessed Can | Incandescent |  | Heat Lamp | 1 | 125 | 740082 | Bathroom
Wall Mount | Incandescent |  | Standard A Lamp | 4 | 60 | 740082 | Bathroom
Wall Mount | Compact Fluorescent |  | Twist | 4 | 13 | 740082 | Bathroom
Recessed Can | Incandescent |  | Reflector | 1 | 125 | 740082 | Bathroom
Floor lamp | Compact Fluorescent |  | Twist | 3 | 60 | 740082 | Bathroom
Ceiling Fixture | Compact Fluorescent |  | Twist | 2 | 13 | 740082 | Bathroom
Track | Halogen |  | MR | 4 | 50 | 740082 | Bathroom
Recessed - other | Compact Fluorescent |  | Twist | 1 | 13 | 740082 | Bathroom
Floor lamp | Incandescent |  | Standard A Lamp | 1 | 75 | 740082 | Bathroom
Ceiling Fixture | Compact Fluorescent |  | Twist | 2 | 13 | 740082 | Bathroom
Ceiling Fixture | Compact Fluorescent |  | Twist | 2 | 13 | 740082 | Bathroom
Wall Mount | Incandescent |  | Globe | 4 | 40 | 740091 | Bathroom
Recessed - other | Incandescent |  | Heat Lamp | 1 | 250 | 740091 | Bathroom
Wall Mount | Incandescent |  | Globe | 4 | 40 | 740091 | Bathroom
Recessed - other | Incandescent |  | Heat Lamp | 1 | 250 | 740091 | Bathroom
Ceiling Fixture | Incandescent |  | Standard A Lamp | 1 | 60 | 740091 | Bathroom
Table | Compact Fluorescent |  | Twist | 1 | 13 | 740091 | Bathroom
Torchiere | Incandescent |  | Standard A Lamp | 1 | 60 | 740091 | Bathroom
Ceiling Fixture | Incandescent |  | Standard A Lamp | 1 | 60 | 740091 | Bathroom
Chandelier (Hanging) | Incandescent |  | Standard A Lamp | 5 | 60 | 740091 | Bathroom
Ceiling Fixture | Compact Fluorescent |  | Twist | 2 | 11 | 740091 | Bathroom
Ceiling Fixture | Compact Fluorescent |  | Twist | 1 | 11 | 740091 | Bathroom
Ceiling Fixture | Incandescent |  | Standard A Lamp | 3 | 60 | 740091 | Bathroom
Other | Incandescent |  | Other | 1 | 40 | 740091 | Bathroom
Ceiling Fixture | Incandescent |  | Standard A Lamp | 1 | 60 | 740091 | Bathroom
Table | Compact Fluorescent |  | Twist | 1 | 14 | 740091 | Bathroom
Floor lamp | Compact Fluorescent |  | Twist | 1 | 11 | 740091 | Bathroom
Ceiling Fixture | Compact Fluorescent |  | Twist | 1 | 18 | 740091 | Bathroom
Wall Mount | Incandescent |  | Globe | 4 | 60 | 740092 | Bathroom
Recessed - other | Incandescent |  | Heat Lamp | 1 | 250 | 740092 | Bathroom
Wall Mount | Incandescent |  | Globe | 4 | 60 | 740092 | Bathroom
Recessed - other | Incandescent |  | Heat Lamp | 1 | 250 | 740092 | Bathroom
Ceiling Fixture | Incandescent |  | Standard A Lamp | 1 | 60 | 740092 | Bathroom
Table | Incandescent |  | 3-Way Incandescent | 1 | 100 | 740092 | Bathroom
Ceiling Fixture | Incandescent |  | Standard A Lamp | 1 | 60 | 740092 | Bathroom
Ceiling Fan | Compact Fluorescent |  | Mini base | 3 | 7 | 740092 | Bathroom
Ceiling Fixture | Incandescent |  | Standard A Lamp | 1 | 40 | 740092 | Bathroom
Ceiling Fixture | Compact Fluorescent |  | Twist | 1 | 13 | 740092 | Bathroom
Ceiling Fixture | Compact Fluorescent |  | Twist | 3 | 13 | 740092 | Bathroom
Other | Incandescent |  | Standard A Lamp | 1 | 40 | 740092 | Bathroom
Ceiling Fixture | Incandescent |  | Standard A Lamp | 1 | 60 | 740092 | Bathroom
Floor lamp | Compact Fluorescent |  | Twist | 1 | 11 | 740092 | Bathroom
Ceiling Fan | Compact Fluorescent |  | Mini base | 3 | 7 | 740092 | Bathroom
Wall Mount | Incandescent |  | Globe | 4 | 25 | 740101 | Bathroom
Recessed Can | Incandescent |  | Heat Lamp | 1 | 250 | 740101 | Bathroom
Table | Incandescent |  | Standard A Lamp | 1 | 100 | 740101 | Bathroom
Ceiling Fixture | Incandescent |  | Standard A Lamp | 1 | 100 | 740101 | Bathroom
Other | Compact Fluorescent |  | Pin base | 1 | 13 | 740101 | Bathroom
Ceiling Fixture | Incandescent |  | Standard A Lamp | 1 | 100 | 740101 | Bathroom
Ceiling Fixture | Linear Fluorescent | 4 | T-12 | 2 | 40 | 740101 | Bathroom
Other | Incandescent |  | Standard A Lamp | 1 | 25 | 740101 | Bathroom
Floor lamp | Incandescent |  | Decorative | 3 | 75 | 740101 | Bathroom
Table | Incandescent |  | Standard A Lamp | 1 | 100 | 740101 | Bathroom
Ceiling Fan | Incandescent |  | Mini base | 3 | 40 | 740101 | Bathroom
Wall Mount | Compact Fluorescent |  | Twist | 2 | 13 | 740102 | Bathroom
Recessed - other | Incandescent |  | Heat Lamp | 1 | 250 | 740102 | Bathroom
Ceiling Fixture | Compact Fluorescent |  | Twist | 1 | 13 | 740102 | Bathroom
Ceiling Fixture | Incandescent |  | Mini base | 3 | 25 | 740102 | Bathroom
Ceiling Fixture | Linear Fluorescent | 4 | T-12 | 2 | 40 | 740102 | Bathroom
Other | Incandescent |  | Standard A Lamp | 1 | 40 | 740102 | Bathroom
Floor lamp | Compact Fluorescent |  | Twist | 3 | 13 | 740102 | Bathroom
Ceiling Fan | Incandescent |  | Standard A Lamp | 1 | 60 | 740102 | Bathroom
Table | Compact Fluorescent |  | Twist | 1 | 13 | 740102 | Bathroom
Wall Mount | Incandescent |  | Globe | 4 | 40 | 740111 | Bathroom
Recessed - other | Incandescent |  | Reflector | 1 | 150 | 740111 | Bathroom
Ceiling Fixture | Incandescent |  | Standard A Lamp | 3 | 60 | 740111 | Bathroom
Ceiling Fixture | Incandescent |  | Standard A Lamp | 2 | 60 | 740111 | Bathroom
Ceiling Fixture | Linear Fluorescent | 4 | T-8 | 2 | 32 | 740111 | Bathroom
Other | Incandescent |  | Standard A Lamp | 1 | 40 | 740111 | Bathroom
Table | Incandescent |  | Standard A Lamp | 1 | 100 | 740111 | Bathroom
Wall Mount | Incandescent |  | Standard A Lamp | 1 | 40 | 740111 | Bathroom
Table | Incandescent |  | Standard A Lamp | 1 | 60 | 740111 | Bathroom
Wall Mount | Incandescent |  | Globe | 4 | 40 | 740112 | Bathroom
Recessed - other | Incandescent |  | Reflector | 1 | 150 | 740112 | Bathroom
Ceiling Fixture | Incandescent |  | Standard A Lamp | 3 | 60 | 740112 | Bathroom
Ceiling Fixture | Incandescent |  | Standard A Lamp | 2 | 60 | 740112 | Bathroom
Other | Incandescent |  | Standard A Lamp | 1 | 40 | 740112 | Bathroom
Ceiling Fixture | Linear Fluorescent | 4 | T-8 | 2 | 32 | 740112 | Bathroom
Floor lamp | Incandescent |  | Decorative | 4 | 40 | 740112 | Bathroom
Wall Mount | Incandescent |  | Standard A Lamp | 1 | 40 | 740112 | Bathroom
Wall Mount | Incandescent |  | Globe | 5 | 40 | 740121 | Bathroom
Ceiling Fixture | Incandescent |  | Standard A Lamp | 2 | 75 | 740121 | Bathroom
Table | Incandescent |  | Standard A Lamp | 1 | 60 | 740121 | Bathroom
Ceiling Fixture | Compact Fluorescent |  | Twist | 2 | 15 | 740121 | Bathroom
Ceiling Fixture | Incandescent |  | Standard A Lamp | 2 | 75 | 740121 | Bathroom
Ceiling Fixture | Compact Fluorescent |  | Twist | 2 | 15 | 740121 | Bathroom
Ceiling Fixture | Linear Fluorescent | 4 | T-12 | 2 | 40 | 740121 | Bathroom
Wall Mount | Incandescent |  | Standard A Lamp | 1 | 60 | 740121 | Bathroom
Other | Incandescent |  | Standard A Lamp | 1 | 60 | 740121 | Bathroom
Torchiere | Incandescent |  | 3-Way Incandescent | 1 | 150 | 740121 | Bathroom
Chandelier (Hanging) | Incandescent |  | Decorative | 3 | 40 | 740121 | Bathroom
Wall Mount | Incandescent |  | Globe | 5 | 60 | 740122 | Bathroom
Ceiling Fixture | Compact Fluorescent |  | Twist | 2 | 15 | 740122 | Bathroom
Table | Compact Fluorescent |  | Twist | 1 | 10 | 740122 | Bathroom
Ceiling Fixture | Compact Fluorescent |  | Twist | 2 | 15 | 740122 | Bathroom
Floor lamp | Compact Fluorescent |  | 3-Way CFL | 2 | 23 | 740122 | Bathroom
Ceiling Fixture | Incandescent |  | Standard A Lamp | 1 | 60 | 740122 | Bathroom
Ceiling Fixture | Linear Fluorescent | 4 | T-12 | 2 | 40 | 740122 | Bathroom
Wall Mount | Incandescent |  | Standard A Lamp | 1 | 60 | 740122 | Bathroom
Other | Incandescent |  | Standard A Lamp | 1 | 60 | 740122 | Bathroom
Chandelier (Hanging) | Incandescent |  | Clear | 3 | 40 | 740122 | Bathroom
Table | Other |  | LED Interior | 2 | 90 | 740122 | Bathroom
Floor lamp | Compact Fluorescent |  | Twist | 1 | 23 | 740122 | Bathroom
Wall Mount | Halogen |  | PAR | 1 | 100 | 740131 | Bathroom
Recessed - other | Incandescent |  | Heat Lamp | 1 | 250 | 740131 | Bathroom
Table | Compact Fluorescent |  | Twist | 1 | 23 | 740131 | Bathroom
Table | Incandescent |  | Standard A Lamp | 1 | 60 | 740131 | Bathroom
Ceiling Fixture | Compact Fluorescent |  | Twist | 2 | 13 | 740131 | Bathroom
Chandelier (Hanging) | Compact Fluorescent |  | Twist | 1 | 13 | 740131 | Bathroom
Ceiling Fixture | Linear Fluorescent | 2 | T-5 | 2 | 13 | 740131 | Bathroom
Torchiere | Incandescent |  | 3-Way Incandescent | 1 | 100 | 740131 | Bathroom
Table | Incandescent |  | Decorative | 1 | 40 | 740131 | Bathroom
Wall Mount | Incandescent |  | Standard A Lamp | 2 | 100 | 740132 | Bathroom
Table | Compact Fluorescent |  | Twist | 1 | 13 | 740132 | Bathroom
Wall Mount | Compact Fluorescent |  | Twist | 4 | 23 | 740132 | Bathroom
Table | Incandescent |  | 3-Way Incandescent | 1 | 100 | 740132 | Bathroom
Recessed - other | Incandescent |  | Heat Lamp | 1 | 250 | 740132 | Bathroom
Other | Incandescent |  | Decorative | 1 | 9 | 740132 | Bathroom
Ceiling Fixture |  |  |  | 3 |  | 740132 | Bathroom
Wall Mount | Incandescent |  | Standard A Lamp | 1 | 100 | 740132 | Bathroom
Table | Incandescent |  | Standard A Lamp | 1 | 100 | 740132 | Bathroom
Ceiling Fixture | Linear Fluorescent | 3 | T-8 | 2 | 32 | 740132 | Bathroom
Ceiling Fixture | Incandescent |  | Standard A Lamp | 1 | 60 | 740132 | Bathroom
Wall Mount | Linear Fluorescent | 2 | T-5 | 1 | 17 | 740132 | Bathroom
Chandelier (Hanging) | Halogen |  | PAR | 1 | 50 | 740132 | Bathroom
Other | Incandescent |  | Reflector | 3 | 50 | 740132 | Bathroom
Other | Incandescent |  | Heat Lamp | 1 | 250 | 740132 | Bathroom
Recessed Can | Incandescent |  | Reflector | 1 | 120 | 740132 | Bathroom
Recessed Can | Compact Fluorescent |  | Twist | 1 | 13 | 740132 | Bathroom
Ceiling Fixture | Compact Fluorescent |  | Twist | 2 | 13 | 740132 | Bathroom
Chandelier (Hanging) | Incandescent |  | Decorative | 6 | 25 | 740132 | Bathroom
Table | Incandescent |  | Standard A Lamp | 1 | 100 | 740132 | Bathroom
Table | Compact Fluorescent |  | Twist | 1 | 13 | 740132 | Bathroom
Ceiling Fixture |  |  |  | 1 |  | 740132 | Bathroom
Ceiling Fixture | Compact Fluorescent |  | Twist | 1 | 13 | 740141 | Kitchen
Other | Linear Fluorescent | 2 | T-12 | 1 | 15 | 740141 | Kitchen
Other | Incandescent |  | Standard A Lamp | 1 | 60 | 740141 | Kitchen
Wall Mount | Incandescent |  | Standard A Lamp | 2 | 60 | 740141 | Kitchen
Recessed - other | Incandescent |  | Heat Lamp | 2 | 250 | 740141 | Kitchen
Floor lamp | Compact Fluorescent |  | Twist | 1 | 13 | 740141 | Kitchen
Table | Incandescent |  | Decorative | 1 | 40 | 740141 | Kitchen
Recessed Can | Compact Fluorescent |  | Twist | 1 | 13 | 740141 | Kitchen
Chandelier (Hanging) | Incandescent |  | Standard A Lamp | 1 | 60 | 740141 | Kitchen
Ceiling Fixture | Compact Fluorescent |  | Twist | 2 | 13 | 740141 | Kitchen
Floor lamp | Compact Fluorescent |  | Twist | 1 | 13 | 740141 | Kitchen
Wall Mount | Compact Fluorescent |  | Reflector | 4 | 15 | 740142 | Bathroom
Recessed - other | Incandescent |  | Heat Lamp | 2 | 250 | 740142 | Bathroom
Recessed Can | Incandescent |  | Standard A Lamp | 1 | 65 | 740142 | Bathroom
Ceiling Fixture | Incandescent |  | Standard A Lamp | 3 | 100 | 740142 | Bathroom
Track | Halogen |  | MR | 3 | 50 | 740142 | Bathroom
Ceiling Fixture | Compact Fluorescent |  | Twist | 2 | 13 | 740142 | Bathroom
Ceiling Fixture | Compact Fluorescent |  | Twist | 3 | 14 | 740142 | Bathroom
Other | Incandescent |  | Standard A Lamp | 1 | 40 | 740142 | Bathroom
Other | Linear Fluorescent | 2 | T-12 | 1 | 15 | 740142 | Bathroom
Table | Compact Fluorescent |  | Twist | 1 | 13 | 740142 | Bathroom
Wall Mount | Incandescent |  | Globe | 4 | 40 | 740151 | Bathroom
Recessed - other | Incandescent |  | Heat Lamp | 1 | 150 | 740151 | Bathroom
Ceiling Fixture | Incandescent |  | Standard A Lamp | 1 | 60 | 740151 | Bathroom
Ceiling Fixture | Incandescent |  | Standard A Lamp | 1 | 60 | 740151 | Bathroom
Ceiling Fixture | Linear Fluorescent | 4 | T-12 | 2 | 34 | 740151 | Bathroom
Other | Compact Fluorescent |  | Twist | 1 | 13 | 740151 | Bathroom
Floor lamp | Compact Fluorescent |  | Twist | 1 | 9 | 740151 | Bathroom
Ceiling Fan | Incandescent |  | Mini base | 2 | 40 | 740151 | Bathroom
Floor lamp | Compact Fluorescent |  | Twist | 2 | 9 | 740151 | Bathroom
Other | Incandescent |  | Decorative | 1 | 9 | 740151 | Bathroom
Wall Mount | Halogen |  | Other | 1 | 150 | 740152 | Bathroom
Recessed - other | Incandescent |  | Heat Lamp | 1 | 150 | 740152 | Bathroom
Architectural | Incandescent |  | Other |  |  | 740152 | Bathroom
Wall Mount | Compact Fluorescent |  | Twist | 1 | 9 | 740152 | Bathroom
Chandelier (Hanging) | Compact Fluorescent |  | Twist | 1 | 19 | 740152 | Bathroom
Ceiling Fixture | Compact Fluorescent |  | Twist | 1 | 9 | 740152 | Bathroom
Ceiling Fixture | Compact Fluorescent |  | Twist | 1 | 13 | 740152 | Bathroom
Other | Linear Fluorescent | 1.5 | T-8 | 1 | 15 | 740152 | Bathroom
Ceiling Fixture | Linear Fluorescent | 4 | T-12 | 2 | 34 | 740152 | Bathroom
Other | Compact Fluorescent |  | Twist | 1 | 9 | 740152 | Bathroom
Table | Compact Fluorescent |  | Twist | 1 | 9 | 740152 | Bathroom
Table | Incandescent |  | Standard A Lamp | 1 | 40 | 740152 | Bathroom
Architectural | Incandescent |  | Decorative | 1 | 5 | 740152 | Bathroom
Table | Incandescent |  | Decorative | 1 | 25 | 740152 | Bathroom
Chandelier (Hanging) | Compact Fluorescent |  | Twist | 1 | 9 | 740152 | Bathroom
Other | Incandescent |  | Heat Lamp | 1 | 100 | 740152 | Bathroom
Table | Compact Fluorescent |  | Decorative | 2 | 15 | 740152 | Bathroom
Table | Incandescent |  | Decorative | 1 | 90 | 740152 | Bathroom
Chandelier (Hanging) | Compact Fluorescent |  | Twist | 1 | 9 | 740152 | Bathroom
Wall Mount | Incandescent |  | Standard A Lamp | 2 | 60 | 750011 | Bathroom
Recessed - other | Compact Fluorescent |  | Reflector | 2 | 150 | 750011 | Bathroom
Other | Incandescent |  | Decorative | 1 | 75 | 750011 | Bathroom
Ceiling Fixture | Incandescent |  | Standard A Lamp | 2 | 60 | 750011 | Bathroom
Table | Incandescent |  | Standard A Lamp | 1 | 60 | 750011 | Bathroom
Ceiling Fixture | Incandescent |  | Standard A Lamp | 1 | 60 | 750011 | Bathroom
Ceiling Fixture | Linear Fluorescent | 4 | T-8 | 2 | 32 | 750011 | Bathroom
Other | Linear Fluorescent | 2 | T-5 | 1 | 13 | 750011 | Bathroom
Other | Incandescent |  | Standard A Lamp | 1 | 40 | 750011 | Bathroom
Floor lamp | Incandescent |  | Standard A Lamp | 2 | 75 | 750011 | Bathroom
Floor lamp | Compact Fluorescent |  | Pin base | 1 | 28 | 750011 | Bathroom
Table | Compact Fluorescent |  | Twist | 1 | 15 | 750011 | Bathroom
Ceiling Fan | Compact Fluorescent |  | Twist | 1 | 23 | 750011 | Bathroom
Ceiling Fixture | Incandescent |  | Reflector | 2 | 200 | 750012 | Bathroom
Wall Mount | Incandescent |  | Standard A Lamp | 2 | 100 | 750012 | Bathroom
Ceiling Fixture | Compact Fluorescent |  | Twist | 2 | 14 | 750012 | Bathroom
Floor lamp | Compact Fluorescent |  | Pin base | 1 | 27 | 750012 | Bathroom
Ceiling Fixture | Incandescent |  | Standard A Lamp | 1 | 60 | 750012 | Bathroom
Ceiling Fixture | Linear Fluorescent | 4 | T-8 | 2 | 32 | 750012 | Bathroom
Other | Incandescent |  | Standard A Lamp | 1 | 60 | 750012 | Bathroom
Other | Linear Fluorescent | 4 | T-5 | 1 | 13 | 750012 | Bathroom
Table | Incandescent |  | Standard A Lamp | 1 | 75 | 750012 | Bathroom
Table | Incandescent |  | Standard A Lamp | 1 | 60 | 750012 | Bathroom
Ceiling Fan | Incandescent |  | Standard A Lamp | 1 | 60 | 750012 | Bathroom
Wall Mount | Incandescent |  | Standard A Lamp | 2 | 60 | 750013 | Bathroom
Recessed - other | Incandescent |  | Reflector | 2 | 150 | 750013 | Bathroom
Table | Compact Fluorescent |  | Twist | 1 | 13 | 750013 | Bathroom
Table | Compact Fluorescent |  | Twist | 1 | 15 | 750013 | Bathroom
Ceiling Fixture | Incandescent |  | Standard A Lamp | 2 | 60 | 750013 | Bathroom
Ceiling Fixture | Incandescent |  | Standard A Lamp | 1 | 60 | 750013 | Bathroom
Ceiling Fixture | Incandescent |  | Standard A Lamp | 1 | 40 | 750013 | Bathroom
Ceiling Fixture | Linear Fluorescent | 4 | T-8 | 2 | 32 | 750013 | Bathroom
Other | Incandescent |  | Standard A Lamp | 1 | 25 | 750013 | Bathroom
Other | Linear Fluorescent | 2 | T-5 | 1 | 13 | 750013 | Bathroom
Ceiling Fan | Incandescent |  | Standard A Lamp | 1 | 60 | 750013 | Bathroom
Floor lamp | Compact Fluorescent |  | Twist | 1 | 23 | 750013 | Bathroom
Floor lamp | Compact Fluorescent |  | Twist | 1 | 23 | 750013 | Bathroom
Wall Mount | Compact Fluorescent |  | Twist | 3 | 13 | 750021 | Bathroom
Recessed - other | Incandescent |  | Heat Lamp | 2 | 250 | 750021 | Bathroom
Ceiling Fixture | Compact Fluorescent |  | Twist | 1 | 23 | 750021 | Bathroom
Table | Incandescent |  | Standard A Lamp | 1 | 40 | 750021 | Bathroom
Chandelier (Hanging) | Compact Fluorescent |  | Twist | 3 | 23 | 750021 | Bathroom
Ceiling Fixture | Compact Fluorescent |  | Circline (Screw Base) | 1 | 40 | 750021 | Bathroom
Ceiling Fixture | Linear Fluorescent | 2 | T-12 | 1 | 20 | 750021 | Bathroom
Floor lamp | Halogen |  | Other | 1 | 60 | 750021 | Bathroom
Table | Linear Fluorescent | 1 | Fluorescent Other | 1 | 16 | 750021 | Bathroom
Table | Incandescent |  | Decorative | 1 | 25 | 750021 | Bathroom
Table | Compact Fluorescent |  | Twist | 1 | 23 | 750021 | Bathroom
Floor lamp | Compact Fluorescent |  | Twist | 1 | 23 | 750021 | Bathroom
Wall Mount | Other |  | LED Interior | 3 | 2 | 750021 | Bathroom
Recessed - other | Compact Fluorescent |  | Flood | 2 | 15 | 750021 | Bathroom
Table | Compact Fluorescent |  | Twist | 1 | 23 | 750021 | Bathroom
Table | Compact Fluorescent |  | Twist | 1 | 14 | 750021 | Bathroom
Torchiere | Incandescent |  | Decorative | 1 | 40 | 750021 | Bathroom
Ceiling Fixture | Incandescent |  | Standard A Lamp | 1 | 100 | 750021 | Bathroom
Recessed - other | Halogen |  | MR | 1 | 50 | 750022 | Bathroom
Wall Mount | Incandescent |  | Decorative | 1 | 60 | 750022 | Bathroom
Other | Incandescent |  | Decorative | 1 | 6 | 750022 | Bathroom
Table | Incandescent |  | Standard A Lamp | 1 | 75 | 750022 | Bathroom
Table | Incandescent |  | Standard A Lamp | 1 | 60 | 750022 | Bathroom
Ceiling Fixture | Incandescent |  | Standard A Lamp | 1 | 60 | 750022 | Bathroom
Table | Incandescent |  | Standard A Lamp | 1 | 75 | 750022 | Bathroom
Floor lamp | Incandescent |  | Standard A Lamp | 1 | 60 | 750022 | Bathroom
Ceiling Fixture | Incandescent |  | Standard A Lamp | 1 | 75 | 750022 | Bathroom
Table | Incandescent |  | Standard A Lamp | 1 | 60 | 750022 | Bathroom
Ceiling Fixture | Incandescent |  | Standard A Lamp | 2 | 60 | 750022 | Bathroom
Ceiling Fixture | Incandescent |  | Mini base | 3 | 40 | 750022 | Bathroom
Table | Incandescent |  | Standard A Lamp | 1 | 75 | 750022 | Bathroom
Ceiling Fixture | Incandescent |  | Standard A Lamp | 4 | 75 | 750022 | Bathroom
Other | Halogen |  | MR | 1 | 20 | 750022 | Bathroom
Other | Halogen |  | Other | 4 | 50 | 750022 | Bathroom
Other | Halogen |  | Other | 3 | 50 | 750022 | Bathroom
Other | Halogen |  | Other | 2 | 50 | 750022 | Bathroom
Other | Halogen |  | Other | 1 | 50 | 750022 | Bathroom
Ceiling Fixture | Incandescent |  | Standard A Lamp | 1 | 60 | 750022 | Bathroom
Chandelier (Hanging) | Incandescent |  | Decorative | 6 | 40 | 750022 | Bathroom
Torchiere | Incandescent |  | 3-Way Incandescent | 1 | 150 | 750022 | Bathroom
Floor lamp | Incandescent |  | Globe | 4 | 300 | 750022 | Bathroom
Table | Incandescent |  | Standard A Lamp | 1 | 75 | 750022 | Bathroom
Table | Incandescent |  | Decorative | 1 | 40 | 750022 | Bathroom
Recessed - other | Halogen |  | MR | 1 | 50 | 750022 | Bathroom
Wall Mount | Incandescent |  | Decorative | 2 | 40 | 750022 | Bathroom
Table | Incandescent |  | Standard A Lamp | 1 | 60 | 750022 | Bathroom
Wall Mount | Compact Fluorescent |  | Twist | 2 | 13 | 750031 | Bathroom
Recessed - other | Incandescent |  | Heat Lamp | 1 | 250 | 750031 | Bathroom
Table | Compact Fluorescent |  | Twist | 1 | 13 | 750031 | Bathroom
Floor lamp | Incandescent |  | 3-Way Incandescent | 1 | 100 | 750031 | Bathroom
Ceiling Fixture | Compact Fluorescent |  | Twist | 1 | 13 | 750031 | Bathroom
Other | Compact Fluorescent |  | Twist | 1 | 13 | 750031 | Bathroom
Ceiling Fixture | Linear Fluorescent | 4 | T-12 | 2 | 34 | 750031 | Bathroom
Ceiling Fixture | Compact Fluorescent |  | Twist | 1 | 13 | 750031 | Bathroom
Ceiling Fan | Compact Fluorescent |  | Twist | 1 | 13 | 750031 | Bathroom
Wall Mount | Incandescent |  | Globe | 4 | 40 | 750032 | Bathroom
Recessed - other | Incandescent |  | Heat Lamp | 1 | 250 | 750032 | Bathroom
Table | Halogen |  | Other | 1 | 35 | 750032 | Bathroom
Table | Halogen |  | Other | 1 | 20 | 750032 | Bathroom
Ceiling Fixture | Incandescent |  | Standard A Lamp | 1 | 60 | 750032 | Bathroom
Ceiling Fixture | Incandescent |  | Standard A Lamp | 1 | 40 | 750032 | Bathroom
Ceiling Fixture | Linear Fluorescent | 4 | T-12 | 2 | 34 | 750032 | Bathroom
Other | Incandescent |  | Clear | 1 | 60 | 750032 | Bathroom
Table | Halogen |  | Other | 1 | 20 | 750032 | Bathroom
Table | Incandescent |  | Mini base | 1 | 40 | 750032 | Bathroom
Ceiling Fixture | Incandescent |  | Standard A Lamp | 1 | 60 | 750032 | Bathroom
Chandelier (Hanging) | Compact Fluorescent |  | Twist | 1 | 18 | 750032 | Bathroom
Wall Mount | Incandescent |  | Standard A Lamp | 2 | 60 | 750041 | Bathroom
Ceiling Fixture | Incandescent |  | Standard A Lamp | 1 | 60 | 750041 | Bathroom
Table | Incandescent |  | Standard A Lamp | 1 | 60 | 750041 | Bathroom
Ceiling Fixture | Incandescent |  | Decorative | 2 | 60 | 750041 | Bathroom
Ceiling Fixture | Compact Fluorescent |  | Twist | 2 | 14 | 750041 | Bathroom
Table | Incandescent |  | Standard A Lamp | 1 | 60 | 750041 | Bathroom
Floor lamp | Incandescent |  | Standard A Lamp | 1 | 60 | 750041 | Bathroom
Wall Mount | Incandescent |  | Standard A Lamp | 2 | 60 | 750042 | Bathroom
Ceiling Fixture | Compact Fluorescent |  | Twist | 2 | 9 | 750042 | Bathroom
Table | Incandescent |  | 3-Way Incandescent | 1 | 150 | 750042 | Bathroom
Ceiling Fixture | Compact Fluorescent |  | Twist | 3 | 9 | 750042 | Bathroom
Ceiling Fixture | Compact Fluorescent |  | Twist | 1 | 26 | 750042 | Bathroom
Table | Incandescent |  | 3-Way Incandescent | 1 | 100 | 750042 | Bathroom
Table | Incandescent |  | 3-Way Incandescent | 1 | 150 | 750042 | Bathroom
Floor lamp | Incandescent |  | 3-Way Incandescent | 1 | 100 | 750042 | Bathroom
Table | Incandescent |  | Decorative | 1 | 25 | 750042 | Bathroom
Wall Mount | Linear Fluorescent | 2 | T-8 | 2 | 17 | 750051 | Bathroom
Recessed Can | Incandescent |  | Heat Lamp | 1 | 250 | 750051 | Bathroom
Ceiling Fixture | Compact Fluorescent |  | Twist | 4 | 11 | 750051 | Bathroom
Floor lamp | Incandescent |  | 3-Way Incandescent | 1 | 100 | 750051 | Bathroom
Table | Compact Fluorescent |  | Twist | 1 | 100 | 750051 | Bathroom
Ceiling Fixture | Incandescent |  | Standard A Lamp | 1 | 75 | 750051 | Bathroom
Ceiling Fixture | Linear Fluorescent | 4 | T-8 | 2 | 32 | 750051 | Bathroom
Recessed - other | Compact Fluorescent |  | Twist | 1 | 7 | 750051 | Bathroom
Ceiling Fixture | Incandescent |  | Standard A Lamp | 4 | 75 | 750051 | Bathroom
Floor lamp | Compact Fluorescent |  | Twist | 1 | 32 | 750051 | Bathroom
Floor lamp | Compact Fluorescent |  | Twist | 1 | 10 | 750051 | Bathroom
Wall Mount | Linear Fluorescent | 2 | T-8 | 2 | 17 | 750052 | Bathroom
Recessed Can | Incandescent |  | Heat Lamp | 1 | 250 | 750052 | Bathroom
Ceiling Fixture | Incandescent |  | Standard A Lamp | 4 | 60 | 750052 | Bathroom
Table | Incandescent |  | Standard A Lamp | 1 | 60 | 750052 | Bathroom
Ceiling Fixture | Incandescent |  | Standard A Lamp | 1 | 100 | 750052 | Bathroom
Ceiling Fixture | Linear Fluorescent | 4 | T-8 | 2 | 32 | 750052 | Bathroom
Ceiling Fixture | Incandescent |  | Standard A Lamp | 2 | 60 | 750052 | Bathroom
Table | Incandescent |  | Standard A Lamp | 1 | 60 | 750052 | Bathroom
Floor lamp | Incandescent |  | Decorative | 8 | 5 | 750052 | Bathroom
Wall Mount | Compact Fluorescent |  | Twist | 4 | 13 | 750061 | Bathroom
Ceiling Fan | Compact Fluorescent |  | Twist | 1 | 20 | 750061 | Bathroom
Table | Incandescent |  | Standard A Lamp | 1 | 60 | 750061 | Bathroom
Ceiling Fixture | Compact Fluorescent |  | Twist | 1 | 20 | 750061 | Bathroom
Ceiling Fan | Compact Fluorescent |  | Twist | 1 | 20 | 750061 | Bathroom
Ceiling Fixture | Linear Fluorescent | 4 | T-12 | 2 | 40 | 750061 | Bathroom
Table | Incandescent |  | Standard A Lamp | 1 | 150 | 750061 | Bathroom
Floor lamp | Incandescent |  | Decorative | 3 | 40 | 750061 | Bathroom
Wall Mount | Incandescent |  | Globe | 5 | 60 | 750062 | Bathroom
Table | Incandescent |  | Standard A Lamp | 1 | 40 | 750062 | Bathroom
Ceiling Fixture | Incandescent |  | Standard A Lamp | 2 | 60 | 750062 | Bathroom
Ceiling Fixture | Incandescent |  | Standard A Lamp | 1 | 100 | 750062 | Bathroom
Track | Halogen |  | MR | 3 | 35 | 750062 | Bathroom
Ceiling Fixture | Incandescent |  | Standard A Lamp | 1 | 60 | 750062 | Bathroom
Track | Halogen |  | MR | 5 | 35 | 750062 | Bathroom
Other | Incandescent |  | Standard A Lamp | 1 | 25 | 750062 | Bathroom
Ceiling Fixture | Incandescent |  | Standard A Lamp | 2 | 60 | 750062 | Bathroom
Table | Compact Fluorescent |  | Twist | 1 | 18 | 750062 | Bathroom
Wall Mount | Linear Fluorescent | 2 | T-8 | 1 | 17 | 750071 | Bathroom
Wall Mount | Linear Fluorescent | 2 | T-8 | 1 | 17 | 750071 | Bathroom
Ceiling Fixture | Compact Fluorescent |  | Twist | 2 | 13 | 750071 | Bathroom
Table | Incandescent |  | Standard A Lamp | 1 | 100 | 750071 | Bathroom
Ceiling Fixture | Compact Fluorescent |  | Twist | 2 | 13 | 750071 | Bathroom
Ceiling Fixture | Linear Fluorescent | 4 | T-8 | 2 | 32 | 750071 | Bathroom
Recessed - other | Compact Fluorescent |  | Twist | 1 | 13 | 750071 | Bathroom
Ceiling Fan | Compact Fluorescent |  | Twist | 2 | 13 | 750071 | Bathroom
Floor lamp | Compact Fluorescent |  | Twist | 1 | 13 | 750071 | Bathroom
Track | Compact Fluorescent |  | Pin base | 2 | 26 | 750071 | Bathroom
Ceiling Fixture | Compact Fluorescent |  | Twist | 2 | 13 | 750071 | Bathroom
Wall Mount | Linear Fluorescent | 2 | T-8 | 1 | 17 | 750072 | Bathroom
Ceiling Fixture | Compact Fluorescent |  | Twist | 2 | 13 | 750072 | Bathroom
Ceiling Fixture | Linear Fluorescent | 4 | T-8 | 2 | 32 | 750072 | Bathroom
Recessed - other | Compact Fluorescent |  | Pin base | 1 | 13 | 750072 | Bathroom
Ceiling Fixture | Compact Fluorescent |  | Twist | 2 | 13 | 750072 | Bathroom
Track | Compact Fluorescent |  | Pin base | 2 | 26 | 750072 | Bathroom
Ceiling Fixture | Compact Fluorescent |  | Twist | 2 | 13 | 750072 | Bathroom
Table | Compact Fluorescent |  | Twist | 1 | 13 | 750072 | Bathroom
Wall Mount | Incandescent |  | Clear | 4 | 40 | 750081 | Bathroom
Recessed Can | Incandescent |  | Heat Lamp | 1 | 150 | 750081 | Bathroom
Wall Mount | Incandescent |  | Clear | 4 | 40 | 750081 | Bathroom
Recessed Can | Incandescent |  | Heat Lamp | 1 | 150 | 750081 | Bathroom
Ceiling Fixture | Compact Fluorescent |  | Twist | 2 | 11 | 750081 | Bathroom
Wall Mount | Incandescent |  | Clear | 1 | 40 | 750081 | Bathroom
Table | Incandescent |  | Standard A Lamp | 1 | 75 | 750081 | Bathroom
Ceiling Fixture | Compact Fluorescent |  | Twist | 2 | 13 | 750081 | Bathroom
Other | Incandescent |  | Clear | 1 | 60 | 750081 | Bathroom
Chandelier (Hanging) | Incandescent |  | Clear | 1 | 13 | 750081 | Bathroom
Chandelier (Hanging) | Incandescent |  | Clear | 1 | 13 | 750081 | Bathroom
Table | Incandescent |  | Standard A Lamp | 1 | 75 | 750081 | Bathroom
Wall Mount | Incandescent |  | Clear | 4 | 40 | 750082 | Bathroom
Recessed Can | Incandescent |  | Heat Lamp | 1 | 150 | 750082 | Bathroom
Ceiling Fixture | Incandescent |  | Standard A Lamp | 2 | 60 | 750082 | Bathroom
Ceiling Fixture | Linear Fluorescent | 4 | T-8 | 2 | 32 | 750082 | Bathroom
Other | Incandescent |  | Standard A Lamp | 1 | 60 | 750082 | Bathroom
Ceiling Fixture | Incandescent |  | Standard A Lamp | 2 | 60 | 750082 | Bathroom
Wall Mount | Incandescent |  | Globe | 2 | 60 | 750091 | Bathroom
Ceiling Fixture | Incandescent |  | Standard A Lamp | 1 | 40 | 750091 | Bathroom
Ceiling Fixture | Incandescent |  | Standard A Lamp | 1 | 60 | 750091 | Bathroom
Ceiling Fixture | Incandescent |  | Standard A Lamp | 1 | 100 | 750091 | Bathroom
Table | Incandescent |  | Standard A Lamp | 1 | 100 | 750091 | Bathroom
Chandelier (Hanging) | Incandescent |  | Standard A Lamp | 3 | 75 | 750091 | Bathroom
Ceiling Fixture | Compact Fluorescent |  | Twist | 1 | 11 | 750091 | Bathroom
Table | Halogen |  | Quartz Tube | 1 | 100 | 750091 | Bathroom
Wall Mount | Incandescent |  | Globe | 3 | 60 | 750092 | Bathroom
Ceiling Fixture | Incandescent |  | Standard A Lamp | 3 | 75 | 750092 | Bathroom
Table | Incandescent |  | Mini base | 2 | 25 | 750092 | Bathroom
Table | Compact Fluorescent |  | Twist | 1 | 23 | 750092 | Bathroom
Ceiling Fixture | Incandescent |  | Clear | 1 | 40 | 750092 | Bathroom
Ceiling Fixture | Incandescent |  | Standard A Lamp | 1 | 60 | 750092 | Bathroom
Ceiling Fixture | Incandescent |  | Standard A Lamp | 1 | 60 | 750092 | Bathroom
Ceiling Fixture | Incandescent |  | Standard A Lamp | 3 | 75 | 750092 | Bathroom
Floor lamp | Incandescent |  | Standard A Lamp | 2 | 60 | 750092 | Bathroom
Table | Incandescent |  | Decorative | 1 | 25 | 750092 | Bathroom
Wall Mount | Incandescent |  | Globe | 5 | 40 | 750101 | Bathroom
Recessed - other | Incandescent |  | Reflector | 2 | 75 | 750101 | Bathroom
Floor lamp | Incandescent |  | 3-Way Incandescent | 1 | 150 | 750101 | Bathroom
Recessed Can | Compact Fluorescent |  | Twist | 1 | 13 | 750101 | Bathroom
Recessed Can | Incandescent |  | Standard A Lamp | 1 | 75 | 750101 | Bathroom
Recessed Can | Incandescent |  | Standard A Lamp | 1 | 60 | 750101 | Bathroom
Recessed Can | Incandescent |  | Standard A Lamp | 1 | 75 | 750101 | Bathroom
Other | Incandescent |  | Standard A Lamp | 1 | 60 | 750101 | Bathroom
Ceiling Fixture | Linear Fluorescent | 4 | T-12 | 1 | 40 | 750101 | Bathroom
Floor lamp | Incandescent |  | 3-Way Incandescent | 1 | 150 | 750101 | Bathroom
Ceiling Fan | Compact Fluorescent |  | Twist | 1 | 13 | 750101 | Bathroom
Wall Mount | Compact Fluorescent |  | Twist | 6 | 13 | 750102 | Bathroom
Recessed - other | Halogen |  | PAR | 1 | 60 | 750102 | Bathroom
Recessed - other | Incandescent |  | Heat Lamp | 1 | 150 | 750102 | Bathroom
Table | Compact Fluorescent |  | Twist | 1 | 13 | 750102 | Bathroom
Recessed Can | Compact Fluorescent |  | Twist | 1 | 23 | 750102 | Bathroom
Recessed Can | Incandescent |  | Standard A Lamp | 1 | 100 | 750102 | Bathroom
Recessed Can | Incandescent |  | Standard A Lamp | 1 | 100 | 750102 | Bathroom
Recessed Can | Compact Fluorescent |  | Twist | 1 | 13 | 750102 | Bathroom
Other | Incandescent |  | Standard A Lamp | 1 | 100 | 750102 | Bathroom
Other | Linear Fluorescent | 4 | T-12 | 1 | 40 | 750102 | Bathroom
Ceiling Fan | Incandescent |  | Standard A Lamp | 4 | 100 | 750102 | Bathroom
Floor lamp | Compact Fluorescent |  | Twist | 1 | 13 | 750102 | Bathroom
Wall Mount | Incandescent |  | Globe | 5 | 60 | 750111 | Bathroom
Recessed - other | Incandescent |  | Heat Lamp | 1 | 250 | 750111 | Bathroom
Ceiling Fixture | Incandescent |  | Standard A Lamp | 2 | 60 | 750111 | Bathroom
Table | Incandescent |  | Standard A Lamp | 1 | 60 | 750111 | Bathroom
Ceiling Fixture | Linear Fluorescent | 4 | T-8 | 2 | 32 | 750111 | Bathroom
Other | Incandescent |  | Globe | 2 | 30 | 750111 | Bathroom
Ceiling Fixture | Incandescent |  | Standard A Lamp | 1 | 60 | 750111 | Bathroom
Floor lamp | Incandescent |  | 3-Way Incandescent | 1 | 150 | 750111 | Bathroom
Track | Halogen |  | Other | 4 | 40 | 750111 | Bathroom
Table | Halogen |  | Quartz Tube | 1 | 100 | 750111 | Bathroom
Ceiling Fixture | Incandescent |  | Standard A Lamp | 2 | 60 | 750111 | Bathroom
Table | Incandescent |  | Standard A Lamp | 2 | 100 | 750111 | Bathroom
Table | Incandescent |  | Standard A Lamp | 2 | 60 | 750111 | Bathroom
Wall Mount | Compact Fluorescent |  | Globe | 5 | 15 | 750112 | Bathroom
Recessed - other | Incandescent |  | Heat Lamp | 1 | 250 | 750112 | Bathroom
Recessed - other | Incandescent |  | Heat Lamp | 1 | 250 | 750112 | Bathroom
Wall Mount | Compact Fluorescent |  | Globe | 3 | 15 | 750112 | Bathroom
Ceiling Fixture | Incandescent |  | Standard A Lamp | 2 | 60 | 750112 | Bathroom
Track | Compact Fluorescent |  | Twist | 3 | 14 | 750112 | Bathroom
Ceiling Fixture | Compact Fluorescent |  | Twist | 1 | 23 | 750112 | Bathroom
Ceiling Fixture | Compact Fluorescent |  | Twist | 2 | 14 | 750112 | Bathroom
Ceiling Fixture | Compact Fluorescent |  | Twist | 2 | 13 | 750112 | Bathroom
Ceiling Fixture | Linear Fluorescent | 4 | T-8 | 2 | 32 | 750112 | Bathroom
Other | Incandescent |  | Globe | 2 | 30 | 750112 | Bathroom
Table | Compact Fluorescent |  | Twist | 1 | 14 | 750112 | Bathroom
Ceiling Fixture | Incandescent |  | Standard A Lamp | 1 | 60 | 750112 | Bathroom
Ceiling Fixture | Incandescent |  | Standard A Lamp | 1 | 60 | 750112 | Bathroom
Ceiling Fixture | Linear Fluorescent | 4 | T-12 | 2 | 40 | 750121 | Kitchen
Floor lamp | Incandescent |  | Standard A Lamp | 2 | 150 | 750121 | Kitchen
Ceiling Fixture | Linear Fluorescent | 4 | T-12 | 2 | 40 | 750121 | Kitchen
Floor lamp | Incandescent |  | Standard A Lamp | 1 | 150 | 750121 | Kitchen
Ceiling Fixture | Linear Fluorescent | 4 | T-12 | 2 | 40 | 750122 | Other
Recessed Can | Incandescent |  | Heat Lamp | 1 | 250 | 750131 | Bathroom
Recessed Can | Incandescent |  | Reflector | 1 | 75 | 750131 | Bathroom
Wall Mount | Incandescent |  | Standard A Lamp | 2 | 60 | 750131 | Bathroom
Table | Compact Fluorescent |  | Twist | 1 | 13 | 750131 | Bathroom
Ceiling Fan | Compact Fluorescent |  | Twist | 2 | 7 | 750131 | Bathroom
Ceiling Fixture | Compact Fluorescent |  | Twist | 2 | 13 | 750131 | Bathroom
Ceiling Fixture | Other |  | Fluorescent Other | 2 | 40 | 750131 | Bathroom
Ceiling Fixture | Linear Fluorescent | 8 | T-12 | 2 | 75 | 750131 | Bathroom
Table | Incandescent |  | Standard A Lamp | 1 | 40 | 750131 | Bathroom
Table | Compact Fluorescent |  | Twist | 1 | 13 | 750131 | Bathroom
Floor lamp | Incandescent |  | Standard A Lamp | 1 | 100 | 750131 | Bathroom
Wall Mount | Compact Fluorescent |  | Twist | 1 | 13 | 750131 | Bathroom
Wall Mount | Compact Fluorescent |  | Twist | 2 | 13 | 750131 | Bathroom
Ceiling Fixture | Compact Fluorescent |  | Twist | 1 | 13 | 750132 | Living Room
Ceiling Fixture | Compact Fluorescent |  | Twist | 1 | 7 | 750132 | Living Room
Wall Mount | Incandescent |  | Globe | 3 | 40 | 750132 | Living Room
Recessed Can | Incandescent |  | Heat Lamp | 1 | 250 | 750132 | Living Room
Wall Mount | Incandescent |  | Standard A Lamp | 2 | 60 | 760011 | Bathroom
Ceiling Fixture | Incandescent |  | Standard A Lamp | 2 | 60 | 760011 | Bathroom
Table | Incandescent |  | Mini base | 1 | 40 | 760011 | Bathroom
Ceiling Fixture | Incandescent |  | Decorative | 1 | 60 | 760011 | Bathroom
Ceiling Fixture | Incandescent |  | Standard A Lamp | 1 | 60 | 760011 | Bathroom
Floor lamp | Incandescent |  | 3-Way Incandescent | 1 | 100 | 760011 | Bathroom
Table | Compact Fluorescent |  | A shape bulb | 1 | 7 | 760011 | Bathroom
Floor lamp | Incandescent |  | Standard A Lamp | 1 | 40 | 760011 | Bathroom
Ceiling Fixture | Compact Fluorescent |  | Twist | 1 | 26 | 760011 | Bathroom
Table | Halogen |  | MR | 1 | 50 | 760011 | Bathroom
Wall Mount | Compact Fluorescent |  | Twist | 2 | 26 | 760012 | Bathroom
Wall Mount | Incandescent |  | Standard A Lamp | 2 | 60 | 760012 | Bathroom
Ceiling Fixture | Incandescent |  | Standard A Lamp | 1 | 60 | 760012 | Bathroom
Table | Compact Fluorescent |  | Twist | 1 | 26 | 760012 | Bathroom
Table | Compact Fluorescent |  | Twist | 1 | 26 | 760012 | Bathroom
Ceiling Fixture | Incandescent |  | Standard A Lamp | 1 | 60 | 760012 | Bathroom
Ceiling Fixture | Incandescent |  | Standard A Lamp | 1 | 60 | 760012 | Bathroom
Chandelier (Hanging) | Incandescent |  | Standard A Lamp | 1 | 60 | 760012 | Bathroom
Floor lamp | Incandescent |  | Standard A Lamp | 1 | 60 | 760012 | Bathroom
Floor lamp | Compact Fluorescent |  | Twist | 1 | 26 | 760012 | Bathroom
Floor lamp | Incandescent |  | Standard A Lamp | 1 | 150 | 760012 | Bathroom
Recessed Can | Halogen |  | PAR | 1 | 75 | 760021 | Bedroom
Table | Compact Fluorescent |  | Twist | 1 | 23 | 760021 | Bedroom
Recessed Can | Halogen |  | PAR | 1 | 75 | 760021 | Bedroom
Recessed Can | Halogen |  | PAR | 1 | 90 | 760021 | Bedroom
Recessed Can | Halogen |  | PAR | 1 | 75 | 760021 | Bedroom
Recessed Can | Incandescent |  | Reflector | 1 | 45 | 760021 | Bedroom
Ceiling Fixture | Linear Fluorescent | 4 | T-12 | 1 | 40 | 760021 | Bedroom
Recessed Can | Incandescent |  | Reflector | 1 | 65 | 760021 | Bedroom
Ceiling Fixture | Linear Fluorescent | 1 | T-5 | 1 | 8 | 760021 | Bedroom
Recessed Can | Halogen |  | PAR | 1 | 75 | 760021 | Bedroom
Recessed Can | Halogen |  | MR | 1 | 50 | 760021 | Bedroom
Recessed Can | Incandescent |  | Reflector | 1 | 65 | 760021 | Bedroom
Recessed Can | Incandescent |  | Reflector | 1 | 100 | 760021 | Bedroom
Recessed Can | Halogen |  | PAR | 1 | 90 | 760021 | Bedroom
Table | Incandescent |  | Clear | 1 | 53 | 760021 | Bedroom
Recessed Can | Halogen |  | PAR | 1 | 75 | 760021 | Bedroom
Ceiling Fixture | Linear Fluorescent | 4 | T-12 | 1 | 40 | 760021 | Bedroom
Recessed Can | Incandescent |  | Reflector | 1 | 120 | 760022 | Bathroom
Recessed Can | Incandescent |  | Standard A Lamp | 3 | 60 | 760022 | Bathroom
Table | Incandescent |  | Standard A Lamp | 2 | 60 | 760022 | Bathroom
Torchiere | Incandescent |  | 3-Way Incandescent | 1 | 150 | 760022 | Bathroom
Wall Mount | Incandescent |  | Decorative | 2 | 60 | 760022 | Bathroom
Ceiling Fixture | Incandescent |  | Decorative | 3 | 150 | 760022 | Bathroom
Ceiling Fixture | Incandescent |  | Standard A Lamp | 2 | 75 | 760022 | Bathroom
Other | Incandescent |  | Standard A Lamp | 1 | 60 | 760022 | Bathroom
Other | Linear Fluorescent | 3 | T-12 | 1 | 30 | 760022 | Bathroom
Floor lamp | Incandescent |  | Clear | 1 | 200 | 760022 | Bathroom
Floor lamp | Halogen |  | Quartz Tube | 1 | 300 | 760022 | Bathroom
Torchiere | Incandescent |  | Standard A Lamp | 2 | 60 | 760022 | Bathroom
Table | Incandescent |  | 3-Way Incandescent | 1 | 150 | 760022 | Bathroom
Table | Incandescent |  | Clear | 2 | 60 | 760022 | Bathroom
Wall Mount | Incandescent |  | Standard A Lamp | 2 | 60 | 760031 | Bathroom
Ceiling Fixture | Incandescent |  | Standard A Lamp | 2 | 60 | 760031 | Bathroom
Table | Incandescent |  | 3-Way Incandescent | 1 | 150 | 760031 | Bathroom
Ceiling Fixture | Incandescent |  | Standard A Lamp | 2 | 60 | 760031 | Bathroom
Ceiling Fixture | Incandescent |  | Standard A Lamp | 1 | 100 | 760031 | Bathroom
Ceiling Fixture | Incandescent |  | Standard A Lamp | 2 | 60 | 760031 | Bathroom
Ceiling Fixture | Compact Fluorescent |  | Twist | 2 | 23 | 760031 | Bathroom
Other | Incandescent |  | Standard A Lamp | 1 | 60 | 760031 | Bathroom
Table | Incandescent |  | 3-Way Incandescent | 1 | 250 | 760031 | Bathroom
Wall Mount | Incandescent |  | Standard A Lamp | 1 | 60 | 760031 | Bathroom
Wall Mount | Incandescent |  | Standard A Lamp | 1 | 23 | 760031 | Bathroom
Wall Mount | Incandescent |  | Standard A Lamp | 2 | 60 | 760032 | Bathroom
Ceiling Fixture | Incandescent |  | Standard A Lamp | 2 | 60 | 760032 | Bathroom
Table | Compact Fluorescent |  | Twist | 1 | 11 | 760032 | Bathroom
Table | Halogen |  | Quartz Tube | 1 | 50 | 760032 | Bathroom
Ceiling Fixture | Incandescent |  | Standard A Lamp | 1 | 60 | 760032 | Bathroom
Ceiling Fixture | Incandescent |  | Standard A Lamp | 2 | 60 | 760032 | Bathroom
Ceiling Fan | Incandescent |  | Standard A Lamp | 2 | 60 | 760032 | Bathroom
Ceiling Fixture | Incandescent |  | Standard A Lamp | 2 | 60 | 760032 | Bathroom
Ceiling Fixture | Incandescent |  | Standard A Lamp | 2 | 60 | 760032 | Bathroom
Other | Incandescent |  | Standard A Lamp | 1 | 60 | 760032 | Bathroom
Table | Compact Fluorescent |  | Twist | 1 | 13 | 760032 | Bathroom
Table | Halogen |  | Quartz Tube | 1 | 50 | 760032 | Bathroom
Wall Mount | Compact Fluorescent |  | Pin base | 1 | 13 | 760041 | Bathroom
Table | Other |  | High Pressure Sodium | 1 | 150 | 760041 | Bathroom
Table | Other |  | High Pressure Sodium | 1 | 400 | 760041 | Bathroom
Table | Other |  | Metal Halide | 1 | 400 | 760041 | Bathroom
Ceiling Fixture | Incandescent |  | Standard A Lamp | 1 | 60 | 760041 | Bathroom
Ceiling Fixture | Compact Fluorescent |  | Twist | 1 | 13 | 760041 | Bathroom
Ceiling Fixture | Compact Fluorescent |  | Pin base | 1 | 13 | 760041 | Bathroom
Track | Other |  | Other | 3 | 60 | 760041 | Bathroom
Chandelier (Hanging) | Compact Fluorescent |  | Pin base | 1 | 13 | 760041 | Bathroom
Recessed Can | Halogen |  | MR | 1 | 75 | 760041 | Bathroom
Table | Incandescent |  | Standard A Lamp | 1 | 60 | 760041 | Bathroom
Wall Mount | Compact Fluorescent |  | Pin base | 3 | 13 | 760042 | Bathroom
Ceiling Fixture | Compact Fluorescent |  | Pin base | 1 | 13 | 760042 | Bathroom
Ceiling Fixture | Compact Fluorescent |  | Pin base | 1 | 13 | 760042 | Bathroom
Ceiling Fixture | Linear Fluorescent |  | Fluorescent Other | 1 | 32 | 760042 | Bathroom
Ceiling Fixture | Compact Fluorescent |  | Pin base | 1 | 13 | 760042 | Bathroom
Ceiling Fixture | Compact Fluorescent |  | Pin base | 2 | 13 | 760042 | Bathroom
Track | Other |  | Other | 3 | 60 | 760042 | Bathroom
Ceiling Fixture | Compact Fluorescent |  | Twist | 3 | 15 | 760042 | Bathroom
Track | Compact Fluorescent |  | Twist | 3 | 15 | 760042 | Bathroom
Floor lamp | Incandescent |  | Decorative | 1 | 25 | 760042 | Bathroom
Floor lamp | Compact Fluorescent |  | Twist | 1 | 23 | 760042 | Bathroom
Wall Mount | Incandescent |  | Decorative | 3 | 40 | 760051 | Bathroom
Ceiling Fixture | Incandescent |  | Standard A Lamp | 1 | 60 | 760051 | Bathroom
Table | Compact Fluorescent |  | Pin base | 1 | 20 | 760051 | Bathroom
Ceiling Fixture | Incandescent |  | Standard A Lamp | 1 | 60 | 760051 | Bathroom
Ceiling Fixture | Incandescent |  | Standard A Lamp | 2 | 60 | 760051 | Bathroom
Track | Halogen |  | MR | 3 | 40 | 760051 | Bathroom
Ceiling Fixture | Incandescent |  | Standard A Lamp | 2 | 60 | 760051 | Bathroom
Recessed - other | Incandescent |  | Mini base | 1 | 40 | 760051 | Bathroom
Ceiling Fixture | Incandescent |  | Standard A Lamp | 1 | 60 | 760051 | Bathroom
Ceiling Fixture | Compact Fluorescent |  | Twist | 2 | 15 | 760051 | Bathroom
Table | Incandescent |  | Standard A Lamp | 1 | 100 | 760051 | Bathroom
Floor lamp | Incandescent |  | Standard A Lamp | 1 | 150 | 760051 | Bathroom
Table | Incandescent |  | Standard A Lamp | 1 | 60 | 760051 | Bathroom
Wall Mount | Incandescent |  | Decorative | 3 | 40 | 760051 | Bathroom
Ceiling Fixture | Incandescent |  | Standard A Lamp | 1 | 60 | 760051 | Bathroom
Table | Incandescent |  | Standard A Lamp | 1 | 60 | 760051 | Bathroom
Table | Incandescent |  | Standard A Lamp | 1 | 100 | 760051 | Bathroom
Wall Mount | Incandescent |  | Decorative | 3 | 40 | 760052 | Bathroom
Ceiling Fixture | Incandescent |  | Standard A Lamp | 1 | 60 | 760052 | Bathroom
Ceiling Fixture | Incandescent |  | Standard A Lamp | 1 | 60 | 760052 | Bathroom
Ceiling Fixture | Incandescent |  | Standard A Lamp | 2 | 60 | 760052 | Bathroom
Track | Halogen |  | MR | 3 | 40 | 760052 | Bathroom
Recessed - other | Incandescent |  | Mini base | 1 | 40 | 760052 | Bathroom
Ceiling Fixture | Incandescent |  | Standard A Lamp | 1 | 60 | 760052 | Bathroom
Floor lamp | Halogen |  | Quartz Tube | 1 | 100 | 760052 | Bathroom
Ceiling Fixture | Incandescent |  | Standard A Lamp | 2 | 60 | 760052 | Bathroom
Table | Halogen |  | PAR | 1 | 20 | 760052 | Bathroom
Table | Incandescent |  | Standard A Lamp | 1 | 150 | 760052 | Bathroom
Wall Mount | Compact Fluorescent |  | Twist | 2 | 13 | 760061 | Bathroom
Recessed Can | Incandescent |  | Heat Lamp | 1 | 125 | 760061 | Bathroom
Wall Mount | Compact Fluorescent |  | Twist | 1 | 7 | 760061 | Bathroom
Table | Incandescent |  | Standard A Lamp | 1 | 150 | 760061 | Bathroom
Ceiling Fixture | Linear Fluorescent | 4 | T-8 | 2 | 32 | 760061 | Bathroom
Table | Compact Fluorescent |  | Twist | 1 | 23 | 760061 | Bathroom
Floor lamp | Compact Fluorescent |  | Twist | 1 | 13 | 760061 | Bathroom
Wall Mount | Incandescent |  | Standard A Lamp | 4 | 60 | 760062 | Bathroom
Recessed Can | Incandescent |  | Heat Lamp | 1 | 125 | 760062 | Bathroom
Wall Mount | Incandescent |  | Globe | 3 | 30 | 760062 | Bathroom
Ceiling Fixture | Linear Fluorescent | 4 | T-12 | 2 | 34 | 760062 | Bathroom
Table | Compact Fluorescent |  | Twist | 1 | 23 | 760062 | Bathroom
Floor lamp | Compact Fluorescent |  | Twist | 1 | 13 | 760062 | Bathroom
Ceiling Fixture | Compact Fluorescent |  | Twist | 1 | 13 | 760071 | Bathroom
Ceiling Fixture | Compact Fluorescent |  | Twist | 2 | 13 | 760071 | Bathroom
Ceiling Fixture | Compact Fluorescent |  | Twist | 2 | 13 | 760071 | Bathroom
Ceiling Fixture | Incandescent |  | Standard A Lamp | 2 | 60 | 760072 | Bathroom
Ceiling Fixture | Incandescent |  | Standard A Lamp | 2 | 40 | 760072 | Bathroom
Ceiling Fixture | Incandescent |  | Standard A Lamp | 2 | 60 | 760072 | Bathroom
Other | Incandescent |  | Standard A Lamp | 2 | 60 | 760072 | Bathroom
Ceiling Fixture | Incandescent |  | Standard A Lamp | 2 | 60 | 760072 | Bathroom
Wall Mount | Incandescent |  | Globe | 4 | 40 | 760081 | Bathroom
Recessed - other | Incandescent |  | Heat Lamp | 1 | 250 | 760081 | Bathroom
Table | Compact Fluorescent |  | A shape bulb | 1 | 13 | 760081 | Bathroom
Ceiling Fixture | Incandescent |  | Standard A Lamp | 1 | 60 | 760081 | Bathroom
Recessed - other | Incandescent |  | Standard A Lamp | 1 | 75 | 760081 | Bathroom
Ceiling Fixture | Incandescent |  | Standard A Lamp | 1 | 60 | 760081 | Bathroom
Recessed Can | Incandescent |  | Standard A Lamp | 1 | 75 | 760081 | Bathroom
Table | Incandescent |  | Decorative | 1 | 15 | 760081 | Bathroom
Floor lamp | Compact Fluorescent |  | Twist | 3 | 14 | 760081 | Bathroom
Floor lamp | Incandescent |  | Globe | 1 | 60 | 760081 | Bathroom
Ceiling Fixture | Incandescent |  | Standard A Lamp | 1 | 60 | 760081 | Bathroom
Wall Mount | Incandescent |  | Globe | 4 | 60 | 760082 | Bathroom
Recessed - other | Incandescent |  | Heat Lamp | 1 | 250 | 760082 | Bathroom
Ceiling Fixture | Incandescent |  | Standard A Lamp | 1 | 60 | 760082 | Bathroom
Ceiling Fixture | Compact Fluorescent |  | Twist | 1 | 23 | 760082 | Bathroom
Table | Compact Fluorescent |  | Twist | 1 | 13 | 760082 | Bathroom
Recessed Can | Incandescent |  | Reflector | 1 | 75 | 760082 | Bathroom
Recessed - other | Incandescent |  | Standard A Lamp | 1 | 60 | 760082 | Bathroom
Wall Mount | Compact Fluorescent |  | Pin base | 2 | 9 | 760091 | Bathroom
Table | Compact Fluorescent |  | Twist | 1 | 13 | 760091 | Bathroom
Wall Mount | Compact Fluorescent |  | Pin base | 2 | 9 | 760091 | Bathroom
Ceiling Fixture | Compact Fluorescent |  | Pin base | 2 | 13 | 760091 | Bathroom
Other | Incandescent |  | Standard A Lamp | 2 | 60 | 760091 | Bathroom
Ceiling Fixture | Linear Fluorescent | 4 | T-8 | 2 | 32 | 760091 | Bathroom
Ceiling Fixture | Linear Fluorescent | 4 | T-8 | 2 | 32 | 760091 | Bathroom
Other | Linear Fluorescent | 1.2 | T-8 | 1 | 15 | 760091 | Bathroom
Table | Compact Fluorescent |  | Twist | 1 | 13 | 760091 | Bathroom
Wall Mount | Compact Fluorescent |  | Pin base | 2 | 9 | 760092 | Bathroom
Ceiling Fixture | Compact Fluorescent |  | Pin base | 2 | 13 | 760092 | Bathroom
Ceiling Fixture | Linear Fluorescent | 4 | T-8 | 2 | 32 | 760092 | Bathroom
Chandelier (Hanging) | Compact Fluorescent |  | Circline (Screw Base) | 1 | 22 | 760092 | Bathroom
Table | Incandescent |  | Standard A Lamp | 1 | 75 | 760092 | Bathroom
Floor lamp | Incandescent |  | Standard A Lamp | 1 | 75 | 760092 | Bathroom
Wall Mount | Incandescent |  | Standard A Lamp | 3 | 75 | 760101 | Bathroom
Track | Halogen |  | MR | 4 | 50 | 760101 | Bathroom
Ceiling Fixture | Halogen |  | MR | 1 | 50 | 760101 | Bathroom
Ceiling Fixture | Halogen |  | MR | 1 | 50 | 760101 | Bathroom
Ceiling Fixture | Halogen |  | MR | 3 | 50 | 760101 | Bathroom
Track | Halogen |  | MR | 4 | 50 | 760101 | Bathroom
Floor lamp | Compact Fluorescent |  | Twist | 1 | 23 | 760101 | Bathroom
Wall Mount | Incandescent |  | Standard A Lamp | 3 | 40 | 760102 | Bathroom
Table | Incandescent |  | Decorative | 2 | 40 | 760102 | Bathroom
Ceiling Fixture | Incandescent |  | Standard A Lamp | 2 | 60 | 760102 | Bathroom
Ceiling Fixture | Incandescent |  | Standard A Lamp | 1 | 60 | 760102 | Bathroom
Ceiling Fixture | Incandescent |  | Standard A Lamp | 1 | 60 | 760102 | Bathroom
Table | Incandescent |  | Standard A Lamp | 1 | 40 | 760102 | Bathroom
Ceiling Fixture | Linear Fluorescent | 4 | T-8 | 2 | 32 | 760102 | Bathroom
Other | Incandescent |  | Standard A Lamp | 1 | 60 | 760102 | Bathroom
Low bay | Linear Fluorescent | 1.25 | T-12 | 1 | 15 | 760102 | Bathroom
Table | Incandescent |  | Standard A Lamp | 1 | 40 | 760102 | Bathroom
Floor lamp | Incandescent |  | Standard A Lamp | 1 | 40 | 760102 | Bathroom
Wall Mount | Incandescent |  | Globe | 6 | 60 | 760111 | Bathroom
Recessed - other | Incandescent |  | Heat Lamp | 1 | 250 | 760111 | Bathroom
Ceiling Fixture | Compact Fluorescent |  | Circline (Screw Base) | 1 | 30 | 760111 | Bathroom
Ceiling Fixture | Compact Fluorescent |  | Circline (Screw Base) | 1 | 30 | 760111 | Bathroom
Ceiling Fixture | Linear Fluorescent | 4 | T-8 | 4 | 32 | 760111 | Bathroom
Other | Incandescent |  | Other | 1 | 25 | 760111 | Bathroom
Ceiling Fixture | Compact Fluorescent |  | Circline (Screw Base) | 1 | 36 | 760111 | Bathroom
Floor lamp | Incandescent |  | 3-Way Incandescent | 2 | 150 | 760111 | Bathroom
Floor lamp | Compact Fluorescent |  | Twist | 1 | 23 | 760111 | Bathroom
Floor lamp | Compact Fluorescent |  | Twist | 1 | 14 | 760111 | Bathroom
Chandelier (Hanging) | Incandescent |  | Mini base | 9 | 25 | 760111 | Bathroom
Table | Compact Fluorescent |  | Twist | 2 | 26 | 760111 | Bathroom
Recessed - other | Incandescent |  | Heat Lamp | 1 | 250 | 760112 | Bathroom
Wall Mount | Incandescent |  | Globe | 6 | 60 | 760112 | Bathroom
Ceiling Fixture | Compact Fluorescent |  | Circline (Screw Base) | 1 | 30 | 760112 | Bathroom
Table | Incandescent |  | Standard A Lamp | 1 | 60 | 760112 | Bathroom
Ceiling Fixture | Compact Fluorescent |  | Circline (Screw Base) | 1 | 30 | 760112 | Bathroom
Ceiling Fixture | Linear Fluorescent | 4 | T-8 | 4 | 32 | 760112 | Bathroom
Table | Incandescent |  | Standard A Lamp | 1 | 60 | 760112 | Bathroom
Other | Incandescent |  | Other | 1 | 25 | 760112 | Bathroom
Ceiling Fixture | Compact Fluorescent |  | Circline (Screw Base) | 1 | 36 | 760112 | Bathroom
Wall Mount | Incandescent |  | Globe | 4 | 25 | 760121 | Bathroom
Wall Mount | Incandescent |  | Globe | 4 | 40 | 760121 | Bathroom
Recessed - other | Incandescent |  | Heat Lamp | 1 | 250 | 760121 | Bathroom
Table | Incandescent |  | Standard A Lamp | 1 | 60 | 760121 | Bathroom
Ceiling Fixture | Compact Fluorescent |  | Twist | 1 | 13 | 760121 | Bathroom
Floor lamp | Incandescent |  | Decorative | 2 | 40 | 760121 | Bathroom
Table | Incandescent |  | Decorative | 1 | 40 | 760121 | Bathroom
Table | Incandescent |  | Standard A Lamp | 1 | 60 | 760121 | Bathroom
Table | Incandescent |  | Decorative | 2 | 40 | 760121 | Bathroom
Ceiling Fixture | Compact Fluorescent |  | Twist | 1 | 13 | 760121 | Bathroom
Ceiling Fixture | Compact Fluorescent |  | Twist | 1 | 23 | 760121 | Bathroom
Other | Incandescent |  | Reflector | 2 | 45 | 760121 | Bathroom
Torchiere | Incandescent |  | Standard A Lamp | 2 | 40 | 760121 | Bathroom
Recessed Can | Incandescent |  | Reflector | 1 | 65 | 760121 | Bathroom
Wall Mount | Incandescent |  | Globe | 4 | 40 | 760122 | Bathroom
Recessed - other | Incandescent |  | Reflector | 1 | 250 | 760122 | Bathroom
Table | Compact Fluorescent |  | Twist | 1 | 13 | 760122 | Bathroom
Torchiere | Incandescent |  | Standard A Lamp | 2 | 60 | 760122 | Bathroom
Ceiling Fixture | Compact Fluorescent |  | Twist | 1 | 13 | 760122 | Bathroom
Table | Incandescent |  | Standard A Lamp | 1 | 60 | 760122 | Bathroom
Ceiling Fixture | Compact Fluorescent |  | Twist | 1 | 13 | 760122 | Bathroom
Ceiling Fixture | Compact Fluorescent |  | Twist | 1 | 23 | 760122 | Bathroom
Other | Incandescent |  | Other | 2 | 45 | 760122 | Bathroom
Torchiere | Incandescent |  | Standard A Lamp | 1 | 60 | 760122 | Bathroom
Table | Compact Fluorescent |  | Twist | 1 | 12 | 760122 | Bathroom
Table | Compact Fluorescent |  | Circline (Screw Base) | 1 | 22 | 760122 | Bathroom
Table | Compact Fluorescent |  | Twist | 1 | 13 | 760122 | Bathroom
Chandelier (Hanging) | Incandescent |  | Standard A Lamp | 1 | 60 | 760122 | Bathroom
Ceiling Fixture | Incandescent |  | Reflector | 1 | 65 | 760122 | Bathroom
Wall Mount | Incandescent |  | Globe | 4 | 40 | 760131 | Bathroom
Recessed - other | Incandescent |  | Heat Lamp | 1 | 250 | 760131 | Bathroom
Ceiling Fixture | Compact Fluorescent |  | Twist | 1 | 13 | 760131 | Bathroom
Table | Compact Fluorescent |  | Pin base | 1 | 13 | 760131 | Bathroom
Floor lamp | Compact Fluorescent |  | Pin base | 1 | 13 | 760131 | Bathroom
Ceiling Fan | Compact Fluorescent |  | Twist | 1 | 13 | 760131 | Bathroom
Ceiling Fixture | Incandescent |  | Standard A Lamp | 1 | 60 | 760131 | Bathroom
Ceiling Fixture | Compact Fluorescent |  | Twist | 1 | 13 | 760131 | Bathroom
Floor lamp | Compact Fluorescent |  | Twist | 1 | 13 | 760131 | Bathroom
Torchiere | Compact Fluorescent |  | Twist | 2 | 18 | 760131 | Bathroom
Track | Halogen |  | MR | 3 | 50 | 760131 | Bathroom
Floor lamp | Compact Fluorescent |  | Twist | 1 | 20 | 760132 | Living Room
Table | Compact Fluorescent |  | Pin base | 1 | 13 | 760132 | Living Room
Table | Compact Fluorescent |  | Pin base | 1 | 27 | 760132 | Living Room
Table | Incandescent |  | Decorative | 1 | 75 | 760132 | Living Room
Wall Mount | Incandescent |  | Globe | 4 | 40 | 760132 | Living Room
Recessed - other | Incandescent |  | Heat Lamp | 1 | 250 | 760132 | Living Room
Track | Halogen |  | MR | 3 | 50 | 760132 | Living Room
Other | Incandescent |  | Decorative | 1 | 40 | 760132 | Living Room
Ceiling Fixture | Linear Fluorescent | 4 | T-8 | 2 | 32 | 770011 | Bathroom
Architectural | Incandescent |  | Standard A Lamp | 1 | 150 | 770011 | Bathroom
Ceiling Fixture | Incandescent |  | Standard A Lamp | 1 | 60 | 770011 | Bathroom
Ceiling Fixture | Incandescent |  | Standard A Lamp | 1 | 60 | 770011 | Bathroom
Ceiling Fixture | Linear Fluorescent | 4 | T-8 | 2 | 32 | 770011 | Bathroom
Ceiling Fixture | Incandescent |  | Standard A Lamp | 1 | 60 | 770011 | Bathroom
Floor lamp | Incandescent |  | Standard A Lamp | 1 | 60 | 770011 | Bathroom
Table | Compact Fluorescent |  | Twist | 1 | 15 | 770011 | Bathroom
Table | Compact Fluorescent |  | Twist | 1 | 13 | 770011 | Bathroom
Table | Incandescent |  | Standard A Lamp | 1 | 60 | 770011 | Bathroom
Wall Mount | Linear Fluorescent | 4 | T-8 | 2 | 32 | 770012 | Bathroom
Ceiling Fixture | Incandescent |  | Standard A Lamp | 1 | 60 | 770012 | Bathroom
Ceiling Fixture | Linear Fluorescent | 4 | T-8 | 2 | 32 | 770012 | Bathroom
Ceiling Fixture | Incandescent |  | Standard A Lamp | 1 | 100 | 770021 | Kitchen
Other | Linear Fluorescent | 1.5 | T-8 | 1 | 15 | 770021 | Kitchen
Wall Mount | Incandescent |  | Globe | 6 | 60 | 770021 | Kitchen
Recessed - other | Incandescent |  | Reflector | 1 | 120 | 770021 | Kitchen
Wall Mount | Incandescent |  | Globe | 4 | 60 | 770021 | Kitchen
Recessed - other | Incandescent |  | Heat Lamp | 1 | 250 | 770021 | Kitchen
Ceiling Fixture | Incandescent |  | Standard A Lamp | 1 | 75 | 770021 | Kitchen
Table | Incandescent |  | 3-Way Incandescent | 1 | 100 | 770021 | Kitchen
Table | Compact Fluorescent |  | Pin base | 1 | 13 | 770021 | Kitchen
Table | Linear Fluorescent | 1.5 | T-5 | 2 | 18 | 770021 | Kitchen
Table | Incandescent |  | Standard A Lamp | 1 | 100 | 770021 | Kitchen
Table | Compact Fluorescent |  | Twist | 1 | 23 | 770021 | Kitchen
Table | Incandescent |  | 3-Way Incandescent | 1 | 100 | 770021 | Kitchen
Ceiling Fixture | Incandescent |  | Decorative | 2 | 25 | 770021 | Kitchen
Chandelier (Hanging) | Halogen |  | Quartz Tube | 1 | 50 | 770021 | Kitchen
Ceiling Fixture | Incandescent |  | Standard A Lamp | 1 | 100 | 770021 | Kitchen
Table | Compact Fluorescent |  | Twist | 1 | 27 | 770021 | Kitchen
Table | Incandescent |  | Standard A Lamp | 1 | 100 | 770021 | Kitchen
Chandelier (Hanging) | Incandescent |  | Standard A Lamp | 1 | 40 | 770021 | Kitchen
Chandelier (Hanging) | Incandescent |  | Clear | 6 | 40 | 770021 | Kitchen
Wall Mount | Compact Fluorescent |  | Twist | 5 | 11 | 770022 | Bathroom
Recessed - other | Incandescent |  | Heat Lamp | 1 | 250 | 770022 | Bathroom
Table | Incandescent |  | Standard A Lamp | 1 | 60 | 770022 | Bathroom
Table | Compact Fluorescent |  | A shape bulb | 1 | 15 | 770022 | Bathroom
Chandelier (Hanging) | Compact Fluorescent |  | Twist | 1 | 15 | 770022 | Bathroom
Ceiling Fixture | Incandescent |  | Standard A Lamp | 1 | 60 | 770022 | Bathroom
Ceiling Fan | Incandescent |  | Standard A Lamp | 1 | 75 | 770022 | Bathroom
Ceiling Fixture | Linear Fluorescent | 4 | T-12 | 2 | 40 | 770022 | Bathroom
Other | Linear Fluorescent | 2 | T-12 | 2 | 32 | 770022 | Bathroom
Other | Linear Fluorescent | 1.5 | T-8 | 1 | 20 | 770022 | Bathroom
Recessed - other | Halogen |  | Other | 2 | 20 | 770022 | Bathroom
Table | Incandescent |  | Standard A Lamp | 1 | 100 | 770022 | Bathroom
Floor lamp | Compact Fluorescent |  | Twist | 1 | 15 | 770022 | Bathroom
Chandelier (Hanging) | Incandescent |  | Decorative | 4 | 40 | 770022 | Bathroom
Wall Mount | Compact Fluorescent |  | Twist | 3 | 13 | 770031 | Bathroom
Table | Incandescent |  | Standard A Lamp | 1 | 40 | 770031 | Bathroom
Table | Incandescent |  | Decorative | 1 | 25 | 770031 | Bathroom
Table | Compact Fluorescent |  | Twist | 1 | 13 | 770031 | Bathroom
Wall Mount | Incandescent |  | Standard A Lamp | 2 | 60 | 770031 | Bathroom
Wall Mount | Incandescent |  | Standard A Lamp | 2 | 65 | 770031 | Bathroom
Ceiling Fixture | Linear Fluorescent | 3 | T-5 | 1 | 22 | 770031 | Bathroom
Floor lamp | Compact Fluorescent |  | Twist | 1 | 13 | 770031 | Bathroom
Wall Mount | Linear Fluorescent | 3 | T-5 | 1 | 22 | 770031 | Bathroom
Ceiling Fixture | Compact Fluorescent |  | Twist | 1 | 23 | 770031 | Bathroom
Wall Mount | Compact Fluorescent |  | Twist | 2 | 23 | 770032 | Bathroom
Wall Mount | Compact Fluorescent |  | Twist | 2 | 13 | 770032 | Bathroom
Floor lamp | Incandescent |  | Decorative | 4 | 25 | 770032 | Bathroom
Ceiling Fixture | Linear Fluorescent | 3 | T-5 | 1 | 22 | 770032 | Bathroom
Recessed - other | Compact Fluorescent |  | Twist | 1 | 13 | 770032 | Bathroom
Wall Mount | Compact Fluorescent |  | Twist | 2 | 23 | 770032 | Bathroom
Wall Mount | Compact Fluorescent |  | Twist | 2 | 7 | 770032 | Bathroom
Ceiling Fixture | Compact Fluorescent |  | Twist | 1 | 23 | 770032 | Bathroom
Wall Mount | Linear Fluorescent | 2 | T-12 | 2 | 20 | 770041 | Bathroom
Recessed - other | Incandescent |  | Heat Lamp | 1 | 250 | 770041 | Bathroom
Ceiling Fixture | Compact Fluorescent |  | Pin base | 2 | 13 | 770041 | Bathroom
Table | Incandescent |  | Standard A Lamp | 1 | 65 | 770041 | Bathroom
Other | Incandescent |  | Mini base | 1 | 40 | 770041 | Bathroom
Ceiling Fixture | Compact Fluorescent |  | Pin base | 2 | 13 | 770041 | Bathroom
Ceiling Fixture | Compact Fluorescent |  | Pin base | 2 | 13 | 770041 | Bathroom
Table | Incandescent |  | 3-Way Incandescent | 1 | 250 | 770041 | Bathroom
Floor lamp | Compact Fluorescent |  | Pin base | 1 | 27 | 770041 | Bathroom
Chandelier (Hanging) | Incandescent |  | Standard A Lamp | 1 | 60 | 770041 | Bathroom
Floor lamp | Incandescent |  | Standard A Lamp | 1 | 100 | 770041 | Bathroom
Ceiling Fixture | Compact Fluorescent |  | Pin base | 2 | 13 | 770041 | Bathroom
Ceiling Fixture | Compact Fluorescent |  | Pin base | 2 | 13 | 770041 | Bathroom
Recessed - other | Incandescent |  | Heat Lamp | 1 | 250 | 770042 | Bathroom
Wall Mount | Compact Fluorescent |  | Twist | 5 | 13 | 770042 | Bathroom
Table | Incandescent |  | Standard A Lamp | 1 | 60 | 770042 | Bathroom
Table | Incandescent |  | Standard A Lamp | 1 | 75 | 770042 | Bathroom
Ceiling Fixture | Compact Fluorescent |  | Twist | 1 | 13 | 770042 | Bathroom
Other | Incandescent |  | Mini base | 1 | 40 | 770042 | Bathroom
Ceiling Fixture | Linear Fluorescent | 2 | T-8 | 4 | 32 | 770042 | Bathroom
Torchiere | Incandescent |  | 3-Way Incandescent | 1 | 100 | 770042 | Bathroom
Table | Incandescent |  | 3-Way Incandescent | 1 | 150 | 770042 | Bathroom
Chandelier (Hanging) | Compact Fluorescent |  | Twist | 2 | 13 | 770042 | Bathroom
Recessed Can | Incandescent |  | Reflector | 1 | 100 | 770051 | Bathroom
Wall Mount | Compact Fluorescent |  | Twist | 5 | 13 | 770051 | Bathroom
Table | Compact Fluorescent |  | Twist | 1 | 7 | 770051 | Bathroom
Ceiling Fixture | Compact Fluorescent |  | Twist | 1 | 23 | 770051 | Bathroom
Ceiling Fixture | Incandescent |  | Reflector | 1 | 65 | 770051 | Bathroom
Recessed Can | Incandescent |  | Reflector | 2 | 65 | 770051 | Bathroom
Recessed - other | Incandescent |  | Mini base | 2 | 40 | 770051 | Bathroom
Floor lamp | Compact Fluorescent |  | Twist | 1 | 13 | 770051 | Bathroom
Floor lamp | Compact Fluorescent |  | Twist | 1 | 13 | 770051 | Bathroom
Floor lamp | Compact Fluorescent |  | Twist | 1 | 23 | 770051 | Bathroom
Table | Halogen |  | MR | 1 | 10 | 770051 | Bathroom
Wall Mount | Compact Fluorescent |  | Twist | 5 | 13 | 770051 | Bathroom
Recessed Can | Incandescent |  | Heat Lamp | 1 | 125 | 770051 | Bathroom
Floor lamp | Compact Fluorescent |  | Twist | 1 | 13 | 770051 | Bathroom
Recessed Can | Incandescent |  | Reflector | 1 | 120 | 770052 | Bathroom
Wall Mount | Incandescent |  | Standard A Lamp | 2 | 60 | 770052 | Bathroom
Wall Mount | Incandescent |  | Standard A Lamp | 2 | 60 | 770052 | Bathroom
Recessed Can | Incandescent |  | Heat Lamp | 1 | 120 | 770052 | Bathroom
Table | Compact Fluorescent |  | Twist | 1 | 13 | 770052 | Bathroom
Table | Compact Fluorescent |  | Pin base | 1 | 7 | 770052 | Bathroom
Ceiling Fixture | Incandescent |  | Reflector | 1 | 120 | 770052 | Bathroom
Floor lamp | Incandescent |  | Standard A Lamp | 1 | 75 | 770052 | Bathroom
Floor lamp | Compact Fluorescent |  | Twist | 2 | 13 | 770052 | Bathroom
Floor lamp | Halogen |  | MR | 1 | 50 | 770052 | Bathroom
Floor lamp | Compact Fluorescent |  | Twist | 2 | 13 | 770052 | Bathroom
Recessed Can | Incandescent |  | Reflector | 1 | 65 | 770052 | Bathroom
Recessed Can | Incandescent |  | Standard A Lamp | 1 | 65 | 770052 | Bathroom
Recessed Can | Incandescent |  | Reflector | 1 | 120 | 770052 | Bathroom
Table | Incandescent |  | Standard A Lamp | 1 | 150 | 770052 | Bathroom
Floor lamp | Compact Fluorescent |  | Twist | 2 | 22 | 770052 | Bathroom
Floor lamp | Incandescent |  | Standard A Lamp | 1 | 125 | 770052 | Bathroom
Table | Incandescent |  | Standard A Lamp | 1 | 60 | 770052 | Bathroom
Recessed - other | Incandescent |  | Heat Lamp | 1 | 250 | 770061 | Bathroom
Wall Mount | Compact Fluorescent |  | Twist | 2 | 18 | 770061 | Bathroom
Recessed - other | Incandescent |  | Heat Lamp | 1 | 250 | 770061 | Bathroom
Wall Mount | Compact Fluorescent |  | Twist | 2 | 18 | 770061 | Bathroom
Table | Compact Fluorescent |  | Twist | 2 | 20 | 770061 | Bathroom
Table | Compact Fluorescent |  | Twist | 1 | 18 | 770061 | Bathroom
Table | Compact Fluorescent |  | Twist | 2 | 18 | 770061 | Bathroom
Ceiling Fixture | Compact Fluorescent |  | Twist | 2 | 20 | 770061 | Bathroom
Ceiling Fixture | Compact Fluorescent |  | Twist | 1 | 23 | 770061 | Bathroom
Ceiling Fixture | Compact Fluorescent |  | Twist | 1 | 18 | 770061 | Bathroom
Table | Compact Fluorescent |  | Twist | 1 | 20 | 770061 | Bathroom
Track | Halogen |  | PAR | 3 | 50 | 770061 | Bathroom
Table | Compact Fluorescent |  | Twist | 1 | 20 | 770061 | Bathroom
Other | Incandescent |  | Other | 1 | 40 | 770061 | Bathroom
Floor lamp | Incandescent |  | Decorative | 3 | 40 | 770061 | Bathroom
Ceiling Fixture | Incandescent |  | Heat Lamp | 1 | 250 | 770062 | Bathroom
Wall Mount | Incandescent |  | Standard A Lamp | 2 | 100 | 770062 | Bathroom
Table | Incandescent |  | Standard A Lamp | 1 | 40 | 770062 | Bathroom
Ceiling Fixture | Compact Fluorescent |  | Twist | 1 | 18 | 770062 | Bathroom
Table | Incandescent |  | 3-Way Incandescent | 1 | 100 | 770062 | Bathroom
Track | Halogen |  | PAR | 3 | 50 | 770062 | Bathroom
Other | Incandescent |  | Other | 1 | 40 | 770062 | Bathroom
Table | Incandescent |  | Standard A Lamp | 1 | 40 | 770062 | Bathroom
Table | Incandescent |  | 3-Way Incandescent | 1 | 150 | 770062 | Bathroom
Ceiling Fixture | Compact Fluorescent |  | Twist | 1 | 18 | 770062 | Bathroom
Wall Mount | Incandescent |  | Globe | 6 | 60 | 770071 | Bathroom
Recessed - other | Incandescent |  | Heat Lamp | 1 | 250 | 770071 | Bathroom
Ceiling Fixture | Compact Fluorescent |  | Twist | 2 | 13 | 770071 | Bathroom
Ceiling Fixture | Compact Fluorescent |  | Twist | 2 | 13 | 770071 | Bathroom
Ceiling Fixture | Compact Fluorescent |  | Twist | 2 | 13 | 770071 | Bathroom
Ceiling Fixture | Linear Fluorescent | 4 | T-8 | 4 | 32 | 770071 | Bathroom
Other | Incandescent |  | Standard A Lamp | 1 | 40 | 770071 | Bathroom
Ceiling Fixture | Compact Fluorescent |  | Twist | 2 | 13 | 770071 | Bathroom
Table | Compact Fluorescent |  | Twist | 1 | 18 | 770071 | Bathroom
Floor lamp | Halogen |  | Other | 1 | 72 | 770071 | Bathroom
Ceiling Fixture | Compact Fluorescent |  | Twist | 2 | 13 | 770071 | Bathroom
Wall Mount | Incandescent |  | Globe | 6 | 60 | 770072 | Bathroom
Recessed - other | Incandescent |  | Heat Lamp | 1 | 250 | 770072 | Bathroom
Floor lamp | Incandescent |  | 3-Way Incandescent | 1 | 250 | 770072 | Bathroom
Ceiling Fixture | Linear Fluorescent | 4 | T-8 | 4 | 32 | 770072 | Bathroom
Ceiling Fixture | Compact Fluorescent |  | Twist | 2 | 13 | 770072 | Bathroom
Table | Incandescent |  | Clear | 2 | 60 | 770072 | Bathroom
Torchiere | Incandescent |  | Standard A Lamp | 3 | 100 | 770072 | Bathroom
Wall Mount | Compact Fluorescent |  | Twist | 6 | 11 | 770081 | Bathroom
Ceiling Fan | Compact Fluorescent |  | Twist | 3 | 11 | 770081 | Bathroom
Table | Compact Fluorescent |  | Twist | 1 | 11 | 770081 | Bathroom
Ceiling Fixture | Compact Fluorescent |  | Twist | 2 | 13 | 770081 | Bathroom
Table | Compact Fluorescent |  | Twist | 1 | 13 | 770081 | Bathroom
Ceiling Fixture | Incandescent |  | Mini base | 3 | 25 | 770081 | Bathroom
Ceiling Fixture | Linear Fluorescent | 4 | T-12 | 2 | 40 | 770081 | Bathroom
Chandelier (Hanging) | Compact Fluorescent |  | Twist | 1 | 20 | 770081 | Bathroom
Other | Compact Fluorescent |  | Twist | 1 | 11 | 770081 | Bathroom
Floor lamp | Compact Fluorescent |  | Twist | 1 | 11 | 770081 | Bathroom
Table | Compact Fluorescent |  | Twist | 1 | 7 | 770081 | Bathroom
Floor lamp | Compact Fluorescent |  | Twist | 1 | 14 | 770081 | Bathroom
Table | Compact Fluorescent |  | Twist | 1 | 11 | 770081 | Bathroom
Ceiling Fan | Compact Fluorescent |  | Twist | 2 | 15 | 770081 | Bathroom
Ceiling Fixture | Compact Fluorescent |  | Twist | 1 | 13 | 770081 | Bathroom
Ceiling Fan | Incandescent |  | Standard A Lamp | 2 | 40 | 770082 | Bedroom
Table | Incandescent |  | Standard A Lamp | 1 | 75 | 770082 | Bedroom
Table | Compact Fluorescent |  | Twist | 1 | 23 | 770082 | Bedroom
Table | Halogen |  | Quartz Tube | 1 | 50 | 770082 | Bedroom
Track | Incandescent |  | Reflector | 4 | 45 | 770082 | Bedroom
Track | Incandescent |  | Reflector | 3 | 45 | 770082 | Bedroom
Track | Incandescent |  | Mini base | 3 | 40 | 770082 | Bedroom
Track | Incandescent |  | Reflector | 3 | 30 | 770082 | Bedroom
Table | Incandescent |  | Standard A Lamp | 1 | 40 | 770082 | Bedroom
Floor lamp | Incandescent |  | Standard A Lamp | 1 | 75 | 770082 | Bedroom
Floor lamp | Compact Fluorescent |  | Pin base | 1 | 18 | 770082 | Bedroom
Table | Incandescent |  | Standard A Lamp | 1 | 75 | 770082 | Bedroom
Wall Mount | Incandescent |  | Globe | 6 | 25 | 770082 | Bedroom
Wall Mount | Linear Fluorescent | 3 | T-4 | 1 | 25 | 770091 | Bathroom
Recessed - other | Incandescent |  | Heat Lamp | 1 | 250 | 770091 | Bathroom
Torchiere | Incandescent |  | Standard A Lamp | 1 | 40 | 770091 | Bathroom
Torchiere | Compact Fluorescent |  | Twist | 1 | 23 | 770091 | Bathroom
Ceiling Fixture | Compact Fluorescent |  | Twist | 2 | 13 | 770091 | Bathroom
Recessed Can | Compact Fluorescent |  | Pin base | 1 | 13 | 770091 | Bathroom
Ceiling Fixture | Compact Fluorescent |  | Pin base | 2 | 25 | 770091 | Bathroom
Other | Incandescent |  | Standard A Lamp | 1 | 60 | 770091 | Bathroom
Chandelier (Hanging) | Incandescent |  | Standard A Lamp | 3 | 40 | 770091 | Bathroom
Floor lamp | Incandescent |  | Other | 1 | 25 | 770091 | Bathroom
Table | Incandescent |  | Reflector | 1 | 50 | 770091 | Bathroom
Other | Incandescent |  | Decorative | 1 | 60 | 770092 | Bathroom
Recessed - other | Incandescent |  | Heat Lamp | 1 | 250 | 770092 | Bathroom
Wall Mount | Linear Fluorescent | 3 | T-4 | 1 | 25 | 770092 | Bathroom
Ceiling Fixture | Compact Fluorescent |  | Pin base | 2 | 13 | 770092 | Bathroom
Table | Incandescent |  | Standard A Lamp | 1 | 100 | 770092 | Bathroom
Floor lamp | Incandescent |  | Standard A Lamp | 1 | 100 | 770092 | Bathroom
Table | Incandescent |  | Standard A Lamp | 1 | 60 | 770092 | Bathroom
Ceiling Fixture | Compact Fluorescent |  | Pin base | 2 | 13 | 770092 | Bathroom
Ceiling Fixture | Compact Fluorescent |  | Pin base | 2 | 13 | 770092 | Bathroom
Recessed Can | Compact Fluorescent |  | Pin base | 1 | 13 | 770092 | Bathroom
Ceiling Fixture | Compact Fluorescent |  | Pin base | 2 | 25 | 770092 | Bathroom
Other | Incandescent |  | Standard A Lamp | 1 | 60 | 770092 | Bathroom
Ceiling Fixture | Compact Fluorescent |  | Pin base | 2 | 13 | 770092 | Bathroom
Table | Incandescent |  | Standard A Lamp | 2 | 60 | 770092 | Bathroom
Table | Incandescent |  | Standard A Lamp | 1 | 100 | 770092 | Bathroom
Floor lamp | Incandescent |  | Standard A Lamp | 1 | 100 | 770092 | Bathroom
Ceiling Fan | Incandescent |  | Standard A Lamp | 3 | 60 | 770092 | Bathroom
Wall Mount | Halogen |  | Quartz Tube | 2 | 150 | 770101 | Bathroom
Ceiling Fixture | Incandescent |  | Heat Lamp | 1 | 150 | 770101 | Bathroom
Ceiling Fixture | Compact Fluorescent |  | Pin base | 1 | 11 | 770101 | Bathroom
Ceiling Fixture | Compact Fluorescent |  | Pin base | 2 | 13 | 770101 | Bathroom
Other | Incandescent |  | Other | 2 | 40 | 770101 | Bathroom
Other | Compact Fluorescent |  | Twist | 2 | 25 | 770101 | Bathroom
Track | Halogen |  | MR | 3 | 50 | 770101 | Bathroom
Floor lamp | Incandescent |  | Standard A Lamp | 1 | 40 | 770101 | Bathroom
Table | Linear Fluorescent | 2 | T-5 | 2 | 24 | 770101 | Bathroom
Ceiling Fixture | Compact Fluorescent |  | Pin base | 2 | 13 | 770101 | Bathroom
Other | Linear Fluorescent | 4 | T-8 | 2 | 32 | 770101 | Bathroom
Wall Mount | Halogen |  | Quartz Tube | 2 | 150 | 770102 | Bathroom
Ceiling Fixture | Incandescent |  | Heat Lamp | 1 | 150 | 770102 | Bathroom
Ceiling Fixture | Compact Fluorescent |  | Pin base | 1 | 11 | 770102 | Bathroom
Chandelier (Hanging) | Compact Fluorescent |  | Pin base | 1 | 11 | 770102 | Bathroom
Torchiere | Compact Fluorescent |  | Pin base | 1 | 11 | 770102 | Bathroom
Ceiling Fixture | Compact Fluorescent |  | Pin base | 2 | 13 | 770102 | Bathroom
Track | Halogen |  | MR | 3 | 25 | 770102 | Bathroom
Other | Incandescent |  | Other | 2 | 40 | 770102 | Bathroom
Ceiling Fixture | Compact Fluorescent |  | Pin base | 2 | 13 | 770102 | Bathroom
Table | Incandescent |  | Clear | 1 | 40 | 770102 | Bathroom
Wall Mount | Incandescent |  | Globe | 5 | 60 | 770111 | Bathroom
Wall Mount | Incandescent |  | Globe | 4 | 40 | 770111 | Bathroom
Wall Mount | Incandescent |  | Standard A Lamp | 3 | 60 | 770111 | Bathroom
Table | Compact Fluorescent |  | Twist | 1 | 13 | 770111 | Bathroom
Ceiling Fixture | Compact Fluorescent |  | Circline (Screw Base) | 1 | 36 | 770111 | Bathroom
Ceiling Fixture | Compact Fluorescent |  | Circline (Screw Base) | 1 | 22 | 770111 | Bathroom
Ceiling Fixture | Compact Fluorescent |  | Circline (Screw Base) | 1 | 22 | 770111 | Bathroom
Ceiling Fixture | Linear Fluorescent | 4 | T-12 | 4 | 40 | 770111 | Bathroom
Other | Linear Fluorescent | 1.5 | T-8 | 1 | 15 | 770111 | Bathroom
Other | Incandescent |  | Standard A Lamp | 1 | 40 | 770111 | Bathroom
Table | Compact Fluorescent |  | Twist | 1 | 23 | 770111 | Bathroom
Wall Mount | Incandescent |  | Globe | 4 | 60 | 770112 | Bathroom
Floor lamp | Incandescent |  | Standard A Lamp | 1 | 100 | 770112 | Bathroom
Table | Incandescent |  | Standard A Lamp | 1 | 60 | 770112 | Bathroom
Ceiling Fixture | Compact Fluorescent |  | Circline (Screw Base) | 1 | 22 | 770112 | Bathroom
Ceiling Fixture | Compact Fluorescent |  | Circline (Screw Base) | 1 | 36 | 770112 | Bathroom
Floor lamp | Incandescent |  | Standard A Lamp | 1 | 100 | 770112 | Bathroom
Table | Incandescent |  | Standard A Lamp | 1 | 60 | 770112 | Bathroom
Floor lamp | Halogen |  | Quartz Tube | 1 | 50 | 770112 | Bathroom
Wall Mount | Incandescent |  | Standard A Lamp | 3 | 75 | 780011 | Bathroom
Recessed - other | Incandescent |  | Standard A Lamp | 1 | 60 | 780011 | Bathroom
Floor lamp | Incandescent |  | Standard A Lamp | 2 | 125 | 780011 | Bathroom
Chandelier (Hanging) | Incandescent |  | Decorative | 6 | 60 | 780011 | Bathroom
Ceiling Fixture | Incandescent |  | Standard A Lamp | 2 | 75 | 780011 | Bathroom
Table | Incandescent |  | Standard A Lamp | 1 | 75 | 780011 | Bathroom
Recessed Can | Halogen |  | PAR | 1 | 50 | 780011 | Bathroom
Other | Halogen |  | MR | 2 | 20 | 780011 | Bathroom
Floor lamp | Incandescent |  | Standard A Lamp | 2 | 60 | 780011 | Bathroom
Torchiere | Incandescent |  | Standard A Lamp | 2 | 75 | 780011 | Bathroom
Table | Incandescent |  | Standard A Lamp | 2 | 60 | 780011 | Bathroom
Wall Mount | Incandescent |  | Standard A Lamp | 4 | 75 | 780011 | Bathroom
Recessed Can | Incandescent |  | Standard A Lamp | 1 | 60 | 780011 | Bathroom
Recessed Can | Halogen |  | PAR | 1 | 50 | 780011 | Bathroom
Table | Incandescent |  | Standard A Lamp | 1 | 75 | 780011 | Bathroom
Table | Incandescent |  | Standard A Lamp | 1 | 100 | 780011 | Bathroom
Wall Mount | Linear Fluorescent | 2 | T-5 | 2 | 13 | 780011 | Bathroom
Wall Mount | Incandescent |  | Standard A Lamp | 3 | 75 | 780012 | Bathroom
Recessed - other | Incandescent |  | Standard A Lamp | 1 | 60 | 780012 | Bathroom
Table | Compact Fluorescent |  | Pin base | 1 | 26 | 780012 | Bathroom
Table | Incandescent |  | Standard A Lamp | 1 | 75 | 780012 | Bathroom
Ceiling Fixture | Halogen |  | PAR | 2 | 50 | 780012 | Bathroom
Ceiling Fixture | Halogen |  | PAR | 1 | 50 | 780012 | Bathroom
Other | Halogen |  | MR | 2 | 50 | 780012 | Bathroom
Table | Compact Fluorescent |  | Pin base | 1 | 26 | 780012 | Bathroom
Ceiling Fixture | Compact Fluorescent |  | Twist | 2 | 19 | 780012 | Bathroom
Ceiling Fixture | Compact Fluorescent |  | Twist | 2 | 18 | 780012 | Bathroom
Recessed Can | Halogen |  | PAR | 1 | 50 | 780012 | Bathroom
Recessed Can | Halogen |  | PAR | 1 | 50 | 780012 | Bathroom
Ceiling Fixture | Halogen |  | PAR | 1 | 50 | 780012 | Bathroom
Other | Halogen |  | MR | 2 | 20 | 780012 | Bathroom
Floor lamp | Incandescent |  | 3-Way Incandescent | 1 | 150 | 780012 | Bathroom
Floor lamp | Compact Fluorescent |  | Pin base | 1 | 13 | 780012 | Bathroom
Ceiling Fixture | Incandescent |  | Standard A Lamp | 1 | 60 | 780012 | Bathroom
Wall Mount | Incandescent |  | Standard A Lamp | 4 | 75 | 780012 | Bathroom
Recessed Can | Incandescent |  | Standard A Lamp | 1 | 60 | 780012 | Bathroom
Table | Incandescent |  | 3-Way Incandescent | 1 | 100 | 780012 | Bathroom
Recessed Can | Halogen |  | PAR | 1 | 50 | 780012 | Bathroom
Wall Mount | Linear Fluorescent | 2 | T-5 | 2 | 13 | 780012 | Bathroom
Wall Mount | Incandescent |  | Globe | 6 | 40 | 780021 | Bathroom
Wall Mount | Incandescent |  | Globe | 6 | 40 | 780021 | Bathroom
Floor lamp | Incandescent |  | Standard A Lamp | 1 | 25 | 780021 | Bathroom
Floor lamp | Compact Fluorescent |  | Twist | 1 | 26 | 780021 | Bathroom
Table | Incandescent |  | Standard A Lamp | 1 | 25 | 780021 | Bathroom
Table | Incandescent |  | Decorative | 1 | 25 | 780021 | Bathroom
Recessed Can | Incandescent |  | Standard A Lamp | 1 | 60 | 780021 | Bathroom
Recessed Can | Incandescent |  | Reflector | 1 | 65 | 780021 | Bathroom
Recessed Can | Incandescent |  | Reflector | 1 | 65 | 780021 | Bathroom
Other | Incandescent |  | Other | 1 | 40 | 780021 | Bathroom
Floor lamp | Compact Fluorescent |  | Twist | 3 | 13 | 780021 | Bathroom
Ceiling Fixture | Incandescent |  | Standard A Lamp | 3 | 60 | 780021 | Bathroom
Wall Mount | Incandescent |  | Globe | 6 | 60 | 780022 | Bathroom
Wall Mount | Incandescent |  | Globe | 6 | 40 | 780022 | Bathroom
Torchiere | Incandescent |  | Standard A Lamp | 1 | 100 | 780022 | Bathroom
Table | Incandescent |  | Standard A Lamp | 1 | 25 | 780022 | Bathroom
Recessed Can | Incandescent |  | Reflector | 1 | 65 | 780022 | Bathroom
Ceiling Fixture | Incandescent |  | Reflector | 1 | 65 | 780022 | Bathroom
Recessed Can | Incandescent |  | Reflector | 1 | 65 | 780022 | Bathroom
Other | Incandescent |  | Standard A Lamp | 2 | 40 | 780022 | Bathroom
Table | Incandescent |  | 3-Way Incandescent | 1 | 150 | 780022 | Bathroom
Floor lamp | Compact Fluorescent |  | Twist | 1 | 19 | 780022 | Bathroom
Floor lamp | Halogen |  | Other | 1 | 50 | 780022 | Bathroom
Floor lamp | Incandescent |  | Standard A Lamp | 1 | 100 | 780022 | Bathroom
Chandelier (Hanging) | Incandescent |  | Globe | 1 | 40 | 780022 | Bathroom
Wall Mount | Incandescent |  | Globe | 4 | 40 | 780031 | Bathroom
Recessed - other | Incandescent |  | Heat Lamp | 1 | 250 | 780031 | Bathroom
Ceiling Fixture | Compact Fluorescent |  | Twist | 2 | 13 | 780031 | Bathroom
Table | Compact Fluorescent |  | Twist | 1 | 11 | 780031 | Bathroom
Floor lamp | Compact Fluorescent |  | Twist | 1 | 13 | 780031 | Bathroom
Track | Halogen |  | MR | 3 | 50 | 780031 | Bathroom
Ceiling Fixture | Compact Fluorescent |  | Twist | 2 | 13 | 780031 | Bathroom
Track | Halogen |  | MR | 3 | 50 | 780031 | Bathroom
Other | Incandescent |  | Decorative | 2 | 30 | 780031 | Bathroom
Floor lamp | Incandescent |  | Standard A Lamp | 3 | 75 | 780031 | Bathroom
Wall Mount | Incandescent |  | Globe | 4 | 40 | 780031 | Bathroom
Recessed - other | Incandescent |  | Heat Lamp | 1 | 250 | 780031 | Bathroom
Ceiling Fixture | Compact Fluorescent |  | Twist | 2 | 13 | 780031 | Bathroom
Table | Incandescent |  | Standard A Lamp | 1 | 75 | 780031 | Bathroom
Recessed - other | Incandescent |  | Heat Lamp | 1 | 250 | 780032 | Bathroom
Wall Mount | Incandescent |  | Globe | 6 | 60 | 780032 | Bathroom
Ceiling Fixture | Incandescent |  | Standard A Lamp | 1 | 60 | 780032 | Bathroom
Track | Halogen |  | MR | 2 | 50 | 780032 | Bathroom
Other | Incandescent |  | Decorative | 2 | 30 | 780032 | Bathroom
Ceiling Fixture | Incandescent |  | Standard A Lamp | 1 | 60 | 780032 | Bathroom
Torchiere | Compact Fluorescent |  | Twist | 1 | 13 | 780032 | Bathroom
Torchiere | Incandescent |  | Standard A Lamp | 1 | 60 | 780032 | Bathroom
Table | Halogen |  | Quartz Tube | 1 | 100 | 780032 | Bathroom
Track | Halogen |  | MR | 1 | 50 | 780032 | Bathroom
Table | Compact Fluorescent |  | Pin base | 1 | 27 | 780032 | Bathroom
Ceiling Fixture | Incandescent |  | Clear | 2 | 60 | 780041 | Hall
Track | Halogen |  | MR | 3 | 40 | 780041 | Hall
Recessed - other | Incandescent |  | Mini base | 2 | 40 | 780041 | Hall
Floor lamp | Incandescent |  | Reflector | 1 | 40 | 780041 | Hall
Floor lamp | Compact Fluorescent |  | Twist | 1 | 23 | 780041 | Hall
Table | Compact Fluorescent |  | Twist | 1 | 23 | 780041 | Hall
Ceiling Fixture | Incandescent |  | Clear | 2 | 60 | 780041 | Hall
Wall Mount | Halogen |  | Quartz Tube | 2 | 100 | 780041 | Hall
Recessed Can | Incandescent |  | Heat Lamp | 1 | 250 | 780041 | Hall
Wall Mount | Halogen |  | Quartz Tube | 2 | 100 | 780042 | Bathroom
Recessed Can | Incandescent |  | Heat Lamp | 1 | 250 | 780042 | Bathroom
Ceiling Fixture | Compact Fluorescent |  | Twist | 2 | 13 | 780042 | Bathroom
Track | Halogen |  | MR | 3 | 40 | 780042 | Bathroom
Recessed - other | Incandescent |  | Mini base | 1 | 40 | 780042 | Bathroom
Floor lamp | Compact Fluorescent |  | Twist | 1 | 13 | 780042 | Bathroom
Table | Incandescent |  | Standard A Lamp | 1 | 52 | 780042 | Bathroom
Wall Mount | Incandescent |  | Standard A Lamp | 3 | 75 | 780051 | Bathroom
Recessed Can | Incandescent |  | Heat Lamp | 1 | 250 | 780051 | Bathroom
Floor lamp | Halogen |  | Quartz Tube | 1 | 500 | 780051 | Bathroom
Track | Halogen |  | Quartz Tube | 4 | 50 | 780051 | Bathroom
Recessed Can | Incandescent |  | Reflector | 1 | 65 | 780051 | Bathroom
Recessed Can | Incandescent |  | Reflector | 4 | 65 | 780051 | Bathroom
Recessed - other | Incandescent |  | Mini base | 2 | 40 | 780051 | Bathroom
Ceiling Fixture | Incandescent |  | Standard A Lamp | 2 | 75 | 780051 | Bathroom
Floor lamp | Halogen |  | Quartz Tube | 1 | 75 | 780051 | Bathroom
Table | Incandescent |  | Standard A Lamp | 1 | 100 | 780051 | Bathroom
Table | Incandescent |  | Decorative | 1 | 25 | 780051 | Bathroom
Wall Mount | Incandescent |  | Mini base | 6 | 40 | 780052 | Bathroom
Ceiling Fixture | Incandescent |  | Standard A Lamp | 2 | 60 | 780052 | Bathroom
Ceiling Fixture | Incandescent |  | Reflector | 1 | 65 | 780052 | Bathroom
Recessed Can | Compact Fluorescent |  | Reflector | 1 | 23 | 780052 | Bathroom
Recessed Can | Incandescent |  | Reflector | 1 | 65 | 780052 | Bathroom
Recessed - other | Incandescent |  | Mini base | 2 | 4 | 780052 | Bathroom
Track | Halogen |  | PAR | 3 | 50 | 780052 | Bathroom
Ceiling Fixture | Compact Fluorescent |  | Circline (Screw Base) | 1 | 32 | 780061 | Bathroom
Wall Mount | Linear Fluorescent | 2 | T-8 | 2 | 17 | 780061 | Bathroom
Floor lamp | Compact Fluorescent |  | Twist | 1 | 23 | 780061 | Bathroom
Table | Compact Fluorescent |  | Twist | 1 | 23 | 780061 | Bathroom
Ceiling Fixture | Compact Fluorescent |  | Circline (Screw Base) | 1 | 32 | 780061 | Bathroom
Ceiling Fixture | Compact Fluorescent |  | Circline (Screw Base) | 2 | 40 | 780061 | Bathroom
Ceiling Fixture | Compact Fluorescent |  | Pin base | 1 | 26 | 780061 | Bathroom
Other | Incandescent |  | Other | 1 | 40 | 780061 | Bathroom
Table | Compact Fluorescent |  | Twist | 1 | 23 | 780061 | Bathroom
Table | Compact Fluorescent |  | Twist | 1 | 9 | 780061 | Bathroom
Table | Other |  | Other | 1 | 3 | 780061 | Bathroom
Ceiling Fixture | Compact Fluorescent |  | Circline (Screw Base) | 1 | 32 | 780062 | Bathroom
Wall Mount | Linear Fluorescent | 2 | T-8 | 2 | 17 | 780062 | Bathroom
Table | Incandescent |  | Standard A Lamp | 1 | 75 | 780062 | Bathroom
Ceiling Fixture | Compact Fluorescent |  | Circline (Screw Base) | 1 | 32 | 780062 | Bathroom
Ceiling Fixture | Compact Fluorescent |  | Pin base | 1 | 26 | 780062 | Bathroom
Ceiling Fixture | Compact Fluorescent |  | Circline (Screw Base) | 2 | 40 | 780062 | Bathroom
Other | Incandescent |  | Other | 1 | 25 | 780062 | Bathroom
Table | Incandescent |  | Standard A Lamp | 1 | 75 | 780062 | Bathroom
Recessed - other | Incandescent |  | Reflector | 1 | 65 | 780071 | Bathroom
Wall Mount | Incandescent |  | Globe | 6 | 60 | 780071 | Bathroom
Ceiling Fixture | Compact Fluorescent |  | Twist | 2 | 13 | 780071 | Bathroom
Ceiling Fixture | Compact Fluorescent |  | Twist | 2 | 13 | 780071 | Bathroom
Ceiling Fixture | Linear Fluorescent | 4 | T-8 | 4 | 32 | 780071 | Bathroom
Other | Incandescent |  | Standard A Lamp | 1 | 40 | 780071 | Bathroom
Ceiling Fixture | Compact Fluorescent |  | Twist | 2 | 13 | 780071 | Bathroom
Ceiling Fixture | Compact Fluorescent |  | Twist | 2 | 13 | 780071 | Bathroom
Floor lamp | Incandescent |  | Standard A Lamp | 1 | 60 | 780071 | Bathroom
Ceiling Fixture | Compact Fluorescent |  | Twist | 2 | 13 | 780071 | Bathroom
Table | Incandescent |  | Standard A Lamp | 1 | 40 | 780071 | Bathroom
Table | Incandescent |  | Standard A Lamp | 1 | 60 | 780071 | Bathroom
Wall Mount | Incandescent |  | Globe | 6 | 60 | 780072 | Bathroom
Recessed Can | Incandescent |  | Heat Lamp | 1 | 250 | 780072 | Bathroom
Ceiling Fixture | Compact Fluorescent |  | Twist | 2 | 13 | 780072 | Bathroom
Table | Incandescent |  | Standard A Lamp | 1 | 60 | 780072 | Bathroom
Ceiling Fixture | Compact Fluorescent |  | Twist | 2 | 13 | 780072 | Bathroom
Ceiling Fixture | Linear Fluorescent | 4 | T-8 | 4 | 32 | 780072 | Bathroom
Other | Incandescent |  | Standard A Lamp | 1 | 40 | 780072 | Bathroom
Ceiling Fixture | Compact Fluorescent |  | Twist | 2 | 13 | 780072 | Bathroom
Floor lamp | Incandescent |  | Standard A Lamp | 2 | 75 | 780072 | Bathroom
Wall Mount | Incandescent |  | Globe | 6 | 40 | 780081 | Bathroom
Recessed Can | Incandescent |  | Heat Lamp | 1 | 250 | 780081 | Bathroom
Ceiling Fixture | Compact Fluorescent |  | Pin base | 2 | 13 | 780081 | Bathroom
Ceiling Fixture | Compact Fluorescent |  | Pin base | 2 | 13 | 780081 | Bathroom
Ceiling Fixture | Compact Fluorescent |  | Pin base | 2 | 13 | 780081 | Bathroom
Other | Incandescent |  | Standard A Lamp | 1 | 60 | 780081 | Bathroom
Ceiling Fixture | Linear Fluorescent | 4 | T-8 | 4 | 32 | 780081 | Bathroom
Table | Incandescent |  | 3-Way Incandescent | 1 | 150 | 780081 | Bathroom
Ceiling Fixture | Compact Fluorescent |  | Circline (Screw Base) | 1 | 40 | 780081 | Bathroom
Wall Mount | Incandescent |  | Clear | 6 | 60 | 780082 | Bathroom
Recessed Can | Incandescent |  | Heat Lamp | 1 | 250 | 780082 | Bathroom
Table | Incandescent |  | Reflector | 1 | 50 | 780082 | Bathroom
Table | Incandescent |  | Globe | 1 | 40 | 780082 | Bathroom
Ceiling Fixture | Compact Fluorescent |  | Pin base | 2 | 13 | 780082 | Bathroom
Ceiling Fixture | Compact Fluorescent |  | Pin base | 2 | 13 | 780082 | Bathroom
Table | Incandescent |  | Standard A Lamp | 1 | 100 | 780082 | Bathroom
Ceiling Fixture | Compact Fluorescent |  | Pin base | 2 | 13 | 780082 | Bathroom
Other | Incandescent |  | Standard A Lamp | 1 | 60 | 780082 | Bathroom
Ceiling Fixture | Linear Fluorescent | 4 | T-8 | 4 | 32 | 780082 | Bathroom
Ceiling Fixture | Compact Fluorescent |  | Circline (Screw Base) | 1 | 40 | 780082 | Bathroom
Table | Incandescent |  | Standard A Lamp | 1 | 100 | 780082 | Bathroom
Floor lamp | Halogen |  | MR | 2 | 35 | 780082 | Bathroom
Wall Mount | Incandescent |  | Globe | 4 | 40 | 780091 | Bathroom
Table | Incandescent |  | Decorative | 1 | 60 | 780091 | Bathroom
Table | Compact Fluorescent |  | Pin base | 1 | 13 | 780091 | Bathroom
Ceiling Fixture | Incandescent |  | Standard A Lamp | 1 | 60 | 780091 | Bathroom
Ceiling Fixture | Incandescent |  | Standard A Lamp | 1 | 45 | 780091 | Bathroom
Ceiling Fixture | Halogen |  | MR | 4 | 50 | 780091 | Bathroom
Ceiling Fixture | Halogen |  | MR | 3 | 20 | 780091 | Bathroom
Floor lamp | Incandescent |  | Other | 1 | 60 | 780091 | Bathroom
Table | Halogen |  | MR | 1 | 75 | 780091 | Bathroom
Recessed - other | Halogen |  | PAR | 2 | 30 | 780091 | Bathroom
Ceiling Fixture | Incandescent |  | Standard A Lamp | 1 | 60 | 780091 | Bathroom
Wall Mount | Incandescent |  | Decorative | 5 | 40 | 780092 | Bathroom
Ceiling Fixture | Incandescent |  | Standard A Lamp | 1 | 60 | 780092 | Bathroom
Wall Mount | Incandescent |  | Clear | 4 | 40 | 780092 | Bathroom
Recessed - other | Compact Fluorescent |  | Pin base | 1 | 13 | 780092 | Bathroom
Ceiling Fixture | Incandescent |  | Standard A Lamp | 1 | 60 | 780092 | Bathroom
Floor lamp | Compact Fluorescent |  | Twist | 1 | 20 | 780092 | Bathroom
Ceiling Fixture | Incandescent |  | Standard A Lamp | 1 | 60 | 780092 | Bathroom
Ceiling Fixture | Incandescent |  | Standard A Lamp | 1 | 60 | 780092 | Bathroom
Ceiling Fixture | Incandescent |  | Standard A Lamp | 1 | 60 | 780092 | Bathroom
Track | Halogen |  | MR | 4 | 50 | 780092 | Bathroom
Ceiling Fixture | Incandescent |  | Standard A Lamp | 1 | 60 | 780092 | Bathroom
Track | Halogen |  | MR | 4 | 50 | 780092 | Bathroom
Recessed Can | Halogen |  | PAR | 1 | 50 | 780092 | Bathroom
Ceiling Fixture | Incandescent |  | Standard A Lamp | 1 | 60 | 780092 | Bathroom
Table | Compact Fluorescent |  | Twist | 2 | 7 | 780092 | Bathroom
Floor lamp | Compact Fluorescent |  | Twist | 1 | 7 | 780092 | Bathroom
Ceiling Fixture | Incandescent |  | Standard A Lamp | 1 | 60 | 780092 | Bathroom
Ceiling Fixture | Incandescent |  | Standard A Lamp | 1 | 60 | 780092 | Bathroom
Wall Mount | Linear Fluorescent | 2 | T-8 | 2 | 17 | 780101 | Bathroom
Table | Incandescent |  | Standard A Lamp | 1 | 100 | 780101 | Bathroom
Table | Incandescent |  | Standard A Lamp | 1 | 150 | 780101 | Bathroom
Ceiling Fan | Compact Fluorescent |  | Twist | 3 | 13 | 780101 | Bathroom
Ceiling Fan | Compact Fluorescent |  | Twist | 1 | 13 | 780101 | Bathroom
Table | Compact Fluorescent |  | Twist | 1 | 13 | 780101 | Bathroom
Ceiling Fixture | Compact Fluorescent |  | Twist | 2 | 13 | 780101 | Bathroom
Ceiling Fixture | Linear Fluorescent | 4 | T-8 | 2 | 32 | 780101 | Bathroom
Recessed - other | Incandescent |  | Clear | 1 | 40 | 780101 | Bathroom
Table | Incandescent |  | Standard A Lamp | 1 | 150 | 780101 | Bathroom
Ceiling Fan | Compact Fluorescent |  | Twist | 4 | 13 | 780101 | Bathroom
Table | Compact Fluorescent |  | Twist | 1 | 13 | 780101 | Bathroom
Wall Mount | Linear Fluorescent | 2 | T-8 | 2 | 17 | 780102 | Bathroom
Ceiling Fan | Compact Fluorescent |  | Twist | 3 | 13 | 780102 | Bathroom
Table | Incandescent |  | Standard A Lamp | 1 | 60 | 780102 | Bathroom
Table | Incandescent |  | Standard A Lamp | 1 | 60 | 780102 | Bathroom
Ceiling Fixture | Compact Fluorescent |  | Twist | 2 | 13 | 780102 | Bathroom
Ceiling Fixture | Linear Fluorescent | 4 | T-8 | 2 | 32 | 780102 | Bathroom
Recessed - other | Incandescent |  | Clear | 1 | 40 | 780102 | Bathroom
Ceiling Fan | Compact Fluorescent |  | Twist | 3 | 13 | 780102 | Bathroom
Table | Incandescent |  | Standard A Lamp | 1 | 150 | 780102 | Bathroom
Table | Incandescent |  | Standard A Lamp | 1 | 60 | 780102 | Bathroom
Floor lamp | Incandescent |  | Standard A Lamp | 1 | 60 | 780102 | Bathroom
Wall Mount | Compact Fluorescent |  | Twist | 2 | 13 | 780111 | Bathroom
Ceiling Fixture | Compact Fluorescent |  | Twist | 1 | 26 | 780111 | Bathroom
Floor lamp | Compact Fluorescent |  | Twist | 2 | 13 | 780111 | Bathroom
Wall Mount | Incandescent |  | Standard A Lamp | 2 | 60 | 780112 | Bathroom
Ceiling Fixture | Incandescent |  | Standard A Lamp | 1 | 100 | 780112 | Bathroom
Ceiling Fixture | Incandescent |  | Standard A Lamp | 1 | 100 | 780112 | Bathroom
Ceiling Fixture | Compact Fluorescent |  | Pin base | 2 | 13 | 780112 | Bathroom
Floor lamp | Incandescent |  | Standard A Lamp | 1 | 60 | 780112 | Bathroom
Wall Mount | Incandescent |  | Globe | 6 | 60 | 780121 | Bathroom
Recessed - other | Incandescent |  | Heat Lamp | 1 | 250 | 780121 | Bathroom
Ceiling Fixture | Compact Fluorescent |  | Pin base | 2 | 13 | 780121 | Bathroom
Table | Incandescent |  | Standard A Lamp | 1 | 60 | 780121 | Bathroom
Ceiling Fixture | Compact Fluorescent |  | Pin base | 2 | 13 | 780121 | Bathroom
Ceiling Fixture | Linear Fluorescent | 4 | T-8 | 4 | 32 | 780121 | Bathroom
Other | Incandescent |  | Other | 1 | 25 | 780121 | Bathroom
Ceiling Fixture | Compact Fluorescent |  | Pin base | 2 | 13 | 780121 | Bathroom
Floor lamp | Incandescent |  | Standard A Lamp | 1 | 60 | 780121 | Bathroom
Wall Mount | Incandescent |  | Globe | 6 | 60 | 780122 | Bathroom
Recessed - other | Incandescent |  | Heat Lamp | 1 | 250 | 780122 | Bathroom
Ceiling Fixture | Compact Fluorescent |  | Pin base | 2 | 13 | 780122 | Bathroom
Wall Mount | Incandescent |  | Decorative | 1 | 25 | 780122 | Bathroom
Table | Incandescent |  | Decorative | 1 | 25 | 780122 | Bathroom
Ceiling Fixture | Compact Fluorescent |  | Pin base | 2 | 13 | 780122 | Bathroom
Ceiling Fixture | Linear Fluorescent | 4 | T-8 | 4 | 32 | 780122 | Bathroom
Other | Incandescent |  | Other | 1 | 25 | 780122 | Bathroom
Ceiling Fan | Incandescent |  | Standard A Lamp | 1 | 60 | 780122 | Bathroom
Wall Mount | Incandescent |  | Standard A Lamp | 1 | 40 | 780122 | Bathroom
Floor lamp | Incandescent |  | Standard A Lamp | 1 | 40 | 780122 | Bathroom
Wall Mount | Compact Fluorescent |  | Twist | 3 | 13 | 800611 | Bathroom
Recessed - other | Incandescent |  | Other | 2 | 65 | 800611 | Bathroom
Ceiling Fixture | Incandescent |  | Clear | 2 | 60 | 800611 | Bathroom
Table | Compact Fluorescent |  | Twist | 1 | 13 | 800611 | Bathroom
Ceiling Fixture | Incandescent |  | Clear | 2 | 60 | 800611 | Bathroom
Ceiling Fixture | Incandescent |  | Standard A Lamp | 2 | 60 | 800611 | Bathroom
Ceiling Fixture | Linear Fluorescent | 4 | T-5 | 2 | 32 | 800611 | Bathroom
Other | Incandescent |  | Clear | 1 | 60 | 800611 | Bathroom
Floor lamp | Compact Fluorescent |  | A shape bulb | 1 | 20 | 800611 | Bathroom
Ceiling Fan | Incandescent |  | Decorative | 4 | 40 | 800611 | Bathroom
Wall Mount | Incandescent |  | Clear | 3 | 60 | 800612 | Bathroom
Recessed - other | Incandescent |  | Heat Lamp | 2 | 250 | 800612 | Bathroom
Ceiling Fixture | Incandescent |  | Standard A Lamp | 2 | 60 | 800612 | Bathroom
Ceiling Fixture | Incandescent |  | Standard A Lamp | 2 | 60 | 800612 | Bathroom
Ceiling Fixture | Incandescent |  | Standard A Lamp | 2 | 60 | 800612 | Bathroom
Ceiling Fixture | Linear Fluorescent | 4 | T-5 | 2 | 32 | 800612 | Bathroom
Other | Incandescent |  | Clear | 1 | 40 | 800612 | Bathroom
Ceiling Fan | Incandescent |  | Standard A Lamp | 1 | 60 | 800612 | Bathroom
Wall Mount | Incandescent |  | Clear | 4 | 60 | 800613 | Bathroom
Recessed - other | Incandescent |  | Heat Lamp | 1 | 250 | 800613 | Bathroom
Ceiling Fixture | Incandescent |  | Standard A Lamp | 2 | 60 | 800613 | Bathroom
Ceiling Fixture | Incandescent |  | Standard A Lamp | 2 | 60 | 800613 | Bathroom
Ceiling Fixture | Linear Fluorescent | 4 | T-5 | 2 | 32 | 800613 | Bathroom
Other | Incandescent |  | Standard A Lamp | 1 | 60 | 800613 | Bathroom
Floor lamp | Incandescent |  | Standard A Lamp | 2 | 60 | 800613 | Bathroom
Floor lamp | Incandescent |  | Decorative | 2 | 40 | 800613 | Bathroom
Ceiling Fan | Incandescent |  | Decorative | 4 | 40 | 800613 | Bathroom
Wall Mount | Incandescent |  | Standard A Lamp | 3 | 40 | 800731 | Bathroom
Ceiling Fan | Incandescent |  | Standard A Lamp | 1 | 60 | 800731 | Bathroom
Ceiling Fan | Incandescent |  | Standard A Lamp | 1 | 40 | 800731 | Bathroom
Ceiling Fixture | Incandescent |  | Standard A Lamp | 1 | 60 | 800731 | Bathroom
Ceiling Fixture | Incandescent |  | Standard A Lamp | 1 | 60 | 800731 | Bathroom
Ceiling Fixture | Incandescent |  | Standard A Lamp | 2 | 60 | 800731 | Bathroom
Other | Compact Fluorescent |  | Twist | 1 | 20 | 800731 | Bathroom
Ceiling Fan | Incandescent |  | Standard A Lamp | 4 | 60 | 800731 | Bathroom
Floor lamp | Compact Fluorescent |  | Twist | 1 | 18 | 800731 | Bathroom
Table | Incandescent |  | Standard A Lamp | 1 | 25 | 800731 | Bathroom
Wall Mount | Compact Fluorescent |  | Twist | 3 | 13 | 800732 | Bathroom
Ceiling Fan | Incandescent |  | Standard A Lamp | 1 | 60 | 800732 | Bathroom
Ceiling Fixture | Compact Fluorescent |  | Twist | 1 | 13 | 800732 | Bathroom
Ceiling Fixture | Incandescent |  | Standard A Lamp | 1 | 60 | 800732 | Bathroom
Ceiling Fixture | Incandescent |  | Standard A Lamp | 2 | 60 | 800732 | Bathroom
Ceiling Fixture | Incandescent |  | Standard A Lamp | 1 | 60 | 800732 | Bathroom
Other | Incandescent |  | Standard A Lamp | 1 | 60 | 800732 | Bathroom
Table | Compact Fluorescent |  | Twist | 1 | 13 | 800732 | Bathroom
Floor lamp | Compact Fluorescent |  | Twist | 5 | 13 | 800732 | Bathroom
Ceiling Fan | Compact Fluorescent |  | Twist | 4 | 13 | 800732 | Bathroom
Ceiling Fixture | Incandescent |  | Standard A Lamp | 1 | 60 | 800732 | Bathroom
Wall Mount | Compact Fluorescent |  | Twist | 3 | 15 | 800733 | Bathroom
Ceiling Fan | Compact Fluorescent |  | Mini base | 1 | 60 | 800733 | Bathroom
Table | Incandescent |  | Decorative | 1 | 40 | 800733 | Bathroom
Ceiling Fan | Incandescent |  | Standard A Lamp | 1 | 60 | 800733 | Bathroom
Ceiling Fixture | Incandescent |  | Standard A Lamp | 1 | 60 | 800733 | Bathroom
Ceiling Fixture | Compact Fluorescent |  | Twist | 2 | 20 | 800733 | Bathroom
Table | Compact Fluorescent |  | Twist | 1 | 13 | 800733 | Bathroom
Ceiling Fixture | Compact Fluorescent |  | Twist | 1 | 20 | 800733 | Bathroom
Other | Incandescent |  | Globe | 1 | 40 | 800733 | Bathroom
Table | Compact Fluorescent |  | Twist | 1 | 13 | 800733 | Bathroom
Ceiling Fan | Compact Fluorescent |  | Twist | 4 | 12 | 800733 | Bathroom
Ceiling Fixture | Compact Fluorescent |  | Twist | 1 | 13 | 800733 | Bathroom

## DPCache_SF Lighting Inventory - (hidden)
LightingFixtureType | LightingLampCategory | LightingLampLength | LightingLampType | LightingLampsPerFixture | LightingWattsPerLamp | RoomType | SiteID+room_it | RoomType2 | Weight
Ceiling Fixture | Incandescent |  | Standard A Lamp | 2 | 40 | Bedroom | 100021 | Bedroom | 0.00037892
Ceiling Fixture | Compact Fluorescent |  | Twist | 1 | 13 | Dining Room | 100022 | Dining Room | 0.00037892
Wall Mount | Incandescent |  | Globe | 3 | 60 | Bathroom | 100023 | Bathroom | 0.00037892
Recessed - other | Incandescent |  | Heat Lamp | 1 | 250 | Bathroom | 100023 | Bathroom | 0.00037892
Wall Mount | Incandescent |  | Standard A Lamp | 1 | 40 | Hall | 100024 | Hall | 0.00037892
Architectural | Incandescent |  | Standard A Lamp | 1 | 52 | Closet | 100025 | Closet | 0.00037892
Ceiling Fixture | Incandescent |  | Standard A Lamp | 1 | 60 | Hall | 100026 | Hall | 0.00037892
Ceiling Fixture | Incandescent |  | Standard A Lamp | 2 | 40 | Bedroom | 100027 | Bedroom | 0.00037892
Table | Compact Fluorescent |  | Twist | 1 | 13 | Bedroom | 100027 | Bedroom | 0.00037892
Ceiling Fixture | Compact Fluorescent |  | Twist | 2 | 13 | Kitchen | 100028 | Kitchen | 0.00037892
Ceiling Fixture | Incandescent |  | Standard A Lamp | 1 | 60 | Kitchen | 100028 | Kitchen | 0.00037892
Ceiling Fixture | Compact Fluorescent |  | Twist | 2 | 13 | Laundry Room | 100029 | Laundry Room | 0.00037892
Table | Incandescent |  | Standard A Lamp | 1 | 60 | Living Room | 1000210 | Living Room | 0.00037892
Ceiling Fixture | Incandescent |  | Standard A Lamp | 1 | 60 | Office | 1000211 | Office | 0.00037892
Ceiling Fixture | Incandescent |  | Standard A Lamp | 2 | 60 | Other | 1000212 | Other | 0.00037892
Wall Mount | Incandescent |  | Standard A Lamp | 2 | 60 | Bathroom | 1000213 | Bathroom | 0.00037892
Wall Mount | Incandescent |  | Decorative | 1 | 60 | Hall | 1000214 | Hall | 0.00037892
Wall Mount | Incandescent |  | Standard A Lamp | 1 | 40 | Other | 1000216 | Other | 0.00037892
Ceiling Fixture | Compact Fluorescent |  | Pin base | 1 | 22 | Other | 1000216 | Other | 0.00037892
Wall Mount | Compact Fluorescent |  | Twist | 1 | 15 | Bathroom | 100051 | Bathroom | 0.00029524
Wall Mount | Incandescent |  | Standard A Lamp | 4 | 40 | Bathroom | 100052 | Bathroom | 0.00029524
Ceiling Fixture | Incandescent |  | Standard A Lamp | 2 | 40 | Bathroom | 100052 | Bathroom | 0.00029524
Ceiling Fan | Incandescent |  | Standard A Lamp | 1 | 60 | Bedroom | 100053 | Bedroom | 0.00029524
Ceiling Fan | Incandescent |  | Standard A Lamp | 3 | 40 | Master Bedroom | 100054 | Master Bedroom | 0.00029524
Floor lamp | Incandescent |  | Standard A Lamp | 1 | 40 | Master Bedroom | 100054 | Master Bedroom | 0.00029524
Ceiling Fixture | Incandescent |  | Standard A Lamp | 2 | 40 | Bedroom | 100055 | Bedroom | 0.00029524
Ceiling Fixture | Incandescent |  | Standard A Lamp | 1 | 100 | Closet | 100056 | Closet | 0.00029524
Ceiling Fixture | Incandescent |  | Standard A Lamp | 1 | 40 | Dining Room | 100057 | Dining Room | 0.00029524
Ceiling Fixture | Incandescent |  | Standard A Lamp | 2 | 60 | Dining Room | 100058 | Dining Room | 0.00029524
Table | Incandescent |  | Other | 1 | 40 | Dining Room | 100058 | Dining Room | 0.00029524
Ceiling Fixture | Incandescent |  | Standard A Lamp | 1 | 60 | Hall | 100059 | Hall | 0.00029524
Ceiling Fixture | Linear Fluorescent | 48 | T-12 | 2 | 40 | Garage | 1000510 | Garage | 0.00029524
Garage door opener | Incandescent |  | Standard A Lamp | 1 | 40 | Garage | 1000510 | Garage | 0.00029524
Ceiling Fixture | Incandescent |  | Standard A Lamp | 1 | 60 | Closet | 1000511 | Closet | 0.00029524
Ceiling Fixture | Incandescent |  | Standard A Lamp | 2 | 40 | Hall | 1000512 | Hall | 0.00029524
Ceiling Fixture | Compact Fluorescent |  | Twist | 3 | 15 | Kitchen | 1000513 | Kitchen | 0.00029524
Recessed Can | Compact Fluorescent |  | Twist | 1 | 15 | Laundry Room | 1000514 | Laundry Room | 0.00029524
Ceiling Fixture | Compact Fluorescent |  | Twist | 1 | 15 | Living Room | 1000515 | Living Room | 0.00029524
Floor lamp | Compact Fluorescent |  | Twist | 1 | 15 | Living Room | 1000515 | Living Room | 0.00029524
Ceiling Fixture | Incandescent |  | Standard A Lamp | 2 | 40 | Bathroom | 1000516 | Bathroom | 0.00029524
Wall Mount | Incandescent |  | Standard A Lamp | 3 | 60 | Bathroom | 1000516 | Bathroom | 0.00029524
Ceiling Fan | Compact Fluorescent |  | A shape bulb | 2 | 22 | Master Bedroom | 1000517 | Master Bedroom | 0.00029524
Table | Incandescent |  | Clear | 1 | 25 | Master Bedroom | 1000517 | Master Bedroom | 0.00029524
Ceiling Fixture | Incandescent |  | Standard A Lamp | 2 | 60 | Hall | 1000518 | Hall | 0.00029524
Ceiling Fixture | Incandescent |  | Standard A Lamp | 1 | 40 | Closet | 1000519 | Closet | 0.00029524
Wall Mount | Incandescent |  | Globe | 3 | 60 | Bathroom | 100111 | Bathroom | 0.0012318
Wall Mount | Incandescent |  | Globe | 4 | 60 | Bathroom | 100112 | Bathroom | 0.0012318
Wall Mount | Incandescent |  | Globe | 6 | 60 | Bathroom | 100113 | Bathroom | 0.0012318
Recessed Can | Incandescent |  | Reflector | 1 | 65 | Bathroom | 100113 | Bathroom | 0.0012318
Ceiling Fixture | Incandescent |  | Standard A Lamp | 2 | 100 | Bedroom | 100114 | Bedroom | 0.0012318
Wall Mount | Compact Fluorescent |  | A shape bulb | 1 | 15 | Bedroom | 100114 | Bedroom | 0.0012318
Ceiling Fixture | Incandescent |  | Standard A Lamp | 3 | 60 | Bedroom | 100115 | Bedroom | 0.0012318
Table | Incandescent |  | Standard A Lamp | 1 | 40 | Bedroom | 100115 | Bedroom | 0.0012318
Recessed Can | Incandescent |  | Reflector | 1 | 65 | Dining Room | 100116 | Dining Room | 0.0012318
Wall Mount | Incandescent |  | Standard A Lamp | 1 | 40 | Dining Room | 100116 | Dining Room | 0.0012318
Recessed Can | Incandescent |  | Reflector | 1 | 65 | Other | 100117 | Other | 0.0012318
Table | Incandescent |  | Standard A Lamp | 1 | 25 | Other | 100117 | Other | 0.0012318
Ceiling Fan | Incandescent |  | Standard A Lamp | 4 | 60 | Family Room | 100118 | Family Room | 0.0012318
Floor lamp | Compact Fluorescent |  | Twist | 1 | 11 | Family Room | 100118 | Family Room | 0.0012318
Table | Compact Fluorescent |  | Twist | 1 | 23 | Family Room | 100118 | Family Room | 0.0012318
Ceiling Fixture | Linear Fluorescent | 48 | T-12 | 2 | 40 | Garage | 100119 | Garage | 0.0012318
Ceiling Fixture | Incandescent |  | Standard A Lamp | 1 | 60 | Hall | 1001110 | Hall | 0.0012318
Ceiling Fixture | Incandescent |  | Reflector | 1 | 65 | Hall | 1001110 | Hall | 0.0012318
Recessed Can | Compact Fluorescent |  | Reflector | 1 | 16 | Kitchen | 1001111 | Kitchen | 0.0012318
Wall Mount | Linear Fluorescent | 24 | T-4 | 1 | 20 | Laundry Room | 1001112 | Laundry Room | 0.0012318
Ceiling Fixture | Incandescent |  | Standard A Lamp | 3 | 60 | Master Bedroom | 1001113 | Master Bedroom | 0.0012318
Ceiling Fixture | Incandescent |  | Standard A Lamp | 2 | 60 | Office | 1001114 | Office | 0.0012318
Table | Compact Fluorescent |  | Twist | 1 | 23 | Office | 1001114 | Office | 0.0012318
Ceiling Fixture | Linear Fluorescent | 48 | T-12 | 2 | 40 | Other | 1001115 | Other | 0.0012318
Ceiling Fixture | Incandescent |  | Reflector | 1 | 65 | Other | 1001116 | Other | 0.0012318
Ceiling Fixture | Linear Fluorescent | 48 | T-12 | 2 | 40 | Other | 1001117 | Other | 0.0012318
Wall Mount | Compact Fluorescent |  | Globe | 2 | 15 | Bathroom | 100161 | Bathroom | 0.0017229
Wall Mount | Compact Fluorescent |  | Twist | 3 | 15 | Bathroom | 100162 | Bathroom | 0.0017229
Recessed - other | Compact Fluorescent |  | Twist | 1 | 15 | Bathroom | 100162 | Bathroom | 0.0017229
Table | Compact Fluorescent |  | Twist | 1 | 15 | Office | 100163 | Office | 0.0017229
Ceiling Fixture | Compact Fluorescent |  | Twist | 1 | 22 | Office | 100163 | Office | 0.0017229
Ceiling Fixture | Compact Fluorescent |  | Twist | 1 | 22 | Master Bedroom | 100164 | Master Bedroom | 0.0017229
Table | Compact Fluorescent |  | Twist | 3 | 15 | Master Bedroom | 100164 | Master Bedroom | 0.0017229
Table | Compact Fluorescent |  | Twist | 1 | 7 | Master Bedroom | 100164 | Master Bedroom | 0.0017229
Ceiling Fixture | Compact Fluorescent |  | Twist | 1 | 22 | Office | 100165 | Office | 0.0017229
Chandelier (Hanging) | Incandescent |  | Decorative | 5 | 40 | Dining Room | 100166 | Dining Room | 0.0017229
Wall Mount | Compact Fluorescent |  | Twist | 1 | 22 | Dining Room | 100166 | Dining Room | 0.0017229
Ceiling Fixture | Linear Fluorescent | 48 | T-12 | 2 | 40 | Garage | 100167 | Garage | 0.0017229
Ceiling Fixture | Compact Fluorescent |  | Twist | 1 | 22 | Garage | 100167 | Garage | 0.0017229
Garage door opener | Incandescent |  | Standard A Lamp | 2 | 60 | Garage | 100167 | Garage | 0.0017229
Ceiling Fixture | Compact Fluorescent |  | Twist | 2 | 15 | Hall | 100168 | Hall | 0.0017229
Recessed Can | Compact Fluorescent |  | Reflector | 1 | 22 | Kitchen | 100169 | Kitchen | 0.0017229
Chandelier (Hanging) | Compact Fluorescent |  | Reflector | 1 | 15 | Kitchen | 100169 | Kitchen | 0.0017229
Architectural | Halogen |  | MR | 2 | 30 | Kitchen | 100169 | Kitchen | 0.0017229
Architectural | Linear Fluorescent | 15 | T-4 | 1 | 16 | Kitchen | 100169 | Kitchen | 0.0017229
Recessed Can | Compact Fluorescent |  | Reflector | 1 | 22 | Laundry Room | 1001610 | Laundry Room | 0.0017229
Floor lamp | Compact Fluorescent |  | Twist | 1 | 22 | Family Room | 1001611 | Family Room | 0.0017229
Floor lamp | Compact Fluorescent |  | Twist | 3 | 15 | Kitchen | 1001612 | Kitchen | 0.0017229
Ceiling Fixture | Halogen |  | MR | 3 | 50 | Kitchen | 1001612 | Kitchen | 0.0017229
Wall Mount | Incandescent |  | Decorative | 1 | 40 | Other | 1001613 | Other | 0.0017229
Floor lamp | Compact Fluorescent |  | Twist | 4 | 17 | Other | 1001613 | Other | 0.0017229
Recessed - other | Incandescent |  | Standard A Lamp | 1 | 60 | Bathroom | 100211 | Bathroom | 0.00028601
Wall Mount | Incandescent |  | Globe | 3 | 40 | Bathroom | 100211 | Bathroom | 0.00028601
Wall Mount | Incandescent |  | Globe | 3 | 40 | Bathroom | 100212 | Bathroom | 0.00028601
Ceiling Fixture | Incandescent |  | Standard A Lamp | 3 | 40 | Master Bedroom | 100213 | Master Bedroom | 0.00028601
Table | Incandescent |  | Decorative | 2 | 40 | Master Bedroom | 100213 | Master Bedroom | 0.00028601
Floor lamp | Incandescent |  | Standard A Lamp | 1 | 60 | Master Bedroom | 100213 | Master Bedroom | 0.00028601
Ceiling Fixture | Incandescent |  | Standard A Lamp | 4 | 40 | Bedroom | 100214 | Bedroom | 0.00028601
Chandelier (Hanging) | Incandescent |  | Standard A Lamp | 1 | 60 | Bedroom | 100214 | Bedroom | 0.00028601
Table | Incandescent |  | Standard A Lamp | 1 | 100 | Bedroom | 100214 | Bedroom | 0.00028601
Ceiling Fixture | Incandescent |  | Standard A Lamp | 3 | 60 | Bedroom | 100215 | Bedroom | 0.00028601
Chandelier (Hanging) | Incandescent |  | Decorative | 5 | 40 | Dining Room | 100216 | Dining Room | 0.00028601
Table | Incandescent |  | Decorative | 3 | 25 | Dining Room | 100216 | Dining Room | 0.00028601
Ceiling Fixture | Linear Fluorescent | 48 | T-12 | 2 | 40 | Garage | 100217 | Garage | 0.00028601
Ceiling Fixture | Incandescent |  | Standard A Lamp | 1 | 60 | Garage | 100217 | Garage | 0.00028601
Ceiling Fixture | Incandescent |  | Standard A Lamp | 1 | 60 | Hall | 100218 | Hall | 0.00028601
Ceiling Fixture | Compact Fluorescent |  | Twist | 2 | 15 | Hall | 100218 | Hall | 0.00028601
Ceiling Fixture | Incandescent |  | Standard A Lamp | 2 | 60 | Kitchen | 100219 | Kitchen | 0.00028601
Architectural | Linear Fluorescent | 24 | T-12 | 1 | 20 | Kitchen | 100219 | Kitchen | 0.00028601
Chandelier (Hanging) | Incandescent |  | Standard A Lamp | 1 | 60 | Living Room | 1002110 | Living Room | 0.00028601
Floor lamp | Incandescent |  | Standard A Lamp | 1 | 60 | Living Room | 1002110 | Living Room | 0.00028601
Floor lamp | Incandescent |  | 3-Way Incandescent | 1 | 75 | Living Room | 1002110 | Living Room | 0.00028601
Ceiling Fixture | Incandescent |  | Standard A Lamp | 3 | 60 | Office | 1002111 | Office | 0.00028601
Wall Mount | Incandescent |  | Standard A Lamp | 1 | 60 | Other | 1002112 | Other | 0.00028601
Ceiling Fixture | Incandescent |  | Standard A Lamp | 1 | 60 | Other | 1002112 | Other | 0.00028601
Wall Mount | Linear Fluorescent | 48 | T-8 | 2 | 32 | Bathroom | 100301 | Bathroom | 0.0012318
Ceiling Fan | Incandescent |  | Standard A Lamp | 1 | 40 | Bathroom | 100301 | Bathroom | 0.0012318
Recessed Can | Halogen |  | MR | 1 | 50 | Family Room | 100302 | Family Room | 0.0012318
Recessed Can | Halogen |  | PAR | 1 | 75 | Family Room | 100302 | Family Room | 0.0012318
High bay | Linear Fluorescent | 48 | T-12 | 2 | 40 | Garage | 100303 | Garage | 0.0012318
Garage door opener | Other |  |  | 2 | 40 | Garage | 100303 | Garage | 0.0012318
Ceiling Fixture | Incandescent |  | Standard A Lamp | 1 | 100 | Garage | 100303 | Garage | 0.0012318
Low bay | Linear Fluorescent | 12 | T-8 | 1 | 20 | Garage | 100303 | Garage | 0.0012318
Track | Halogen |  | PAR | 4 | 75 | Office | 100304 | Office | 0.0012318
Table | Linear Fluorescent | 24 | T-8 | 1 | 20 | Office | 100304 | Office | 0.0012318
Ceiling Fixture | Incandescent |  | Standard A Lamp | 1 | 60 | Hall | 100305 | Hall | 0.0012318
Recessed Can | Halogen |  | MR | 1 | 50 | Hall | 100305 | Hall | 0.0012318
Recessed Can | Halogen |  | PAR | 1 | 75 | Hall | 100305 | Hall | 0.0012318
High bay | Linear Fluorescent | 48 | T-8 | 2 | 32 | Kitchen | 100306 | Kitchen | 0.0012318
Chandelier (Hanging) | Incandescent |  | Mini base | 6 | 40 | Kitchen | 100306 | Kitchen | 0.0012318
Other | Compact Fluorescent |  | Twist | 1 | 13 | Kitchen | 100306 | Kitchen | 0.0012318
High bay | Linear Fluorescent | 48 | T-12 | 2 | 40 | Laundry Room | 100307 | Laundry Room | 0.0012318
Ceiling Fixture | Incandescent |  | Reflector | 3 | 65 | Living Room | 100308 | Living Room | 0.0012318
Floor lamp | Incandescent |  | 3-Way Incandescent | 1 | 100 | Living Room | 100308 | Living Room | 0.0012318
Floor lamp | Incandescent |  | Standard A Lamp | 1 | 60 | Living Room | 100308 | Living Room | 0.0012318
Ceiling Fixture | Incandescent |  | Standard A Lamp | 1 | 40 | Bathroom | 100309 | Bathroom | 0.0012318
Wall Mount | Linear Fluorescent | 48 | T-8 | 2 | 32 | Master Bedroom | 1003010 | Master Bedroom | 0.0012318
Ceiling Fixture | Incandescent |  | Standard A Lamp | 2 | 60 | Closet | 1003011 | Closet | 0.0012318
Ceiling Fixture | Incandescent |  | Standard A Lamp | 1 | 60 | Bedroom | 1003012 | Bedroom | 0.0012318
Table | Incandescent |  | Standard A Lamp | 1 | 60 | Bedroom | 1003012 | Bedroom | 0.0012318
Floor lamp | Incandescent |  | Standard A Lamp | 1 | 100 | Bedroom | 1003012 | Bedroom | 0.0012318
Ceiling Fixture | Incandescent |  | Standard A Lamp | 1 | 60 | Other | 100401 | Other | 0.00037892
Ceiling Fixture | Compact Fluorescent |  | Twist | 1 | 15 | Other | 100402 | Other | 0.00037892
Ceiling Fixture | Linear Fluorescent | 30 | T-12 | 2 | 40 | Other | 100402 | Other | 0.00037892
Track | Incandescent |  | Standard A Lamp | 6 | 60 | Other | 100402 | Other | 0.00037892
Architectural | Incandescent |  | Standard A Lamp | 1 | 40 | Other | 100402 | Other | 0.00037892
Architectural | Compact Fluorescent |  | Twist | 1 | 15 | Other | 100402 | Other | 0.00037892
Wall Mount | Compact Fluorescent |  | Twist | 3 | 15 | Bathroom | 100403 | Bathroom | 0.00037892
Ceiling Fixture | Incandescent |  | Heat Lamp | 1 | 100 | Bathroom | 100403 | Bathroom | 0.00037892
Other | Incandescent |  | Mini base | 1 | 4 | Bathroom | 100404 | Bathroom | 0.00037892
Wall Mount | Compact Fluorescent |  | Twist | 1 | 23 | Bathroom | 100404 | Bathroom | 0.00037892
Ceiling Fixture | Incandescent |  | Heat Lamp | 1 | 250 | Bathroom | 100404 | Bathroom | 0.00037892
Floor lamp | Halogen |  | Quartz Tube | 1 | 300 | Bedroom | 100405 | Bedroom | 0.00037892
Table | Compact Fluorescent |  | Circline (Screw Base) | 1 | 22 | Bedroom | 100405 | Bedroom | 0.00037892
Table | Incandescent |  | Standard A Lamp | 1 | 60 | Bedroom | 100405 | Bedroom | 0.00037892
Ceiling Fixture | Compact Fluorescent |  | Twist | 2 | 22 | Bedroom | 100405 | Bedroom | 0.00037892
Ceiling Fixture | Incandescent |  | Standard A Lamp | 1 | 70 | Bedroom | 100406 | Bedroom | 0.00037892
Table | Compact Fluorescent |  | Twist | 1 | 7 | Bedroom | 100406 | Bedroom | 0.00037892
Ceiling Fixture | Incandescent |  | Reflector | 1 | 75 | Bedroom | 100407 | Bedroom | 0.00037892
Wall Mount | Compact Fluorescent |  | Twist | 1 | 23 | Bedroom | 100407 | Bedroom | 0.00037892
Wall Mount | Linear Fluorescent | 30 | T-12 | 1 | 40 | Closet | 100408 | Closet | 0.00037892
Ceiling Fixture | Incandescent |  | Standard A Lamp | 1 | 60 | Dining Room | 100409 | Dining Room | 0.00037892
Wall Mount | Incandescent |  | Standard A Lamp | 1 | 60 | Dining Room | 100409 | Dining Room | 0.00037892
Architectural | Incandescent |  | Standard A Lamp | 1 | 60 | Garage | 1004010 | Garage | 0.00037892
Architectural | Compact Fluorescent |  | Twist | 1 | 14 | Garage | 1004010 | Garage | 0.00037892
Garage door opener | Incandescent |  | Standard A Lamp | 2 | 60 | Garage | 1004010 | Garage | 0.00037892
Ceiling Fixture | Compact Fluorescent |  | Twist | 1 | 7 | Bathroom | 1004011 | Bathroom | 0.00037892
Recessed Can | Halogen |  | PAR | 1 | 150 | Kitchen | 1004012 | Kitchen | 0.00037892
Ceiling Fixture | Incandescent |  | Standard A Lamp | 1 | 60 | Kitchen | 1004012 | Kitchen | 0.00037892
Ceiling Fixture | Compact Fluorescent |  | Twist | 2 | 40 | Kitchen | 1004012 | Kitchen | 0.00037892
Table | Compact Fluorescent |  | Twist | 1 | 7 | Living Room | 1004013 | Living Room | 0.00037892
Recessed - other | Incandescent |  | Standard A Lamp | 1 | 60 | Bedroom | 100442 | Bedroom | 0.00049795
Table | Compact Fluorescent |  | Twist | 1 | 15 | Bedroom | 100442 | Bedroom | 0.00049795
Chandelier (Hanging) | Incandescent |  | Globe | 1 | 60 | Dining Room | 100443 | Dining Room | 0.00049795
Recessed - other | Incandescent |  | Standard A Lamp | 1 | 60 | Office | 100444 | Office | 0.00049795
Table | Incandescent |  | Standard A Lamp | 1 | 75 | Office | 100444 | Office | 0.00049795
Recessed - other | Incandescent |  | Standard A Lamp | 1 | 60 | Other | 100445 | Other | 0.00049795
Table | Incandescent |  | 3-Way Incandescent | 1 | 150 | Family Room | 100446 | Family Room | 0.00049795
Ceiling Fixture | Linear Fluorescent | 96 | T-12 | 2 | 90 | Garage | 100447 | Garage | 0.00049795
Recessed - other | Compact Fluorescent |  | Twist | 1 | 15 | Hall | 100448 | Hall | 0.00049795
Recessed - other | Incandescent |  | Standard A Lamp | 1 | 60 | Kitchen | 100449 | Kitchen | 0.00049795
Chandelier (Hanging) | Incandescent |  | Globe | 1 | 40 | Kitchen | 100449 | Kitchen | 0.00049795
Chandelier (Hanging) | Incandescent |  | Globe | 1 | 60 | Kitchen | 100449 | Kitchen | 0.00049795
Recessed - other | Incandescent |  | Standard A Lamp | 1 | 60 | Laundry Room | 1004410 | Laundry Room | 0.00049795
Recessed Can | Incandescent |  | Reflector | 1 | 65 | Living Room | 1004411 | Living Room | 0.00049795
Floor lamp | Incandescent |  | 3-Way Incandescent | 1 | 150 | Living Room | 1004411 | Living Room | 0.00049795
Table | Incandescent |  | 3-Way Incandescent | 1 | 150 | Living Room | 1004411 | Living Room | 0.00049795
Table | Incandescent |  | Clear | 1 | 60 | Living Room | 1004411 | Living Room | 0.00049795
Ceiling Fan | Compact Fluorescent |  | Pin base | 1 | 15 | Bathroom | 1004412 | Bathroom | 0.00049795
Recessed Can | Incandescent |  | Reflector | 1 | 65 | Bathroom | 1004412 | Bathroom | 0.00049795
Recessed - other | Incandescent |  | Standard A Lamp | 1 | 60 | Master Bedroom | 1004413 | Master Bedroom | 0.00049795
Table | Incandescent |  | Standard A Lamp | 2 | 60 | Master Bedroom | 1004413 | Master Bedroom | 0.00049795
Ceiling Fan | Compact Fluorescent |  | Twist | 1 | 15 | Bathroom | 1004414 | Bathroom | 0.00049795
Wall Mount | Incandescent |  | Standard A Lamp | 1 | 60 | Bathroom | 1004414 | Bathroom | 0.00049795
Wall Mount | Compact Fluorescent |  | Twist | 2 | 15 | Bathroom | 100521 | Bathroom | 0.0012318
Ceiling Fan | Incandescent |  | Standard A Lamp | 1 | 60 | Bathroom | 100521 | Bathroom | 0.0012318
Ceiling Fixture | Compact Fluorescent |  | Twist | 1 | 15 | Closet | 100522 | Closet | 0.0012318
Ceiling Fan | Incandescent |  | Standard A Lamp | 3 | 40 | Bedroom | 100523 | Bedroom | 0.0012318
Ceiling Fixture | Linear Fluorescent | 48 | T-12 | 2 | 40 | Garage | 100524 | Garage | 0.0012318
Ceiling Fixture | Compact Fluorescent |  | Twist | 2 | 15 | Hall | 100525 | Hall | 0.0012318
Recessed Can | Compact Fluorescent |  | Reflector | 1 | 22 | Kitchen | 100526 | Kitchen | 0.0012318
Chandelier (Hanging) | Incandescent |  | Globe | 1 | 60 | Kitchen | 100526 | Kitchen | 0.0012318
Ceiling Fixture | Incandescent |  | Standard A Lamp | 1 | 60 | Laundry Room | 100527 | Laundry Room | 0.0012318
Table | Incandescent |  | 3-Way Incandescent | 1 | 150 | Living Room | 100528 | Living Room | 0.0012318
Recessed - other | Halogen |  | MR | 1 | 35 | Bathroom | 100529 | Bathroom | 0.0012318
Table | Incandescent |  | Standard A Lamp | 1 | 60 | Master Bedroom | 1005210 | Master Bedroom | 0.0012318
Ceiling Fixture | Compact Fluorescent |  | Twist | 2 | 15 | Closet | 1005211 | Closet | 0.0012318
Ceiling Fixture | Incandescent |  | Standard A Lamp | 1 | 60 | Bathroom | 100551 | Bathroom | 0.0012318
Wall Mount | Incandescent |  | Standard A Lamp | 3 | 60 | Bathroom | 100551 | Bathroom | 0.0012318
Chandelier (Hanging) | Incandescent |  | Mini base | 5 | 25 | Dining Room | 100552 | Dining Room | 0.0012318
Table | Compact Fluorescent |  | Twist | 1 | 15 | Dining Room | 100552 | Dining Room | 0.0012318
Recessed Can | Compact Fluorescent |  | Twist | 1 | 14 | Family Room | 100553 | Family Room | 0.0012318
Table | Compact Fluorescent |  | Twist | 1 | 15 | Family Room | 100553 | Family Room | 0.0012318
Ceiling Fixture | Linear Fluorescent | 96 | T-12 | 2 | 40 | Garage | 100554 | Garage | 0.0012318
Garage door opener | Incandescent |  | Standard A Lamp | 1 | 60 | Garage | 100554 | Garage | 0.0012318
Wall Mount | Compact Fluorescent |  | A shape bulb | 1 | 7 | Hall | 100555 | Hall | 0.0012318
Ceiling Fixture | Compact Fluorescent |  | Twist | 2 | 15 | Hall | 100555 | Hall | 0.0012318
Ceiling Fixture | Compact Fluorescent |  | Twist | 1 | 15 | Hall | 100556 | Hall | 0.0012318
Wall Mount | Compact Fluorescent |  | A shape bulb | 1 | 7 | Hall | 100557 | Hall | 0.0012318
Recessed Can | Compact Fluorescent |  | Reflector | 1 | 14 | Kitchen | 100558 | Kitchen | 0.0012318
Chandelier (Hanging) | Halogen |  | MR | 1 | 30 | Kitchen | 100558 | Kitchen | 0.0012318
Ceiling Fixture | Compact Fluorescent |  | Twist | 2 | 15 | Laundry Room | 100559 | Laundry Room | 0.0012318
Table | Compact Fluorescent |  | Twist | 1 | 15 | Living Room | 1005510 | Living Room | 0.0012318
Recessed Can | Compact Fluorescent |  | Reflector | 1 | 15 | Bathroom | 1005511 | Bathroom | 0.0012318
Wall Mount | Incandescent |  | Standard A Lamp | 4 | 60 | Bathroom | 1005511 | Bathroom | 0.0012318
Ceiling Fixture | Incandescent |  | Standard A Lamp | 2 | 60 | Bedroom | 1005512 | Bedroom | 0.0012318
Table | Compact Fluorescent |  | Twist | 1 | 15 | Bedroom | 1005512 | Bedroom | 0.0012318
Recessed Can | Compact Fluorescent |  | Reflector | 1 | 15 | Closet | 1005513 | Closet | 0.0012318
Recessed Can | Compact Fluorescent |  | Reflector | 1 | 15 | Other | 1005514 | Other | 0.0012318
Wall Mount | Compact Fluorescent |  | A shape bulb | 1 | 15 | Office | 1005515 | Office | 0.0012318
Track | Compact Fluorescent |  | Twist | 4 | 15 | Other | 1005516 | Other | 0.0012318
Wall Mount | Incandescent |  | Standard A Lamp | 3 | 60 | Bathroom | 1005517 | Bathroom | 0.0012318
Wall Mount | Compact Fluorescent |  | Twist | 1 | 15 | Bedroom | 1005518 | Bedroom | 0.0012318
Ceiling Fixture | Halogen |  | MR | 2 | 50 | Bedroom | 1005518 | Bedroom | 0.0012318
Wall Mount | Compact Fluorescent |  | Twist | 1 | 15 | Bedroom | 1005519 | Bedroom | 0.0012318
Floor lamp | Incandescent |  | Standard A Lamp | 5 | 60 | Bedroom | 1005520 | Bedroom | 0.0012318
Track | Halogen |  | PAR | 3 | 50 | Bedroom | 1005520 | Bedroom | 0.0012318
Track | Halogen |  | PAR | 3 | 50 | Other | 1005521 | Other | 0.0012318
Wall Mount | Halogen |  | PAR | 1 | 50 | Other | 1005522 | Other | 0.0012318
Wall Mount | Incandescent |  | Standard A Lamp | 1 | 60 | Other | 1005522 | Other | 0.0012318
Ceiling Fixture | Compact Fluorescent |  | Twist | 1 | 15 | Other | 1005522 | Other | 0.0012318
Track | Halogen |  | PAR | 3 | 50 | Other | 1005523 | Other | 0.0012318
Ceiling Fixture | Compact Fluorescent |  | Twist | 5 | 18 | Dining Room | 100621 | Dining Room | 0.0012318
Ceiling Fixture | Linear Fluorescent | 24 | T-12 | 1 | 25 | Bathroom | 100622 | Bathroom | 0.0012318
Table | Compact Fluorescent |  | Twist | 1 | 13 | Bedroom | 100624 | Bedroom | 0.0012318
Ceiling Fixture | Compact Fluorescent |  | Twist | 1 | 13 | Bathroom | 100625 | Bathroom | 0.0012318
Ceiling Fixture | Incandescent |  | Standard A Lamp | 1 | 40 | Closet | 100626 | Closet | 0.0012318
Ceiling Fixture | Linear Fluorescent | 24 | T-12 | 1 | 15 | Bathroom | 100627 | Bathroom | 0.0012318
Ceiling Fixture | Linear Fluorescent | 48 | T-12 | 2 | 40 | Garage | 100628 | Garage | 0.0012318
Garage door opener | Incandescent |  | Standard A Lamp | 1 | 75 | Garage | 100628 | Garage | 0.0012318
Ceiling Fixture | Compact Fluorescent |  | Twist | 1 | 19 | Bedroom | 100629 | Bedroom | 0.0012318
Table | Compact Fluorescent |  | Twist | 1 | 13 | Bedroom | 100629 | Bedroom | 0.0012318
Wall Mount | Incandescent |  | Clear | 5 | 40 | Bathroom | 1006210 | Bathroom | 0.0012318
Recessed Can | Incandescent |  | Standard A Lamp | 1 | 60 | Living Room | 1006211 | Living Room | 0.0012318
Torchiere | Incandescent |  | Reflector | 2 | 40 | Living Room | 1006211 | Living Room | 0.0012318
Ceiling Fixture | Linear Fluorescent | 48 | T-12 | 1 | 40 | Kitchen | 1006212 | Kitchen | 0.0012318
Table | Incandescent |  | 3-Way Incandescent | 1 | 70 | Living Room | 1006213 | Living Room | 0.0012318
Track | Incandescent |  | Standard A Lamp | 3 | 60 | Living Room | 1006213 | Living Room | 0.0012318
Floor lamp | Incandescent |  | 3-Way Incandescent | 1 | 100 | Living Room | 1006213 | Living Room | 0.0012318
Table | Halogen |  | MR | 1 | 50 | Living Room | 1006213 | Living Room | 0.0012318
Recessed Can | Compact Fluorescent |  | Globe | 1 | 11 | Hall | 1006214 | Hall | 0.0012318
Table | Incandescent |  | Standard A Lamp | 1 | 25 | Bedroom | 1006215 | Bedroom | 0.0012318
Floor lamp | Incandescent |  | Standard A Lamp | 1 | 100 | Bedroom | 1006216 | Bedroom | 0.0012318
Ceiling Fixture | Incandescent |  | Standard A Lamp | 1 | 60 | Laundry Room | 1006217 | Laundry Room | 0.0012318
Ceiling Fixture | Incandescent |  | Standard A Lamp | 1 | 60 | Hall | 1006218 | Hall | 0.0012318
Ceiling Fixture | Linear Fluorescent | 48 | T-12 | 1 | 40 | Bathroom | 100681 | Bathroom | 0.00049795
Wall Mount | Incandescent |  | Mini base | 1 | 40 | Bathroom | 100681 | Bathroom | 0.00049795
Ceiling Fixture | Linear Fluorescent | 48 | T-12 | 2 | 40 | Hall | 100682 | Hall | 0.00049795
Ceiling Fixture | Linear Fluorescent | 48 | T-12 | 1 | 40 | Laundry Room | 100683 | Laundry Room | 0.00049795
Ceiling Fan | Incandescent |  | Mini base | 4 | 40 | Family Room | 100684 | Family Room | 0.00049795
Track | Incandescent |  | Standard A Lamp | 2 | 40 | Family Room | 100684 | Family Room | 0.00049795
Track | Incandescent |  | Standard A Lamp | 1 | 75 | Family Room | 100684 | Family Room | 0.00049795
Ceiling Fixture | Incandescent |  | Standard A Lamp | 1 | 30 | Family Room | 100684 | Family Room | 0.00049795
Table | Compact Fluorescent |  | Twist | 1 | 13 | Family Room | 100684 | Family Room | 0.00049795
Table | Compact Fluorescent |  | Circline (Screw Base) | 1 | 30 | Family Room | 100684 | Family Room | 0.00049795
Track | Incandescent |  | Reflector | 2 | 75 | Bedroom | 100685 | Bedroom | 0.00049795
Table | Incandescent |  | Standard A Lamp | 1 | 60 | Bedroom | 100685 | Bedroom | 0.00049795
Chandelier (Hanging) | Incandescent |  | Mini base | 6 | 60 | Hall | 100686 | Hall | 0.00049795
Ceiling Fixture | Incandescent |  | Standard A Lamp | 1 | 75 | Garage | 100687 | Garage | 0.00049795
Ceiling Fixture | Incandescent |  | Standard A Lamp | 1 | 30 | Closet | 100688 | Closet | 0.00049795
Recessed Can | Compact Fluorescent |  | Twist | 1 | 9 | Dining Room | 100689 | Dining Room | 0.00049795
Ceiling Fixture | Incandescent |  | Clear | 1 | 75 | Hall | 1006810 | Hall | 0.00049795
Wall Mount | Incandescent |  | Mini base | 1 | 75 | Bathroom | 1006811 | Bathroom | 0.00049795
Wall Mount | Incandescent |  | Globe | 7 | 25 | Bathroom | 1006811 | Bathroom | 0.00049795
Other | Other |  | LED Interior | 1 | 12 | Kitchen | 1006812 | Kitchen | 0.00049795
Other | Incandescent |  | Other | 1 | 14 | Kitchen | 1006812 | Kitchen | 0.00049795
Table | Compact Fluorescent |  | 3-Way CFL | 1 | 31 | Living Room | 1006813 | Living Room | 0.00049795
Table | Compact Fluorescent |  | Twist | 1 | 13 | Living Room | 1006813 | Living Room | 0.00049795
Wall Mount | Incandescent |  | Globe | 4 | 25 | Bathroom | 1006814 | Bathroom | 0.00049795
Wall Mount | Incandescent |  | Mini base | 1 | 40 | Bathroom | 1006814 | Bathroom | 0.00049795
Table | Compact Fluorescent |  | Twist | 1 | 15 | Master Bedroom | 1006815 | Master Bedroom | 0.00049795
Wall Mount | Incandescent |  | Globe | 1 | 40 | Master Bedroom | 1006815 | Master Bedroom | 0.00049795
Ceiling Fixture | Compact Fluorescent |  | Twist | 2 | 15 | Master Bedroom | 1006815 | Master Bedroom | 0.00049795
Ceiling Fixture | Incandescent |  | Standard A Lamp | 1 | 60 | Closet | 1006816 | Closet | 0.00049795
Floor lamp | Compact Fluorescent |  | Twist | 1 | 13 | Office | 1006817 | Office | 0.00049795
Floor lamp | Incandescent |  | Standard A Lamp | 1 | 75 | Office | 1006817 | Office | 0.00049795
Ceiling Fixture | Compact Fluorescent |  | Twist | 2 | 15 | Bedroom | 1006818 | Bedroom | 0.00049795
Table | Compact Fluorescent |  | Twist | 1 | 15 | Bedroom | 1006818 | Bedroom | 0.00049795
Table | Incandescent |  | 3-Way Incandescent | 1 | 150 | Bedroom | 1006818 | Bedroom | 0.00049795
Wall Mount | Incandescent |  | Globe | 4 | 40 | Bathroom | 100791 | Bathroom | 0.00037892
Wall Mount | Incandescent |  | Globe | 4 | 40 | Bathroom | 100792 | Bathroom | 0.00037892
Ceiling Fixture | Incandescent |  | Standard A Lamp | 1 | 60 | Bedroom | 100793 | Bedroom | 0.00037892
Ceiling Fixture | Incandescent |  | Standard A Lamp | 2 | 60 | Bedroom | 100794 | Bedroom | 0.00037892
Ceiling Fixture | Incandescent |  | Standard A Lamp | 2 | 60 | Master Bedroom | 100795 | Master Bedroom | 0.00037892
Chandelier (Hanging) | Incandescent |  | Mini base | 5 | 25 | Dining Room | 100796 | Dining Room | 0.00037892
Ceiling Fixture | Incandescent |  | Standard A Lamp | 1 | 60 | Garage | 100797 | Garage | 0.00037892
Recessed Can | Incandescent |  | Reflector | 1 | 65 | Hall | 100798 | Hall | 0.00037892
Ceiling Fixture | Incandescent |  | Standard A Lamp | 2 | 60 | Hall | 100799 | Hall | 0.00037892
Recessed Can | Incandescent |  | Reflector | 1 | 65 | Kitchen | 1007910 | Kitchen | 0.00037892
Chandelier (Hanging) | Incandescent |  | Decorative | 4 | 25 | Living Room | 1007911 | Living Room | 0.00037892
Ceiling Fixture | Incandescent |  | Standard A Lamp | 1 | 60 | Hall | 1007912 | Hall | 0.00037892
Wall Mount | Incandescent |  | Standard A Lamp | 4 | 60 | Bathroom | 100821 | Bathroom | 0.0012318
Ceiling Fixture | Incandescent |  | Standard A Lamp | 1 | 60 | Bathroom | 100821 | Bathroom | 0.0012318
Ceiling Fixture | Incandescent |  | Standard A Lamp | 2 | 60 | Bedroom | 100822 | Bedroom | 0.0012318
Table | Compact Fluorescent |  | Twist | 1 | 13 | Bedroom | 100822 | Bedroom | 0.0012318
Ceiling Fixture | Linear Fluorescent |  | Fluorescent Other | 1 | 22 | Bedroom | 100823 | Bedroom | 0.0012318
Ceiling Fixture | Incandescent |  | Globe | 1 | 150 | Family Room | 100824 | Family Room | 0.0012318
Table | Compact Fluorescent |  | Twist | 1 | 13 | Family Room | 100824 | Family Room | 0.0012318
Ceiling Fixture | Incandescent |  | Standard A Lamp | 1 | 75 | Kitchen | 100825 | Kitchen | 0.0012318
Ceiling Fixture | Incandescent |  | Standard A Lamp | 1 | 60 | Laundry Room | 100826 | Laundry Room | 0.0012318
Ceiling Fixture | Incandescent |  | Standard A Lamp | 1 | 60 | Other | 100827 | Other | 0.0012318
Ceiling Fixture | Compact Fluorescent |  | Twist | 2 | 23 | Kitchen | 100831 | Kitchen | 0.0012318
Wall Mount | Compact Fluorescent |  | Twist | 1 | 23 | Bedroom | 100832 | Bedroom | 0.0012318
Wall Mount | Incandescent |  | Standard A Lamp | 1 | 100 | Hall | 100833 | Hall | 0.0012318
Ceiling Fixture | Incandescent |  | Standard A Lamp | 1 | 60 | Laundry Room | 100834 | Laundry Room | 0.0012318
Recessed Can | Incandescent |  | Reflector | 1 | 65 | Family Room | 100835 | Family Room | 0.0012318
Wall Mount | Incandescent |  | Standard A Lamp | 1 | 60 | Closet | 100836 | Closet | 0.0012318
Chandelier (Hanging) | Compact Fluorescent |  | Twist | 5 | 23 | Dining Room | 100837 | Dining Room | 0.0012318
Wall Mount | Incandescent |  | Standard A Lamp | 1 | 60 | Bedroom | 100838 | Bedroom | 0.0012318
Wall Mount | Compact Fluorescent |  | A shape bulb | 1 | 13 | Hall | 100839 | Hall | 0.0012318
Table | Incandescent |  | Standard A Lamp | 1 | 25 | Living Room | 1008310 | Living Room | 0.0012318
Floor lamp | Incandescent |  | 3-Way Incandescent | 1 | 100 | Living Room | 1008310 | Living Room | 0.0012318
Wall Mount | Incandescent |  | Decorative | 4 | 40 | Bathroom | 1008311 | Bathroom | 0.0012318
Wall Mount | Incandescent |  | Decorative | 1 | 40 | Master Bedroom | 1008312 | Master Bedroom | 0.0012318
Table | Compact Fluorescent |  | Twist | 1 | 13 | Master Bedroom | 1008312 | Master Bedroom | 0.0012318
Wall Mount | Incandescent |  | Decorative | 3 | 40 | Bathroom | 1008313 | Bathroom | 0.0012318
Wall Mount | Compact Fluorescent |  | Twist | 1 | 23 | Bedroom | 1008314 | Bedroom | 0.0012318
Table | Incandescent |  | Decorative | 1 | 40 | Bedroom | 1008314 | Bedroom | 0.0012318
Table | Compact Fluorescent |  | Twist | 1 | 15 | Living Room | 100871 | Living Room | 0.000364
Table | Incandescent |  | Standard A Lamp | 1 | 75 | Living Room | 100871 | Living Room | 0.000364
Floor lamp | Compact Fluorescent |  | Twist | 4 | 15 | Living Room | 100871 | Living Room | 0.000364
Ceiling Fixture | Compact Fluorescent |  | Twist | 2 | 13 | Family Room | 100872 | Family Room | 0.000364
Table | Incandescent |  | Standard A Lamp | 1 | 60 | Family Room | 100872 | Family Room | 0.000364
Other | Incandescent |  | Mini base | 2 | 60 | Family Room | 100872 | Family Room | 0.000364
Table | Incandescent |  | 3-Way Incandescent | 1 | 100 | Bedroom | 100873 | Bedroom | 0.000364
Ceiling Fixture | Compact Fluorescent |  | Twist | 2 | 13 | Bedroom | 100873 | Bedroom | 0.000364
Recessed Can | Incandescent |  | Reflector | 1 | 45 | Bedroom | 100873 | Bedroom | 0.000364
Wall Mount | Incandescent |  | Mini base | 4 | 60 | Bathroom | 100874 | Bathroom | 0.000364
Ceiling Fixture | Compact Fluorescent |  | Twist | 2 | 13 | Laundry Room | 100875 | Laundry Room | 0.000364
Wall Mount | Compact Fluorescent |  | Twist | 1 | 22 | Laundry Room | 100875 | Laundry Room | 0.000364
Ceiling Fixture | Compact Fluorescent |  | Twist | 2 | 13 | Living Room | 100876 | Living Room | 0.000364
Table | Incandescent |  | Standard A Lamp | 1 | 60 | Living Room | 100876 | Living Room | 0.000364
Ceiling Fixture | Linear Fluorescent | 48 | T-12 | 2 | 40 | Garage | 100877 | Garage | 0.000364
Ceiling Fixture | Incandescent |  | Mini base | 3 | 40 | Dining Room | 100878 | Dining Room | 0.000364
Recessed Can | Incandescent |  | Reflector | 1 | 65 | Kitchen | 100879 | Kitchen | 0.000364
Ceiling Fixture | Incandescent |  | Mini base | 2 | 40 | Hall | 1008710 | Hall | 0.000364
Ceiling Fixture | Incandescent |  | Mini base | 2 | 40 | Bathroom | 1008711 | Bathroom | 0.000364
Wall Mount | Compact Fluorescent |  | Twist | 3 | 13 | Bathroom | 1008711 | Bathroom | 0.000364
Wall Mount | Incandescent |  | 3-Way Incandescent | 1 | 100 | Bedroom | 1008712 | Bedroom | 0.000364
Recessed Can | Incandescent |  | Reflector | 1 | 65 | Bedroom | 1008713 | Bedroom | 0.000364
Floor lamp | Incandescent |  | Globe | 1 | 40 | Bedroom | 1008713 | Bedroom | 0.000364
Table | Compact Fluorescent |  | Twist | 1 | 13 | Bedroom | 1008713 | Bedroom | 0.000364
Chandelier (Hanging) | Incandescent |  | Mini base | 8 | 40 | Hall | 1008714 | Hall | 0.000364
Table | Incandescent |  | Mini base | 1 | 40 | Hall | 1008714 | Hall | 0.000364
Ceiling Fixture | Incandescent |  | Reflector | 2 | 50 | Bathroom | 1008715 | Bathroom | 0.000364
Wall Mount | Incandescent |  | Mini base | 1 | 60 | Bathroom | 1008715 | Bathroom | 0.000364
Ceiling Fixture | Incandescent |  | Mini base | 1 | 60 | Bathroom | 1008715 | Bathroom | 0.000364
Ceiling Fixture | Incandescent |  | Standard A Lamp | 1 | 40 | Bathroom | 100961 | Bathroom | 0.00029524
Wall Mount | Incandescent |  | Decorative | 3 | 40 | Bathroom | 100961 | Bathroom | 0.00029524
Wall Mount | Incandescent |  | Globe | 3 | 40 | Bathroom | 100962 | Bathroom | 0.00029524
Ceiling Fixture | Incandescent |  | Heat Lamp | 1 | 250 | Bathroom | 100962 | Bathroom | 0.00029524
Wall Mount | Incandescent |  | Standard A Lamp | 2 | 40 | Bedroom | 100963 | Bedroom | 0.00029524
Wall Mount | Incandescent |  | Standard A Lamp | 2 | 40 | Bedroom | 100964 | Bedroom | 0.00029524
Table | Compact Fluorescent |  | Twist | 1 | 15 | Bedroom | 100964 | Bedroom | 0.00029524
Wall Mount | Incandescent |  | Standard A Lamp | 2 | 40 | Bedroom | 100965 | Bedroom | 0.00029524
Table | Compact Fluorescent |  | Straight Tube | 1 | 15 | Bedroom | 100965 | Bedroom | 0.00029524
Chandelier (Hanging) | Incandescent |  | Standard A Lamp | 2 | 60 | Other | 100966 | Other | 0.00029524
Chandelier (Hanging) | Compact Fluorescent |  | Straight Tube | 1 | 15 | Dining Room | 100967 | Dining Room | 0.00029524
Floor lamp | Compact Fluorescent |  | Straight Tube | 1 | 22 | Dining Room | 100967 | Dining Room | 0.00029524
Ceiling Fixture | Incandescent |  | Standard A Lamp | 1 | 40 | Living Room | 100968 | Living Room | 0.00029524
Table | Compact Fluorescent |  | Twist | 2 | 15 | Living Room | 100968 | Living Room | 0.00029524
Floor lamp | Incandescent |  | Standard A Lamp | 2 | 60 | Living Room | 100968 | Living Room | 0.00029524
Ceiling Fixture | Incandescent |  | Standard A Lamp | 1 | 40 | Garage | 100969 | Garage | 0.00029524
Wall Mount | Incandescent |  | Standard A Lamp | 1 | 40 | Garage | 100969 | Garage | 0.00029524
Ceiling Fixture | Incandescent |  | Standard A Lamp | 1 | 60 | Kitchen | 1009610 | Kitchen | 0.00029524
Ceiling Fixture | Incandescent |  | Standard A Lamp | 1 | 60 | Hall | 1009611 | Hall | 0.00029524
Recessed Can | Compact Fluorescent |  | Reflector | 1 | 15 | Kitchen | 1009612 | Kitchen | 0.00029524
Chandelier (Hanging) | Compact Fluorescent |  | Twist | 2 | 15 | Kitchen | 1009612 | Kitchen | 0.00029524
Ceiling Fixture | Incandescent |  | Standard A Lamp | 2 | 40 | Kitchen | 1009612 | Kitchen | 0.00029524
Table | Incandescent |  | Standard A Lamp | 1 | 60 | Living Room | 1009613 | Living Room | 0.00029524
Floor lamp | Incandescent |  | Standard A Lamp | 1 | 60 | Living Room | 1009613 | Living Room | 0.00029524
Table | Incandescent |  | Other | 1 | 40 | Living Room | 1009613 | Living Room | 0.00029524
Ceiling Fixture | Incandescent |  | Decorative | 1 | 40 | Living Room | 1009613 | Living Room | 0.00029524
Ceiling Fixture | Incandescent |  | Standard A Lamp | 2 | 60 | Other | 1009614 | Other | 0.00029524
Wall Mount | Incandescent |  | Standard A Lamp | 1 | 60 | Other | 1009614 | Other | 0.00029524
Ceiling Fixture | Incandescent |  | Standard A Lamp | 2 | 60 | Laundry Room | 1009615 | Laundry Room | 0.00029524
Wall Mount | Incandescent |  | Globe | 1 | 40 | Laundry Room | 1009615 | Laundry Room | 0.00029524
Torchiere | Compact Fluorescent |  | Twist | 1 | 15 | Bedroom | 101001 | Bedroom | 0.000364
Ceiling Fan | Compact Fluorescent |  | Twist | 1 | 15 | Bedroom | 101001 | Bedroom | 0.000364
Table | Compact Fluorescent |  | Twist | 1 | 15 | Office | 101002 | Office | 0.000364
Table | Incandescent |  | Standard A Lamp | 1 | 100 | Office | 101002 | Office | 0.000364
Table | Incandescent |  | Mini base | 1 | 25 | Office | 101002 | Office | 0.000364
Chandelier (Hanging) | Compact Fluorescent |  | Twist | 5 | 15 | Dining Room | 101003 | Dining Room | 0.000364
Ceiling Fixture | Incandescent |  | Mini base | 3 | 40 | Hall | 101004 | Hall | 0.000364
Ceiling Fixture | Incandescent |  | Standard A Lamp | 1 | 60 | Hall | 101006 | Hall | 0.000364
Ceiling Fixture | Linear Fluorescent | 48 | T-12 | 2 | 40 | Garage | 101007 | Garage | 0.000364
Ceiling Fixture | Incandescent |  | Standard A Lamp | 4 | 75 | Garage | 101007 | Garage | 0.000364
High bay | Incandescent |  | Standard A Lamp | 1 | 100 | Garage | 101007 | Garage | 0.000364
Ceiling Fixture | Linear Fluorescent | 48 | T-12 | 1 | 40 | Kitchen | 101008 | Kitchen | 0.000364
Ceiling Fixture | Linear Fluorescent | 48 | T-12 | 2 | 40 | Laundry Room | 101009 | Laundry Room | 0.000364
Chandelier (Hanging) | Incandescent |  | Standard A Lamp | 1 | 100 | Living Room | 1010010 | Living Room | 0.000364
Table | Incandescent |  | Standard A Lamp | 1 | 100 | Living Room | 1010010 | Living Room | 0.000364
Other | Linear Fluorescent | 36 | Fluorescent Unknown | 1 | 30 | Living Room | 1010010 | Living Room | 0.000364
Other | Incandescent |  | Mini base | 1 | 60 | Living Room | 1010010 | Living Room | 0.000364
Other | Incandescent |  | Mini base | 4 | 10 | Living Room | 1010010 | Living Room | 0.000364
Ceiling Fixture | Compact Fluorescent |  | Twist | 1 | 15 | Bathroom | 1010011 | Bathroom | 0.000364
Ceiling Fixture | Incandescent |  | Standard A Lamp | 1 | 100 | Bathroom | 1010011 | Bathroom | 0.000364
Ceiling Fan | Incandescent |  | Standard A Lamp | 1 | 60 | Master Bedroom | 1010012 | Master Bedroom | 0.000364
Wall Mount | Incandescent |  | Standard A Lamp | 1 | 75 | Master Bedroom | 1010012 | Master Bedroom | 0.000364
Table | Incandescent |  | Decorative | 1 | 40 | Master Bedroom | 1010012 | Master Bedroom | 0.000364
Ceiling Fixture | Incandescent |  | Standard A Lamp | 1 | 100 | Garage | 1010013 | Garage | 0.000364
Ceiling Fixture | Linear Fluorescent | 48 | T-12 | 2 | 40 | Garage | 1010013 | Garage | 0.000364
Ceiling Fixture | Incandescent |  | Standard A Lamp | 2 | 60 | Hall | 1010014 | Hall | 0.000364
Ceiling Fixture | Linear Fluorescent | 48 | T-12 | 2 | 40 | Hall | 1010014 | Hall | 0.000364
Ceiling Fan | Incandescent |  | Standard A Lamp | 1 | 60 | Other | 1010015 | Other | 0.000364
Other | Linear Fluorescent | 48 | T-12 | 2 | 40 | Other | 1010015 | Other | 0.000364
High bay | Linear Fluorescent | 48 | T-12 | 2 | 32 | Other | 101341 | Other | 0.000364
Ceiling Fixture | Compact Fluorescent |  | A shape bulb | 1 | 13 | Other | 101341 | Other | 0.000364
Wall Mount | Incandescent |  | Globe | 8 | 40 | Bathroom | 101342 | Bathroom | 0.000364
Wall Mount | Compact Fluorescent |  | Twist | 3 | 18 | Bathroom | 101343 | Bathroom | 0.000364
Wall Mount | Incandescent |  | Globe | 3 | 40 | Bathroom | 101343 | Bathroom | 0.000364
Ceiling Fixture | Compact Fluorescent |  | Twist | 2 | 13 | Bedroom | 101344 | Bedroom | 0.000364
Ceiling Fixture | Incandescent |  | Standard A Lamp | 1 | 60 | Bedroom | 101345 | Bedroom | 0.000364
Ceiling Fixture | Compact Fluorescent |  | Twist | 1 | 15 | Closet | 101346 | Closet | 0.000364
Chandelier (Hanging) | Incandescent |  | Mini base | 8 | 40 | Dining Room | 101347 | Dining Room | 0.000364
Floor lamp | Compact Fluorescent |  | Twist | 2 | 23 | Dining Room | 101347 | Dining Room | 0.000364
Table | Halogen |  | Other | 1 | 50 | Dining Room | 101347 | Dining Room | 0.000364
Ceiling Fixture | Incandescent |  | Mini base | 3 | 40 | Hall | 101348 | Hall | 0.000364
Wall Mount | Compact Fluorescent |  | Twist | 1 | 13 | Hall | 101348 | Hall | 0.000364
Ceiling Fan | Compact Fluorescent |  | Twist | 3 | 23 | Kitchen | 101349 | Kitchen | 0.000364
Other | Incandescent |  | Other | 1 | 25 | Kitchen | 101349 | Kitchen | 0.000364
Track | Incandescent |  | Reflector | 3 | 65 | Kitchen | 101349 | Kitchen | 0.000364
Ceiling Fixture | Compact Fluorescent |  | Twist | 1 | 23 | Laundry Room | 1013410 | Laundry Room | 0.000364
Floor lamp | Compact Fluorescent |  | Twist | 1 | 18 | Living Room | 1013411 | Living Room | 0.000364
Ceiling Fixture | Incandescent |  | Standard A Lamp | 1 | 60 | Closet | 1013412 | Closet | 0.000364
Ceiling Fixture | Compact Fluorescent |  | Twist | 1 | 15 | Closet | 1013413 | Closet | 0.000364
Ceiling Fixture | Compact Fluorescent |  | Twist | 2 | 15 | Office | 1013414 | Office | 0.000364
Ceiling Fixture | Compact Fluorescent |  | Twist | 1 | 13 | Other | 1013415 | Other | 0.000364
Wall Mount | Compact Fluorescent |  | Twist | 1 | 13 | Hall | 1013416 | Hall | 0.000364
Wall Mount | Incandescent |  | Globe | 2 | 60 | Bathroom | 101411 | Bathroom | 0.0012318
Table | Incandescent |  | Standard A Lamp | 1 | 75 | Bathroom | 101411 | Bathroom | 0.0012318
Wall Mount | Other |  | LED Interior | 1 | 1 | Bathroom | 101411 | Bathroom | 0.0012318
Ceiling Fixture | Incandescent |  | Standard A Lamp | 1 | 60 | Bedroom | 101412 | Bedroom | 0.0012318
Ceiling Fixture | Incandescent |  | Standard A Lamp | 2 | 60 | Bathroom | 101413 | Bathroom | 0.0012318
Wall Mount | Incandescent |  | Standard A Lamp | 1 | 60 | Bathroom | 101413 | Bathroom | 0.0012318
Ceiling Fan | Incandescent |  | Standard A Lamp | 1 | 60 | Hall | 101414 | Hall | 0.0012318
Ceiling Fixture | Incandescent |  | Standard A Lamp | 1 | 60 | Hall | 101415 | Hall | 0.0012318
Wall Mount | Other |  | LED Interior | 1 | 1 | Hall | 101415 | Hall | 0.0012318
Ceiling Fixture | Incandescent |  | Standard A Lamp | 2 | 60 | Master Bedroom | 101416 | Master Bedroom | 0.0012318
Wall Mount | Incandescent |  | Reflector | 1 | 25 | Master Bedroom | 101416 | Master Bedroom | 0.0012318
Table | Compact Fluorescent |  | Twist | 1 | 15 | Master Bedroom | 101416 | Master Bedroom | 0.0012318
Table | Incandescent |  | Standard A Lamp | 2 | 40 | Master Bedroom | 101416 | Master Bedroom | 0.0012318
Ceiling Fixture | Incandescent |  | Standard A Lamp | 1 | 60 | Office | 101417 | Office | 0.0012318
Ceiling Fixture | Compact Fluorescent |  | Twist | 1 | 15 | Office | 101417 | Office | 0.0012318
Table | Compact Fluorescent |  | Pin base | 1 | 13 | Office | 101417 | Office | 0.0012318
Ceiling Fixture | Compact Fluorescent |  | Twist | 1 | 15 | Closet | 101419 | Closet | 0.0012318
Ceiling Fixture | Incandescent |  | Reflector | 1 | 125 | Bathroom | 1014110 | Bathroom | 0.0012318
Ceiling Fixture | Incandescent |  | Heat Lamp | 1 | 250 | Bathroom | 1014110 | Bathroom | 0.0012318
Ceiling Fixture | Incandescent |  | Globe | 2 | 60 | Bathroom | 1014110 | Bathroom | 0.0012318
Ceiling Fixture | Compact Fluorescent |  | Twist | 1 | 15 | Bathroom | 1014110 | Bathroom | 0.0012318
Wall Mount | Other |  | LED Interior | 1 | 1 | Bathroom | 1014110 | Bathroom | 0.0012318
Ceiling Fixture | Incandescent |  | Standard A Lamp | 3 | 60 | Bedroom | 1014111 | Bedroom | 0.0012318
Chandelier (Hanging) | Incandescent |  | Standard A Lamp | 1 | 75 | Dining Room | 1014112 | Dining Room | 0.0012318
Ceiling Fixture | Incandescent |  | Standard A Lamp | 1 | 60 | Family Room | 1014114 | Family Room | 0.0012318
Table | Compact Fluorescent |  | Twist | 1 | 15 | Family Room | 1014114 | Family Room | 0.0012318
Table | Incandescent |  | Standard A Lamp | 1 | 40 | Family Room | 1014114 | Family Room | 0.0012318
Ceiling Fixture | Incandescent |  | Standard A Lamp | 1 | 60 | Garage | 1014115 | Garage | 0.0012318
Ceiling Fixture | Compact Fluorescent |  | Twist | 1 | 15 | Hall | 1014116 | Hall | 0.0012318
Ceiling Fixture | Incandescent |  | Standard A Lamp | 1 | 60 | Kitchen | 1014117 | Kitchen | 0.0012318
Recessed - other | Compact Fluorescent |  | Twist | 1 | 15 | Kitchen | 1014117 | Kitchen | 0.0012318
Ceiling Fixture | Incandescent |  | Reflector | 2 | 2 | Kitchen | 1014117 | Kitchen | 0.0012318
Ceiling Fixture | Incandescent |  | Clear | 1 | 60 | Kitchen | 1014117 | Kitchen | 0.0012318
Wall Mount | Linear Fluorescent | 48 | T-12 | 1 | 40 | Kitchen | 1014117 | Kitchen | 0.0012318
Table | Incandescent |  | Standard A Lamp | 1 | 60 | Living Room | 1014118 | Living Room | 0.0012318
Table | Incandescent |  | Standard A Lamp | 1 | 60 | Living Room | 1014118 | Living Room | 0.0012318
Table | Compact Fluorescent |  | Twist | 1 | 15 | Living Room | 1014118 | Living Room | 0.0012318
Ceiling Fixture | Linear Fluorescent | 48 | T-12 | 2 | 40 | Garage | 1014119 | Garage | 0.0012318
Chandelier (Hanging) | Incandescent |  | Standard A Lamp | 1 | 75 | Garage | 1014119 | Garage | 0.0012318
Wall Mount | Compact Fluorescent |  | Twist | 3 | 15 | Bathroom | 101441 | Bathroom | 0.00049795
Table | Compact Fluorescent |  | Twist | 1 | 15 | Bedroom | 101442 | Bedroom | 0.00049795
Floor lamp | Incandescent |  | Mini base | 3 | 5 | Bedroom | 101443 | Bedroom | 0.00049795
Chandelier (Hanging) | Incandescent |  | Standard A Lamp | 2 | 65 | Dining Room | 101444 | Dining Room | 0.00049795
Recessed Can | Compact Fluorescent |  | Twist | 1 | 15 | Family Room | 101445 | Family Room | 0.00049795
Track | Incandescent |  | Reflector | 5 | 25 | Family Room | 101445 | Family Room | 0.00049795
Ceiling Fixture | Compact Fluorescent |  | Twist | 1 | 7 | Family Room | 101445 | Family Room | 0.00049795
Ceiling Fixture | Compact Fluorescent |  | Twist | 1 | 15 | Garage | 101446 | Garage | 0.00049795
Ceiling Fixture | Compact Fluorescent |  | Twist | 1 | 15 | Hall | 101447 | Hall | 0.00049795
Ceiling Fixture | Compact Fluorescent |  | Twist | 1 | 15 | Hall | 101448 | Hall | 0.00049795
Recessed - other | Linear Fluorescent | 48 | T-12 | 1 | 40 | Kitchen | 101449 | Kitchen | 0.00049795
Floor lamp | Compact Fluorescent |  | A shape bulb | 2 | 15 | Living Room | 1014410 | Living Room | 0.00049795
Wall Mount | Incandescent |  | Globe | 6 | 25 | Bathroom | 1014411 | Bathroom | 0.00049795
Table | Compact Fluorescent |  | Twist | 1 | 15 | Master Bedroom | 1014412 | Master Bedroom | 0.00049795
Ceiling Fixture | Compact Fluorescent |  | Twist | 3 | 15 | Other | 1014413 | Other | 0.00049795
Track | Incandescent |  | Reflector | 3 | 60 | Other | 1014413 | Other | 0.00049795
Ceiling Fixture | Compact Fluorescent |  | Twist | 2 | 15 | Laundry Room | 1014414 | Laundry Room | 0.00049795
Ceiling Fixture | Compact Fluorescent |  | Twist | 1 | 15 | Laundry Room | 101501 | Laundry Room | 0.00029524
Ceiling Fixture | Linear Fluorescent | 48 | T-8 | 2 | 32 | Laundry Room | 101501 | Laundry Room | 0.00029524
Ceiling Fixture | Incandescent |  | Standard A Lamp | 1 | 60 | Bathroom | 101502 | Bathroom | 0.00029524
Wall Mount | Compact Fluorescent |  | Twist | 2 | 15 | Bathroom | 101502 | Bathroom | 0.00029524
Ceiling Fixture | Incandescent |  | Standard A Lamp | 1 | 60 | Bedroom | 101503 | Bedroom | 0.00029524
Table | Compact Fluorescent |  | Twist | 1 | 22 | Bedroom | 101503 | Bedroom | 0.00029524
Table | Incandescent |  | Clear | 1 | 25 | Bedroom | 101503 | Bedroom | 0.00029524
Table | Compact Fluorescent |  | Twist | 1 | 22 | Bedroom | 101504 | Bedroom | 0.00029524
Ceiling Fan | Compact Fluorescent |  | Twist | 1 | 22 | Bedroom | 101504 | Bedroom | 0.00029524
Ceiling Fixture | Incandescent |  | Standard A Lamp | 1 | 60 | Closet | 101505 | Closet | 0.00029524
Ceiling Fixture | Incandescent |  | Standard A Lamp | 1 | 60 | Closet | 101506 | Closet | 0.00029524
Ceiling Fixture | Compact Fluorescent |  | Twist | 1 | 22 | Closet | 101507 | Closet | 0.00029524
Chandelier (Hanging) | Incandescent |  | Standard A Lamp | 3 | 60 | Dining Room | 101508 | Dining Room | 0.00029524
Wall Mount | Compact Fluorescent |  | Twist | 1 | 15 | Hall | 101509 | Hall | 0.00029524
Ceiling Fixture | Incandescent |  | Standard A Lamp | 1 | 75 | Other | 1015010 | Other | 0.00029524
Chandelier (Hanging) | Incandescent |  | Standard A Lamp | 1 | 75 | Kitchen | 1015011 | Kitchen | 0.00029524
Other | Incandescent |  | Standard A Lamp | 1 | 40 | Kitchen | 1015011 | Kitchen | 0.00029524
Ceiling Fixture | Compact Fluorescent |  | Twist | 3 | 15 | Living Room | 1015012 | Living Room | 0.00029524
Table | Compact Fluorescent |  | Twist | 1 | 22 | Living Room | 1015012 | Living Room | 0.00029524
Ceiling Fixture | Compact Fluorescent |  | Twist | 1 | 15 | Closet | 1015013 | Closet | 0.00029524
Floor lamp | Incandescent |  | Standard A Lamp | 1 | 60 | Other | 101721 | Other | 0.00037892
Ceiling Fixture | Compact Fluorescent |  | Twist | 1 | 15 | Other | 101721 | Other | 0.00037892
Wall Mount | Incandescent |  | Standard A Lamp | 2 | 60 | Bathroom | 101722 | Bathroom | 0.00037892
Ceiling Fixture | Compact Fluorescent |  | Twist | 1 | 15 | Bedroom | 101723 | Bedroom | 0.00037892
Table | Incandescent |  | Standard A Lamp | 1 | 40 | Bedroom | 101723 | Bedroom | 0.00037892
Ceiling Fixture | Compact Fluorescent |  | Twist | 1 | 15 | Bedroom | 101724 | Bedroom | 0.00037892
Ceiling Fixture | Compact Fluorescent |  | Twist | 1 | 15 | Dining Room | 101725 | Dining Room | 0.00037892
Ceiling Fixture | Compact Fluorescent |  | Twist | 1 | 15 | Kitchen | 101726 | Kitchen | 0.00037892
Ceiling Fixture | Compact Fluorescent |  | Twist | 1 | 15 | Laundry Room | 101727 | Laundry Room | 0.00037892
Floor lamp | Compact Fluorescent |  | Twist | 1 | 22 | Living Room | 101728 | Living Room | 0.00037892
Table | Incandescent |  | Standard A Lamp | 1 | 75 | Living Room | 101728 | Living Room | 0.00037892
Ceiling Fixture | Incandescent |  | Reflector | 1 | 75 | Bathroom | 101741 | Bathroom | 0.0012318
Ceiling Fixture | Incandescent |  | Heat Lamp | 1 | 125 | Bathroom | 101741 | Bathroom | 0.0012318
Recessed Can | Incandescent |  | Reflector | 1 | 75 | Bathroom | 101741 | Bathroom | 0.0012318
Wall Mount | Compact Fluorescent |  | Twist | 3 | 13 | Bathroom | 101741 | Bathroom | 0.0012318
Recessed Can | Compact Fluorescent |  | Twist | 1 | 13 | Bathroom | 101742 | Bathroom | 0.0012318
Wall Mount | Incandescent |  | Globe | 3 | 40 | Bathroom | 101742 | Bathroom | 0.0012318
Ceiling Fixture | Incandescent |  | Heat Lamp | 1 | 125 | Bathroom | 101742 | Bathroom | 0.0012318
Ceiling Fixture | Compact Fluorescent |  | Twist | 2 | 13 | Bedroom | 101743 | Bedroom | 0.0012318
Ceiling Fixture | Compact Fluorescent |  | Twist | 2 | 13 | Bedroom | 101744 | Bedroom | 0.0012318
Table | Incandescent |  | Decorative | 1 | 40 | Bedroom | 101744 | Bedroom | 0.0012318
Chandelier (Hanging) | Incandescent |  | Clear | 3 | 40 | Dining Room | 101745 | Dining Room | 0.0012318
Table | Incandescent |  | Globe | 1 | 150 | Dining Room | 101745 | Dining Room | 0.0012318
Table | Incandescent |  | 3-Way Incandescent | 1 | 135 | Family Room | 101746 | Family Room | 0.0012318
Ceiling Fixture | Linear Fluorescent | 48 | T-12 | 2 | 40 | Garage | 101747 | Garage | 0.0012318
Ceiling Fixture | Compact Fluorescent |  | Twist | 1 | 13 | Hall | 101748 | Hall | 0.0012318
Ceiling Fixture | Compact Fluorescent |  | Flood | 1 | 15 | Kitchen | 101749 | Kitchen | 0.0012318
Architectural | Linear Fluorescent | 11 | T-5 | 1 | 8 | Kitchen | 101749 | Kitchen | 0.0012318
Ceiling Fixture | Linear Fluorescent | 48 | T-12 | 2 | 40 | Laundry Room | 1017410 | Laundry Room | 0.0012318
Ceiling Fixture | Compact Fluorescent |  | Twist | 2 | 13 | Master Bedroom | 1017411 | Master Bedroom | 0.0012318
Table | Compact Fluorescent |  | Twist | 1 | 13 | Master Bedroom | 1017411 | Master Bedroom | 0.0012318
Recessed Can | Incandescent |  | Reflector | 1 | 60 | Closet | 1017412 | Closet | 0.0012318
Recessed Can | Incandescent |  | Reflector | 1 | 60 | Other | 1017413 | Other | 0.0012318
Wall Mount | Incandescent |  | Globe | 6 | 40 | Bathroom | 101761 | Bathroom | 0.00028601
Ceiling Fixture | Compact Fluorescent |  | Twist | 2 | 22 | Bedroom | 101762 | Bedroom | 0.00028601
Table | Incandescent |  | Standard A Lamp | 1 | 100 | Bedroom | 101762 | Bedroom | 0.00028601
Ceiling Fixture | Halogen |  | MR | 3 | 50 | Family Room | 101763 | Family Room | 0.00028601
Table | Incandescent |  | Standard A Lamp | 1 | 150 | Family Room | 101763 | Family Room | 0.00028601
Floor lamp | Incandescent |  | Standard A Lamp | 1 | 150 | Family Room | 101763 | Family Room | 0.00028601
Ceiling Fixture | Compact Fluorescent |  | Twist | 1 | 22 | Hall | 101764 | Hall | 0.00028601
Ceiling Fixture | Incandescent |  | Globe | 5 | 40 | Kitchen | 101765 | Kitchen | 0.00028601
Ceiling Fixture | Compact Fluorescent |  | Twist | 2 | 22 | Kitchen | 101765 | Kitchen | 0.00028601
Table | Incandescent |  | Standard A Lamp | 1 | 60 | Kitchen | 101765 | Kitchen | 0.00028601
Recessed Can | Incandescent |  | Reflector | 1 | 65 | Laundry Room | 101766 | Laundry Room | 0.00028601
Ceiling Fixture | Incandescent |  | Standard A Lamp | 1 | 60 | Living Room | 101767 | Living Room | 0.00028601
Table | Incandescent |  | Standard A Lamp | 1 | 60 | Living Room | 101767 | Living Room | 0.00028601
Ceiling Fixture | Incandescent |  | Mini base | 1 | 25 | Living Room | 101767 | Living Room | 0.00028601
Torchiere | Incandescent |  | Standard A Lamp | 1 | 150 | Living Room | 101767 | Living Room | 0.00028601
Ceiling Fixture | Incandescent |  | Globe | 1 | 90 | Master Bedroom | 101768 | Master Bedroom | 0.00028601
Torchiere | Incandescent |  | Standard A Lamp | 1 | 150 | Master Bedroom | 101768 | Master Bedroom | 0.00028601
Table | Incandescent |  | Standard A Lamp | 1 | 60 | Master Bedroom | 101768 | Master Bedroom | 0.00028601
Wall Mount | Compact Fluorescent |  | Twist | 2 | 20 | Bathroom | 101769 | Bathroom | 0.00028601
Other | Other |  |  | 1 | 1 | Bathroom | 101769 | Bathroom | 0.00028601
Floor lamp | Compact Fluorescent |  | Pin base | 1 | 28 | Office | 1017610 | Office | 0.00028601
Ceiling Fixture | Compact Fluorescent |  | Twist | 3 | 20 | Office | 1017610 | Office | 0.00028601
Table | Incandescent |  | Standard A Lamp | 1 | 60 | Office | 1017610 | Office | 0.00028601
Garage door opener | Incandescent |  | Standard A Lamp | 1 | 60 | Garage | 1017611 | Garage | 0.00028601
Ceiling Fixture | Incandescent |  | Standard A Lamp | 1 | 60 | Garage | 1017611 | Garage | 0.00028601
Wall Mount | Incandescent |  | Standard A Lamp | 2 | 60 | Bathroom | 101781 | Bathroom | 0.0017229
Ceiling Fan | Compact Fluorescent |  | Twist | 6 | 15 | Bedroom | 101782 | Bedroom | 0.0017229
Ceiling Fan | Incandescent |  | Decorative | 6 | 40 | Bedroom | 101783 | Bedroom | 0.0017229
Ceiling Fixture | Compact Fluorescent |  | Twist | 2 | 15 | Bedroom | 101784 | Bedroom | 0.0017229
Ceiling Fixture | Compact Fluorescent |  | Twist | 1 | 25 | Garage | 101785 | Garage | 0.0017229
Ceiling Fixture | Incandescent |  | Standard A Lamp | 1 | 60 | Hall | 101786 | Hall | 0.0017229
Ceiling Fixture | Incandescent |  | Standard A Lamp | 1 | 60 | Kitchen | 101787 | Kitchen | 0.0017229
Floor lamp | Compact Fluorescent |  | Twist | 1 | 15 | Living Room | 101788 | Living Room | 0.0017229
Wall Mount | Incandescent |  | Mini base | 1 | 40 | Bedroom | 101862 | Bedroom | 0.00037892
Table | Incandescent |  | Mini base | 1 | 40 | Bedroom | 101862 | Bedroom | 0.00037892
Ceiling Fixture | Incandescent |  | Standard A Lamp | 1 | 60 | Closet | 101863 | Closet | 0.00037892
Chandelier (Hanging) | Incandescent |  | Standard A Lamp | 4 | 60 | Dining Room | 101864 | Dining Room | 0.00037892
Wall Mount | Incandescent |  | Globe | 2 | 25 | Bathroom | 101865 | Bathroom | 0.00037892
Recessed - other | Halogen |  | PAR | 1 | 30 | Hall | 101866 | Hall | 0.00037892
Chandelier (Hanging) | Incandescent |  | Mini base | 1 | 25 | Kitchen | 101867 | Kitchen | 0.00037892
Ceiling Fixture | Incandescent |  | Standard A Lamp | 2 | 40 | Laundry Room | 101868 | Laundry Room | 0.00037892
Chandelier (Hanging) | Incandescent |  | Standard A Lamp | 5 | 40 | Living Room | 101869 | Living Room | 0.00037892
Chandelier (Hanging) | Incandescent |  | Standard A Lamp | 2 | 60 | Bathroom | 1018611 | Bathroom | 0.00037892
Wall Mount | Incandescent |  | Mini base | 1 | 25 | Bathroom | 1018611 | Bathroom | 0.00037892
Ceiling Fixture | Incandescent |  | Standard A Lamp | 2 | 60 | Master Bedroom | 1018612 | Master Bedroom | 0.00037892
Table | Compact Fluorescent |  | Twist | 1 | 7 | Master Bedroom | 1018612 | Master Bedroom | 0.00037892
Wall Mount | Incandescent |  | Mini base | 1 | 25 | Hall | 1018614 | Hall | 0.00037892
Ceiling Fixture | Compact Fluorescent |  | A shape bulb | 1 | 15 | Bedroom | 101911 | Bedroom | 0.00037892
Ceiling Fixture | Compact Fluorescent |  | Twist | 2 | 20 | Bedroom | 101912 | Bedroom | 0.00037892
Floor lamp | Compact Fluorescent |  | A shape bulb | 1 | 15 | Bedroom | 101912 | Bedroom | 0.00037892
Table | Halogen |  | Other | 1 | 20 | Bedroom | 101912 | Bedroom | 0.00037892
Ceiling Fixture | Compact Fluorescent |  | Twist | 2 | 15 | Hall | 101913 | Hall | 0.00037892
Wall Mount | Compact Fluorescent |  | Twist | 2 | 15 | Bathroom | 101914 | Bathroom | 0.00037892
Ceiling Fixture | Compact Fluorescent |  | Twist | 1 | 22 | Kitchen | 101915 | Kitchen | 0.00037892
Wall Mount | Compact Fluorescent |  | Twist | 1 | 15 | Kitchen | 101915 | Kitchen | 0.00037892
Ceiling Fixture | Compact Fluorescent |  | Twist | 1 | 22 | Living Room | 101916 | Living Room | 0.00037892
Wall Mount | Incandescent |  | Globe | 4 | 25 | Bathroom | 101921 | Bathroom | 0.00037892
Ceiling Fixture | Incandescent |  | Clear | 1 | 60 | Bedroom | 101922 | Bedroom | 0.00037892
Floor lamp | Compact Fluorescent |  | Twist | 3 | 15 | Bedroom | 101922 | Bedroom | 0.00037892
Table | Incandescent |  | Decorative | 1 | 40 | Bedroom | 101922 | Bedroom | 0.00037892
Ceiling Fixture | Compact Fluorescent |  | Twist | 3 | 15 | Family Room | 101923 | Family Room | 0.00037892
Ceiling Fixture | Incandescent |  | Standard A Lamp | 2 | 60 | Dining Room | 101924 | Dining Room | 0.00037892
Ceiling Fixture | Linear Fluorescent | 48 | T-8 | 2 | 32 | Other | 101925 | Other | 0.00037892
Ceiling Fixture | Compact Fluorescent |  | Twist | 3 | 15 | Hall | 101926 | Hall | 0.00037892
Ceiling Fixture | Halogen |  | Quartz Tube | 1 | 50 | Kitchen | 101927 | Kitchen | 0.00037892
Architectural | Halogen |  | Other | 1 | 20 | Kitchen | 101927 | Kitchen | 0.00037892
Ceiling Fixture | Linear Fluorescent | 48 | T-8 | 2 | 32 | Laundry Room | 101928 | Laundry Room | 0.00037892
Ceiling Fixture | Compact Fluorescent |  | Twist | 1 | 15 | Living Room | 101929 | Living Room | 0.00037892
Wall Mount | Compact Fluorescent |  | Twist | 1 | 15 | Living Room | 101929 | Living Room | 0.00037892
Floor lamp | Compact Fluorescent |  | Twist | 1 | 15 | Living Room | 101929 | Living Room | 0.00037892
Wall Mount | Incandescent |  | Decorative | 2 | 25 | Master Bedroom | 1019210 | Master Bedroom | 0.00037892
Ceiling Fixture | Incandescent |  | Standard A Lamp | 2 | 60 | Master Bedroom | 1019210 | Master Bedroom | 0.00037892
Table | Compact Fluorescent |  | Twist | 1 | 15 | Master Bedroom | 1019210 | Master Bedroom | 0.00037892
Ceiling Fan | Incandescent |  | Standard A Lamp | 1 | 100 | Bathroom | 102111 | Bathroom | 0.00037892
Recessed - other | Incandescent |  | Standard A Lamp | 2 | 75 | Bedroom | 102112 | Bedroom | 0.00037892
Table | Incandescent |  | Standard A Lamp | 1 | 75 | Bedroom | 102112 | Bedroom | 0.00037892
Ceiling Fixture | Incandescent |  | Standard A Lamp | 2 | 60 | Bedroom | 102113 | Bedroom | 0.00037892
Table | Incandescent |  | Standard A Lamp | 1 | 75 | Bedroom | 102113 | Bedroom | 0.00037892
Ceiling Fixture | Incandescent |  | Standard A Lamp | 1 | 60 | Hall | 102114 | Hall | 0.00037892
High bay | Linear Fluorescent | 48 | T-12 | 2 | 40 | Kitchen | 102115 | Kitchen | 0.00037892
Track | Incandescent |  | Standard A Lamp | 1 | 60 | Kitchen | 102115 | Kitchen | 0.00037892
Other | Incandescent |  | Standard A Lamp | 1 | 75 | Kitchen | 102115 | Kitchen | 0.00037892
Architectural | Incandescent |  | Standard A Lamp | 1 | 60 | Laundry Room | 102116 | Laundry Room | 0.00037892
Ceiling Fan | Incandescent |  | Standard A Lamp | 1 | 60 | Living Room | 102117 | Living Room | 0.00037892
Architectural | Incandescent |  | Standard A Lamp | 1 | 60 | Closet | 102118 | Closet | 0.00037892
Recessed Can | Incandescent |  | Reflector | 1 | 65 | Hall | 102291 | Hall | 0.0012318
Ceiling Fixture | Incandescent |  | Standard A Lamp | 1 | 60 | Bedroom | 102292 | Bedroom | 0.0012318
Table | Incandescent |  | Standard A Lamp | 1 | 60 | Bedroom | 102292 | Bedroom | 0.0012318
Wall Mount | Linear Fluorescent | 24 | T-8 | 1 | 32 | Hall | 102293 | Hall | 0.0012318
Track | Compact Fluorescent |  | Reflector | 3 | 23 | Family Room | 102294 | Family Room | 0.0012318
Table | Compact Fluorescent |  | Other | 1 | 15 | Family Room | 102294 | Family Room | 0.0012318
Floor lamp | Halogen |  | Quartz Tube | 1 | 150 | Family Room | 102294 | Family Room | 0.0012318
Table | Compact Fluorescent |  | Twist | 1 | 15 | Family Room | 102294 | Family Room | 0.0012318
Ceiling Fixture | Compact Fluorescent |  | Twist | 2 | 15 | Family Room | 102294 | Family Room | 0.0012318
Garage door opener | Incandescent |  | Standard A Lamp | 1 | 60 | Garage | 102295 | Garage | 0.0012318
Ceiling Fixture | Incandescent |  | Standard A Lamp | 2 | 60 | Garage | 102295 | Garage | 0.0012318
Wall Mount | Compact Fluorescent |  | Pin base | 3 | 13 | Bathroom | 102296 | Bathroom | 0.0012318
Recessed Can | Compact Fluorescent |  | Twist | 1 | 13 | Bathroom | 102296 | Bathroom | 0.0012318
Recessed Can | Incandescent |  | Reflector | 1 | 65 | Kitchen | 102297 | Kitchen | 0.0012318
Track | Compact Fluorescent |  | Twist | 3 | 23 | Kitchen | 102297 | Kitchen | 0.0012318
Ceiling Fixture | Compact Fluorescent |  | Twist | 1 | 13 | Laundry Room | 102298 | Laundry Room | 0.0012318
High bay | Linear Fluorescent | 48 | T-12 | 2 | 40 | Laundry Room | 102298 | Laundry Room | 0.0012318
Ceiling Fixture | Incandescent |  | Standard A Lamp | 1 | 60 | Laundry Room | 102298 | Laundry Room | 0.0012318
Ceiling Fixture | Incandescent |  | Other | 1 | 90 | Laundry Room | 102298 | Laundry Room | 0.0012318
Chandelier (Hanging) | Incandescent |  | Clear | 5 | 40 | Living Room | 102299 | Living Room | 0.0012318
Table | Incandescent |  | 3-Way Incandescent | 1 | 150 | Living Room | 102299 | Living Room | 0.0012318
Floor lamp | Incandescent |  | 3-Way Incandescent | 1 | 150 | Living Room | 102299 | Living Room | 0.0012318
Table | Compact Fluorescent |  | Twist | 1 | 23 | Living Room | 102299 | Living Room | 0.0012318
Wall Mount | Incandescent |  | Globe | 4 | 40 | Bathroom | 1022910 | Bathroom | 0.0012318
Wall Mount | Incandescent |  | Globe | 8 | 40 | Bathroom | 1022910 | Bathroom | 0.0012318
Ceiling Fixture | Compact Fluorescent |  | Twist | 1 | 13 | Bathroom | 1022910 | Bathroom | 0.0012318
Ceiling Fixture | Halogen |  | MR | 3 | 50 | Closet | 1022911 | Closet | 0.0012318
Ceiling Fixture | Compact Fluorescent |  | Twist | 1 | 23 | Master Bedroom | 1022912 | Master Bedroom | 0.0012318
Table | Incandescent |  | Other | 1 | 40 | Master Bedroom | 1022912 | Master Bedroom | 0.0012318
Wall Mount | Incandescent |  | Standard A Lamp | 1 | 60 | Master Bedroom | 1022912 | Master Bedroom | 0.0012318
Ceiling Fixture | Compact Fluorescent |  | Twist | 2 | 23 | Office | 1022913 | Office | 0.0012318
Chandelier (Hanging) | Incandescent |  | Globe | 1 | 40 | Other | 1022914 | Other | 0.0012318
Ceiling Fixture | Incandescent |  | Standard A Lamp | 2 | 60 | Bedroom | 1022915 | Bedroom | 0.0012318
Table | Incandescent |  | Standard A Lamp | 1 | 60 | Bedroom | 1022915 | Bedroom | 0.0012318
Wall Mount | Incandescent |  | Globe | 1 | 40 | Closet | 1022916 | Closet | 0.0012318
Ceiling Fixture | Compact Fluorescent |  | Twist | 2 | 23 | Living Room | 1022917 | Living Room | 0.0012318
Wall Mount | Incandescent |  | Globe | 8 | 40 | Bathroom | 1022918 | Bathroom | 0.0012318
Ceiling Fixture | Linear Fluorescent | 48 | T-12 | 2 | 40 | Laundry Room | 102301 | Laundry Room | 0.000364
Recessed Can | Incandescent |  | Reflector | 1 | 65 | Kitchen | 102302 | Kitchen | 0.000364
Chandelier (Hanging) | Incandescent |  | Clear | 5 | 40 | Family Room | 102303 | Family Room | 0.000364
Recessed Can | Compact Fluorescent |  | Reflector | 1 | 15 | Living Room | 102304 | Living Room | 0.000364
Table | Incandescent |  | Standard A Lamp | 1 | 65 | Living Room | 102304 | Living Room | 0.000364
Floor lamp | Compact Fluorescent |  | A shape bulb | 1 | 13 | Living Room | 102304 | Living Room | 0.000364
Ceiling Fixture | Linear Fluorescent | 48 | T-12 | 4 | 40 | Kitchen | 102305 | Kitchen | 0.000364
Track | Incandescent |  | Reflector | 3 | 50 | Kitchen | 102305 | Kitchen | 0.000364
Chandelier (Hanging) | Incandescent |  | Clear | 1 | 65 | Dining Room | 102306 | Dining Room | 0.000364
Ceiling Fixture | Incandescent |  | Standard A Lamp | 2 | 65 | Living Room | 102307 | Living Room | 0.000364
Recessed Can | Incandescent |  | Reflector | 1 | 65 | Hall | 102308 | Hall | 0.000364
Ceiling Fixture | Incandescent |  | Standard A Lamp | 1 | 75 | Closet | 102309 | Closet | 0.000364
Wall Mount | Incandescent |  | Globe | 1 | 40 | Closet | 1023010 | Closet | 0.000364
Table | Incandescent |  | 3-Way Incandescent | 1 | 100 | Bedroom | 1023011 | Bedroom | 0.000364
Ceiling Fixture | Incandescent |  | Reflector | 1 | 65 | Bedroom | 1023011 | Bedroom | 0.000364
Floor lamp | Incandescent |  | 3-Way Incandescent | 1 | 100 | Bedroom | 1023011 | Bedroom | 0.000364
Ceiling Fixture | Linear Fluorescent | 48 | T-12 | 4 | 40 | Garage | 1023012 | Garage | 0.000364
Garage door opener | Incandescent |  | Standard A Lamp | 2 | 60 | Garage | 1023012 | Garage | 0.000364
Table | Incandescent |  | Standard A Lamp | 1 | 75 | Bedroom | 1023013 | Bedroom | 0.000364
Torchiere | Halogen |  | Quartz Tube | 1 | 300 | Bedroom | 1023013 | Bedroom | 0.000364
Wall Mount | Compact Fluorescent |  | Globe | 8 | 9 | Bathroom | 1023014 | Bathroom | 0.000364
Wall Mount | Compact Fluorescent |  | Globe | 9 | 9 | Bathroom | 1023015 | Bathroom | 0.000364
Table | Incandescent |  | 3-Way Incandescent | 1 | 100 | Master Bedroom | 1023016 | Master Bedroom | 0.000364
Wall Mount | Compact Fluorescent |  | Globe | 8 | 9 | Bathroom | 1023017 | Bathroom | 0.000364
Ceiling Fixture | Incandescent |  | Standard A Lamp | 1 | 40 | Closet | 1023018 | Closet | 0.000364
Ceiling Fixture | Incandescent |  | Reflector | 1 | 65 | Bedroom | 1023019 | Bedroom | 0.000364
Floor lamp | Incandescent |  | 3-Way Incandescent | 1 | 100 | Bedroom | 1023019 | Bedroom | 0.000364
Table | Incandescent |  | Standard A Lamp | 2 | 60 | Bedroom | 1023019 | Bedroom | 0.000364
Recessed Can | Incandescent |  | Reflector | 1 | 65 | Hall | 1023020 | Hall | 0.000364
Recessed Can | Incandescent |  | Reflector | 1 | 65 | Dining Room | 1023021 | Dining Room | 0.000364
Table | Compact Fluorescent |  | Globe | 1 | 9 | Dining Room | 1023021 | Dining Room | 0.000364
Wall Mount | Incandescent |  | Standard A Lamp | 3 | 60 | Bathroom | 102312 | Bathroom | 0.00037892
Ceiling Fixture | Incandescent |  | Standard A Lamp | 1 | 60 | Bathroom | 102313 | Bathroom | 0.00037892
Ceiling Fixture | Incandescent |  | Standard A Lamp | 2 | 60 | Bedroom | 102314 | Bedroom | 0.00037892
Ceiling Fixture | Incandescent |  | Standard A Lamp | 2 | 60 | Bedroom | 102315 | Bedroom | 0.00037892
Ceiling Fixture | Incandescent |  | Standard A Lamp | 2 | 60 | Bedroom | 102316 | Bedroom | 0.00037892
Ceiling Fixture | Incandescent |  | Standard A Lamp | 2 | 60 | Bedroom | 102317 | Bedroom | 0.00037892
Ceiling Fixture | Incandescent |  | Decorative | 2 | 60 | Bedroom | 102318 | Bedroom | 0.00037892
Recessed Can | Compact Fluorescent |  | Twist | 1 | 22 | Kitchen | 102319 | Kitchen | 0.00037892
Ceiling Fixture | Incandescent |  | Standard A Lamp | 1 | 60 | Closet | 1023110 | Closet | 0.00037892
Ceiling Fixture | Incandescent |  | Standard A Lamp | 1 | 60 | Garage | 1023111 | Garage | 0.00037892
Ceiling Fixture | Compact Fluorescent |  | Twist | 2 | 15 | Kitchen | 1023112 | Kitchen | 0.00037892
Track | Halogen |  | MR | 3 | 30 | Kitchen | 1023112 | Kitchen | 0.00037892
Ceiling Fixture | Compact Fluorescent |  | Twist | 2 | 22 | Dining Room | 1023113 | Dining Room | 0.00037892
Torchiere | Compact Fluorescent |  | Twist | 1 | 15 | Living Room | 1023114 | Living Room | 0.00037892
Ceiling Fixture | Incandescent |  | Standard A Lamp | 2 | 40 | Dining Room | 1023115 | Dining Room | 0.00037892
Ceiling Fixture | Incandescent |  | Standard A Lamp | 1 | 60 | Hall | 1023116 | Hall | 0.00037892
Ceiling Fixture | Incandescent |  | Standard A Lamp | 2 | 60 | Hall | 1023117 | Hall | 0.00037892
Wall Mount | Compact Fluorescent |  | Globe | 5 | 15 | Bathroom | 102351 | Bathroom | 0.00049795
Ceiling Fixture | Incandescent |  | Standard A Lamp | 3 | 40 | Bedroom | 102352 | Bedroom | 0.00049795
Ceiling Fixture | Compact Fluorescent |  | Twist | 2 | 15 | Master Bedroom | 102353 | Master Bedroom | 0.00049795
Table | Incandescent |  | Standard A Lamp | 1 | 60 | Master Bedroom | 102353 | Master Bedroom | 0.00049795
Chandelier (Hanging) | Incandescent |  | Decorative | 7 | 25 | Dining Room | 102354 | Dining Room | 0.00049795
Ceiling Fan | Compact Fluorescent |  | Twist | 3 | 15 | Family Room | 102355 | Family Room | 0.00049795
Ceiling Fixture | Incandescent |  | Globe | 4 | 40 | Hall | 102356 | Hall | 0.00049795
Ceiling Fixture | Compact Fluorescent |  | Twist | 1 | 15 | Garage | 102357 | Garage | 0.00049795
Garage door opener | Incandescent |  | Standard A Lamp | 1 | 40 | Garage | 102357 | Garage | 0.00049795
Ceiling Fixture | Compact Fluorescent |  | Twist | 1 | 15 | Hall | 102358 | Hall | 0.00049795
Ceiling Fixture | Compact Fluorescent |  | Twist | 1 | 15 | Kitchen | 102359 | Kitchen | 0.00049795
Chandelier (Hanging) | Compact Fluorescent |  | Twist | 5 | 15 | Kitchen | 102359 | Kitchen | 0.00049795
Ceiling Fixture | Incandescent |  | Standard A Lamp | 1 | 60 | Laundry Room | 1023510 | Laundry Room | 0.00049795
Floor lamp | Compact Fluorescent |  | A shape bulb | 2 | 7 | Living Room | 1023511 | Living Room | 0.00049795
Table | Incandescent |  | Standard A Lamp | 1 | 100 | Living Room | 1023511 | Living Room | 0.00049795
Wall Mount | Compact Fluorescent |  | Globe | 3 | 15 | Bathroom | 1023512 | Bathroom | 0.00049795
Ceiling Fixture | Incandescent |  | Standard A Lamp | 3 | 40 | Master Bedroom | 1023513 | Master Bedroom | 0.00049795
Wall Mount | Incandescent |  | Globe | 2 | 60 | Bathroom | 102441 | Bathroom | 0.0017229
Recessed Can | Halogen |  | PAR | 1 | 75 | Bathroom | 102441 | Bathroom | 0.0017229
Recessed Can | Incandescent |  | Standard A Lamp | 1 | 65 | Bedroom | 102442 | Bedroom | 0.0017229
Table | Incandescent |  | Mini base | 2 | 40 | Bedroom | 102442 | Bedroom | 0.0017229
Table | Incandescent |  | Standard A Lamp | 1 | 60 | Bedroom | 102442 | Bedroom | 0.0017229
Chandelier (Hanging) | Incandescent |  | Globe | 1 | 60 | Dining Room | 102443 | Dining Room | 0.0017229
Chandelier (Hanging) | Compact Fluorescent |  | A shape bulb | 1 | 15 | Hall | 102444 | Hall | 0.0017229
Recessed Can | Incandescent |  | Reflector | 1 | 65 | Hall | 102444 | Hall | 0.0017229
Recessed Can | Incandescent |  | Reflector | 1 | 65 | Kitchen | 102445 | Kitchen | 0.0017229
Wall Mount | Linear Fluorescent | 24 | T-12 | 2 | 40 | Laundry Room | 102446 | Laundry Room | 0.0017229
Recessed Can | Incandescent |  | Reflector | 1 | 65 | Living Room | 102447 | Living Room | 0.0017229
Floor lamp | Incandescent |  | Standard A Lamp | 3 | 60 | Living Room | 102447 | Living Room | 0.0017229
Table | Incandescent |  | Standard A Lamp | 1 | 60 | Living Room | 102447 | Living Room | 0.0017229
Recessed Can | Incandescent |  | Reflector | 1 | 65 | Bedroom | 102448 | Bedroom | 0.0017229
Table | Incandescent |  | Standard A Lamp | 1 | 60 | Bedroom | 102448 | Bedroom | 0.0017229
Table | Incandescent |  | Standard A Lamp | 1 | 40 | Bedroom | 102448 | Bedroom | 0.0017229
Ceiling Fixture | Compact Fluorescent |  | Other | 1 | 22 | Closet | 102449 | Closet | 0.0017229
Recessed Can | Incandescent |  | Reflector | 1 | 65 | Bathroom | 1024410 | Bathroom | 0.0017229
Wall Mount | Compact Fluorescent |  | A shape bulb | 2 | 15 | Bathroom | 1024411 | Bathroom | 0.0017229
Wall Mount | Incandescent |  | Globe | 2 | 40 | Bathroom | 1024411 | Bathroom | 0.0017229
Wall Mount | Incandescent |  | Globe | 2 | 60 | Bathroom | 1024412 | Bathroom | 0.0017229
Recessed Can | Incandescent |  | Reflector | 1 | 65 | Hall | 1024413 | Hall | 0.0017229
Recessed Can | Compact Fluorescent |  | Reflector | 1 | 23 | Hall | 1024413 | Hall | 0.0017229
Wall Mount | Incandescent |  | Standard A Lamp | 1 | 75 | Bathroom | 102451 | Bathroom | 0.0017229
Wall Mount | Incandescent |  | Standard A Lamp | 2 | 60 | Bathroom | 102452 | Bathroom | 0.0017229
Ceiling Fixture | Incandescent |  | Standard A Lamp | 1 | 40 | Bathroom | 102453 | Bathroom | 0.0017229
Wall Mount | Incandescent |  | Standard A Lamp | 2 | 65 | Bathroom | 102453 | Bathroom | 0.0017229
Ceiling Fan | Incandescent |  | Standard A Lamp | 1 | 40 | Bedroom | 102454 | Bedroom | 0.0017229
Ceiling Fan | Incandescent |  | Decorative | 3 | 40 | Master Bedroom | 102455 | Master Bedroom | 0.0017229
Table | Incandescent |  | Standard A Lamp | 1 | 60 | Master Bedroom | 102455 | Master Bedroom | 0.0017229
Table | Compact Fluorescent |  | Twist | 1 | 15 | Master Bedroom | 102455 | Master Bedroom | 0.0017229
Ceiling Fixture | Incandescent |  | Standard A Lamp | 1 | 60 | Master Bedroom | 102455 | Master Bedroom | 0.0017229
Ceiling Fan | Incandescent |  | Standard A Lamp | 1 | 75 | Office | 102456 | Office | 0.0017229
Table | Incandescent |  | Standard A Lamp | 1 | 60 | Office | 102456 | Office | 0.0017229
Ceiling Fixture | Incandescent |  | Standard A Lamp | 2 | 60 | Bedroom | 102457 | Bedroom | 0.0017229
Table | Incandescent |  | Decorative | 1 | 40 | Bedroom | 102457 | Bedroom | 0.0017229
Ceiling Fixture | Linear Fluorescent | 48 | T-12 | 2 | 40 | Other | 102458 | Other | 0.0017229
Ceiling Fixture | Compact Fluorescent |  | Twist | 3 | 22 | Dining Room | 102459 | Dining Room | 0.0017229
Ceiling Fixture | Incandescent |  | Standard A Lamp | 3 | 60 | Other | 1024510 | Other | 0.0017229
Ceiling Fixture | Linear Fluorescent | 48 | T-12 | 4 | 40 | Other | 1024510 | Other | 0.0017229
Ceiling Fixture | Linear Fluorescent | 48 | T-8 | 2 | 32 | Garage | 1024511 | Garage | 0.0017229
Ceiling Fixture | Compact Fluorescent |  | Twist | 1 | 15 | Garage | 1024511 | Garage | 0.0017229
Garage door opener | Incandescent |  | Standard A Lamp | 1 | 60 | Garage | 1024511 | Garage | 0.0017229
Ceiling Fixture | Incandescent |  | Decorative | 1 | 40 | Hall | 1024512 | Hall | 0.0017229
Recessed Can | Incandescent |  | Reflector | 1 | 65 | Kitchen | 1024513 | Kitchen | 0.0017229
Ceiling Fixture | Incandescent |  | Standard A Lamp | 2 | 60 | Laundry Room | 1024514 | Laundry Room | 0.0017229
Ceiling Fixture | Linear Fluorescent | 48 | T-8 | 2 | 32 | Office | 1024515 | Office | 0.0017229
Table | Halogen |  | Quartz Tube | 1 | 30 | Office | 1024515 | Office | 0.0017229
Table | Incandescent |  | Standard A Lamp | 1 | 60 | Living Room | 1024516 | Living Room | 0.0017229
Table | Incandescent |  | Standard A Lamp | 2 | 60 | Living Room | 1024516 | Living Room | 0.0017229
Chandelier (Hanging) | Incandescent |  | Decorative | 1 | 40 | Living Room | 1024516 | Living Room | 0.0017229
Chandelier (Hanging) | Incandescent |  | Decorative | 3 | 40 | Living Room | 1024516 | Living Room | 0.0017229
Wall Mount | Incandescent |  | Standard A Lamp | 4 | 60 | Bathroom | 102541 | Bathroom | 0.00029524
Ceiling Fixture | Compact Fluorescent |  | Twist | 1 | 15 | Bathroom | 102541 | Bathroom | 0.00029524
Ceiling Fixture | Compact Fluorescent |  | Twist | 1 | 15 | Bathroom | 102542 | Bathroom | 0.00029524
Wall Mount | Incandescent |  | Standard A Lamp | 3 | 100 | Bathroom | 102542 | Bathroom | 0.00029524
Ceiling Fixture | Compact Fluorescent |  | Twist | 1 | 15 | Bathroom | 102543 | Bathroom | 0.00029524
Recessed Can | Halogen |  | PAR | 1 | 90 | Bedroom | 102544 | Bedroom | 0.00029524
Table | Incandescent |  | Standard A Lamp | 1 | 60 | Bedroom | 102544 | Bedroom | 0.00029524
Torchiere | Incandescent |  | Standard A Lamp | 1 | 200 | Bedroom | 102544 | Bedroom | 0.00029524
Ceiling Fixture | Incandescent |  | Standard A Lamp | 3 | 60 | Bedroom | 102545 | Bedroom | 0.00029524
Floor lamp | Incandescent |  | Standard A Lamp | 1 | 60 | Bedroom | 102545 | Bedroom | 0.00029524
Ceiling Fan | Incandescent |  | Standard A Lamp | 1 | 100 | Bedroom | 102546 | Bedroom | 0.00029524
Table | Incandescent |  | Decorative | 1 | 60 | Bedroom | 102546 | Bedroom | 0.00029524
Table | Incandescent |  | Standard A Lamp | 1 | 75 | Bedroom | 102546 | Bedroom | 0.00029524
Ceiling Fixture | Incandescent |  | Standard A Lamp | 3 | 100 | Bedroom | 102547 | Bedroom | 0.00029524
Table | Incandescent |  | Standard A Lamp | 1 | 75 | Bedroom | 102547 | Bedroom | 0.00029524
Floor lamp | Halogen |  | Quartz Tube | 1 | 300 | Bedroom | 102547 | Bedroom | 0.00029524
Wall Mount | Linear Fluorescent | 48 | T-8 | 1 | 32 | Closet | 102548 | Closet | 0.00029524
Wall Mount | Linear Fluorescent | 24 | T-8 | 1 | 32 | Closet | 102549 | Closet | 0.00029524
Ceiling Fixture | Linear Fluorescent | 24 | T-8 | 1 | 32 | Closet | 1025410 | Closet | 0.00029524
Wall Mount | Incandescent |  | Standard A Lamp | 1 | 100 | Hall | 1025411 | Hall | 0.00029524
Ceiling Fixture | Linear Fluorescent | 48 | T-8 | 2 | 32 | Closet | 1025412 | Closet | 0.00029524
Wall Mount | Linear Fluorescent | 24 | T-8 | 1 | 32 | Closet | 1025413 | Closet | 0.00029524
Recessed Can | Compact Fluorescent |  | Flood | 1 | 25 | Dining Room | 1025414 | Dining Room | 0.00029524
Chandelier (Hanging) | Incandescent |  | Standard A Lamp | 9 | 75 | Hall | 1025415 | Hall | 0.00029524
Architectural | Incandescent |  | Decorative | 1 | 40 | Hall | 1025415 | Hall | 0.00029524
Ceiling Fixture | Linear Fluorescent | 48 | T-8 | 2 | 32 | Garage | 1025416 | Garage | 0.00029524
Ceiling Fixture | Linear Fluorescent | 48 | T-12 | 2 | 40 | Garage | 1025416 | Garage | 0.00029524
Garage door opener | Incandescent |  | Standard A Lamp | 1 | 40 | Garage | 1025416 | Garage | 0.00029524
Wall Mount | Incandescent |  | Standard A Lamp | 3 | 60 | Garage | 1025416 | Garage | 0.00029524
Wall Mount | Compact Fluorescent |  | A shape bulb | 1 | 28 | Garage | 1025416 | Garage | 0.00029524
Wall Mount | Incandescent |  | Standard A Lamp | 1 | 100 | Hall | 1025417 | Hall | 0.00029524
Recessed Can | Incandescent |  | Reflector | 1 | 65 | Kitchen | 1025418 | Kitchen | 0.00029524
Ceiling Fan | Incandescent |  | Standard A Lamp | 4 | 60 | Kitchen | 1025418 | Kitchen | 0.00029524
Architectural | Linear Fluorescent | 48 | T-8 | 1 | 32 | Kitchen | 1025418 | Kitchen | 0.00029524
Floor lamp | Incandescent |  | Standard A Lamp | 3 | 40 | Kitchen | 1025418 | Kitchen | 0.00029524
Ceiling Fixture | Linear Fluorescent | 48 | T-8 | 2 | 32 | Laundry Room | 1025419 | Laundry Room | 0.00029524
Recessed Can | Halogen |  | PAR | 1 | 90 | Living Room | 1025420 | Living Room | 0.00029524
Recessed Can | Compact Fluorescent |  | Reflector | 1 | 22 | Living Room | 1025420 | Living Room | 0.00029524
Wall Mount | Incandescent |  | Standard A Lamp | 1 | 100 | Living Room | 1025420 | Living Room | 0.00029524
Table | Incandescent |  | Mini base | 1 | 5 | Living Room | 1025420 | Living Room | 0.00029524
Floor lamp | Incandescent |  | Standard A Lamp | 2 | 60 | Living Room | 1025420 | Living Room | 0.00029524
Floor lamp | Incandescent |  | 3-Way Incandescent | 1 | 100 | Living Room | 1025420 | Living Room | 0.00029524
Floor lamp | Compact Fluorescent |  | Twist | 1 | 15 | Living Room | 1025420 | Living Room | 0.00029524
Wall Mount | Linear Fluorescent | 48 | T-8 | 1 | 32 | Kitchen | 1025421 | Kitchen | 0.00029524
Ceiling Fixture | Compact Fluorescent |  | Twist | 1 | 15 | Bathroom | 1025422 | Bathroom | 0.00029524
Wall Mount | Incandescent |  | Standard A Lamp | 4 | 60 | Bathroom | 1025422 | Bathroom | 0.00029524
Recessed Can | Compact Fluorescent |  | Reflector | 1 | 28 | Bedroom | 1025423 | Bedroom | 0.00029524
Table | Incandescent |  | 3-Way Incandescent | 1 | 100 | Bedroom | 1025423 | Bedroom | 0.00029524
Floor lamp | Incandescent |  | 3-Way Incandescent | 1 | 100 | Bedroom | 1025423 | Bedroom | 0.00029524
Recessed Can | Compact Fluorescent |  | Reflector | 1 | 28 | Family Room | 1025424 | Family Room | 0.00029524
Floor lamp | Compact Fluorescent |  | Mini base | 1 | 42 | Family Room | 1025424 | Family Room | 0.00029524
Floor lamp | Incandescent |  | Mini base | 1 | 5 | Family Room | 1025424 | Family Room | 0.00029524
Recessed Can | Compact Fluorescent |  | Reflector | 1 | 28 | Hall | 1025425 | Hall | 0.00029524
Ceiling Fan | Halogen |  | PAR | 3 | 50 | Other | 1025426 | Other | 0.00029524
Floor lamp | Incandescent |  | Standard A Lamp | 2 | 60 | Other | 1025426 | Other | 0.00029524
Wall Mount | Incandescent |  | Standard A Lamp | 1 | 60 | Bathroom | 102591 | Bathroom | 0.00037892
Ceiling Fixture | Incandescent |  | Standard A Lamp | 1 | 60 | Bedroom | 102592 | Bedroom | 0.00037892
Ceiling Fixture | Incandescent |  | Standard A Lamp | 1 | 60 | Bedroom | 102593 | Bedroom | 0.00037892
Ceiling Fixture | Incandescent |  | Standard A Lamp | 1 | 60 | Hall | 102594 | Hall | 0.00037892
Recessed Can | Incandescent |  | Reflector | 1 | 65 | Kitchen | 102595 | Kitchen | 0.00037892
Floor lamp | Incandescent |  | Standard A Lamp | 3 | 60 | Living Room | 102596 | Living Room | 0.00037892
Recessed Can | Incandescent |  | Reflector | 1 | 75 | Kitchen | 102651 | Kitchen | 0.00049795
Recessed Can | Compact Fluorescent |  | Twist | 1 | 15 | Family Room | 102652 | Family Room | 0.00049795
Chandelier (Hanging) | Incandescent |  | Standard A Lamp | 5 | 40 | Dining Room | 102653 | Dining Room | 0.00049795
Floor lamp | Incandescent |  | 3-Way Incandescent | 1 | 100 | Living Room | 102654 | Living Room | 0.00049795
Table | Incandescent |  | 3-Way Incandescent | 1 | 100 | Living Room | 102654 | Living Room | 0.00049795
Ceiling Fixture | Linear Fluorescent | 96 | T-12 | 2 | 40 | Bathroom | 102655 | Bathroom | 0.00049795
Ceiling Fixture | Compact Fluorescent |  | Twist | 2 | 15 | Hall | 102656 | Hall | 0.00049795
Wall Mount | Incandescent |  | Standard A Lamp | 6 | 40 | Bathroom | 102657 | Bathroom | 0.00049795
Ceiling Fixture | Incandescent |  | Standard A Lamp | 1 | 40 | Master Bedroom | 102658 | Master Bedroom | 0.00049795
Ceiling Fixture | Incandescent |  | Standard A Lamp | 2 | 40 | Bedroom | 102659 | Bedroom | 0.00049795
Floor lamp | Halogen |  | MR | 3 | 30 | Bedroom | 1026510 | Bedroom | 0.00049795
Ceiling Fixture | Incandescent |  | Standard A Lamp | 2 | 40 | Bedroom | 1026510 | Bedroom | 0.00049795
Ceiling Fan | Incandescent |  | Standard A Lamp | 2 | 60 | Living Room | 102681 | Living Room | 0.000364
Ceiling Fixture | Incandescent |  | Standard A Lamp | 2 | 60 | Bedroom | 102682 | Bedroom | 0.000364
Wall Mount | Incandescent |  | Globe | 2 | 75 | Bathroom | 102683 | Bathroom | 0.000364
Ceiling Fixture | Incandescent |  | Standard A Lamp | 2 | 60 | Bedroom | 102684 | Bedroom | 0.000364
Ceiling Fixture | Linear Fluorescent | 48 | T-12 | 2 | 40 | Other | 102685 | Other | 0.000364
Ceiling Fixture | Linear Fluorescent | 48 | T-12 | 2 | 40 | Laundry Room | 102686 | Laundry Room | 0.000364
Ceiling Fixture | Compact Fluorescent |  | Twist | 1 | 15 | Kitchen | 102687 | Kitchen | 0.000364
Other | Halogen |  | MR | 1 | 20 | Kitchen | 102687 | Kitchen | 0.000364
Ceiling Fan | Incandescent |  | Standard A Lamp | 4 | 60 | Family Room | 102688 | Family Room | 0.000364
Table | Compact Fluorescent |  | Twist | 1 | 15 | Family Room | 102688 | Family Room | 0.000364
Ceiling Fixture | Incandescent |  | Standard A Lamp | 2 | 40 | Bedroom | 102689 | Bedroom | 0.000364
Wall Mount | Incandescent |  | Standard A Lamp | 4 | 60 | Bathroom | 1026810 | Bathroom | 0.000364
Ceiling Fixture | Incandescent |  | Standard A Lamp | 1 | 60 | Master Bedroom | 1026811 | Master Bedroom | 0.000364
Table | Incandescent |  | Decorative | 2 | 40 | Master Bedroom | 1026811 | Master Bedroom | 0.000364
Ceiling Fixture | Incandescent |  | Standard A Lamp | 1 | 60 | Closet | 1026812 | Closet | 0.000364
Table | Incandescent |  | Standard A Lamp | 2 | 60 | Bedroom | 1026813 | Bedroom | 0.000364
Wall Mount | Incandescent |  | Standard A Lamp | 1 | 40 | Bedroom | 1026813 | Bedroom | 0.000364
Wall Mount | Incandescent |  | Standard A Lamp | 1 | 60 | Hall | 1026814 | Hall | 0.000364
Wall Mount | Incandescent |  | Standard A Lamp | 1 | 60 | Bathroom | 102821 | Bathroom | 0.00028601
Ceiling Fixture | Incandescent |  | Heat Lamp | 2 | 250 | Bathroom | 102821 | Bathroom | 0.00028601
Table | Incandescent |  | Standard A Lamp | 1 | 60 | Bedroom | 102822 | Bedroom | 0.00028601
Chandelier (Hanging) | Incandescent |  | Standard A Lamp | 1 | 60 | Bedroom | 102822 | Bedroom | 0.00028601
Ceiling Fixture | Incandescent |  | Standard A Lamp | 1 | 60 | Garage | 102823 | Garage | 0.00028601
Garage door opener | Incandescent |  | Standard A Lamp | 2 | 60 | Garage | 102823 | Garage | 0.00028601
Chandelier (Hanging) | Incandescent |  | Mini base | 5 | 25 | Kitchen | 102824 | Kitchen | 0.00028601
Ceiling Fixture | Compact Fluorescent |  | Twist | 2 | 15 | Kitchen | 102824 | Kitchen | 0.00028601
Ceiling Fixture | Compact Fluorescent |  | Twist | 3 | 15 | Kitchen | 102824 | Kitchen | 0.00028601
Table | Incandescent |  | Standard A Lamp | 1 | 60 | Living Room | 102825 | Living Room | 0.00028601
Ceiling Fan | Incandescent |  | Standard A Lamp | 1 | 60 | Living Room | 102825 | Living Room | 0.00028601
Chandelier (Hanging) | Incandescent |  | Decorative | 1 | 40 | Living Room | 102825 | Living Room | 0.00028601
Chandelier (Hanging) | Incandescent |  | Decorative | 5 | 40 | Living Room | 102825 | Living Room | 0.00028601
Wall Mount | Incandescent |  | Standard A Lamp | 1 | 60 | Other | 102826 | Other | 0.00028601
Floor lamp | Compact Fluorescent |  | Twist | 1 | 15 | Other | 102826 | Other | 0.00028601
Other | Incandescent |  | Decorative | 1 | 40 | Other | 102826 | Other | 0.00028601
Ceiling Fixture | Compact Fluorescent |  | Twist | 1 | 15 | Hall | 102881 | Hall | 0.00037892
Ceiling Fan | Compact Fluorescent |  | Twist | 1 | 15 | Bathroom | 102882 | Bathroom | 0.00037892
Ceiling Fixture | Compact Fluorescent |  | Reflector | 1 | 15 | Hall | 102883 | Hall | 0.00037892
Recessed Can | Compact Fluorescent |  | Reflector | 2 | 15 | Hall | 102884 | Hall | 0.00037892
Recessed Can | Halogen |  | MR | 1 | 50 | Hall | 102884 | Hall | 0.00037892
Recessed Can | Halogen |  | MR | 1 | 50 | Hall | 102884 | Hall | 0.00037892
Chandelier (Hanging) | Compact Fluorescent |  | Twist | 1 | 15 | Hall | 102884 | Hall | 0.00037892
Ceiling Fan | Compact Fluorescent |  | Twist | 1 | 15 | Bathroom | 102885 | Bathroom | 0.00037892
Wall Mount | Compact Fluorescent |  | Twist | 3 | 15 | Bathroom | 102885 | Bathroom | 0.00037892
Chandelier (Hanging) | Incandescent |  | Standard A Lamp | 3 | 100 | Dining Room | 102886 | Dining Room | 0.00037892
Low bay | Linear Fluorescent | 96 | T-12 | 2 | 100 | Garage | 102887 | Garage | 0.00037892
Low bay | Linear Fluorescent | 48 | T-12 | 1 | 40 | Garage | 102887 | Garage | 0.00037892
Ceiling Fixture | Compact Fluorescent | 24 | Circline (Screw Base) | 1 | 20 | Family Room | 102888 | Family Room | 0.00037892
Ceiling Fixture | Compact Fluorescent | 24 | Circline (Screw Base) | 1 | 20 | Bedroom | 102889 | Bedroom | 0.00037892
Ceiling Fixture | Compact Fluorescent |  | Twist | 1 | 15 | Kitchen | 1028810 | Kitchen | 0.00037892
Recessed - other | Compact Fluorescent |  | Twist | 1 | 15 | Kitchen | 1028810 | Kitchen | 0.00037892
Recessed - other | Compact Fluorescent |  | Twist | 1 | 15 | Kitchen | 1028810 | Kitchen | 0.00037892
Ceiling Fixture | Compact Fluorescent |  | Twist | 1 | 15 | Laundry Room | 1028811 | Laundry Room | 0.00037892
Table | Compact Fluorescent |  | Twist | 1 | 15 | Living Room | 1028812 | Living Room | 0.00037892
Floor lamp | Compact Fluorescent |  | Twist | 1 | 15 | Living Room | 1028812 | Living Room | 0.00037892
Ceiling Fixture | Incandescent |  | Standard A Lamp | 1 | 60 | Master Bedroom | 1028813 | Master Bedroom | 0.00037892
Table | Incandescent |  | Mini base | 1 | 25 | Master Bedroom | 1028813 | Master Bedroom | 0.00037892
Ceiling Fixture | Compact Fluorescent | 24 | Circline (Screw Base) | 1 | 20 | Family Room | 1028814 | Family Room | 0.00037892
Ceiling Fixture | Compact Fluorescent |  | Twist | 1 | 15 | Bedroom | 1028815 | Bedroom | 0.00037892
Recessed Can | Compact Fluorescent |  | Reflector | 1 | 15 | Living Room | 1028816 | Living Room | 0.00037892
Wall Mount | Incandescent |  | Globe | 4 | 25 | Bathroom | 102891 | Bathroom | 0.00037892
Ceiling Fixture | Compact Fluorescent |  | Twist | 2 | 22 | Bedroom | 102892 | Bedroom | 0.00037892
Ceiling Fixture | Compact Fluorescent |  | Decorative | 3 | 15 | Hall | 102893 | Hall | 0.00037892
Ceiling Fixture | Compact Fluorescent |  | Twist | 1 | 22 | Kitchen | 102894 | Kitchen | 0.00037892
Ceiling Fixture | Compact Fluorescent |  | Twist | 3 | 22 | Kitchen | 102894 | Kitchen | 0.00037892
Ceiling Fixture | Compact Fluorescent |  | Twist | 1 | 15 | Laundry Room | 102895 | Laundry Room | 0.00037892
Floor lamp | Incandescent |  | Standard A Lamp | 3 | 60 | Living Room | 102896 | Living Room | 0.00037892
Ceiling Fixture | Compact Fluorescent |  | Twist | 2 | 22 | Master Bedroom | 102897 | Master Bedroom | 0.00037892
Ceiling Fixture | Compact Fluorescent |  | Twist | 2 | 22 | Office | 102898 | Office | 0.00037892
Ceiling Fixture | Linear Fluorescent | 48 | T-8 | 2 | 32 | Family Room | 102899 | Family Room | 0.00037892
Ceiling Fixture | Compact Fluorescent |  | Twist | 2 | 15 | Bedroom | 102921 | Bedroom | 0.0012318
Wall Mount | Incandescent |  | Mini base | 1 | 5 | Bedroom | 102921 | Bedroom | 0.0012318
Floor lamp | Compact Fluorescent |  | Twist | 1 | 15 | Living Room | 102922 | Living Room | 0.0012318
Wall Mount | Incandescent |  | Globe | 4 | 40 | Bathroom | 102923 | Bathroom | 0.0012318
Ceiling Fixture | Incandescent |  | Reflector | 1 | 65 | Hall | 102924 | Hall | 0.0012318
Recessed Can | Compact Fluorescent |  | Reflector | 1 | 22 | Family Room | 102925 | Family Room | 0.0012318
Ceiling Fixture | Incandescent |  | Standard A Lamp | 1 | 100 | Closet | 102926 | Closet | 0.0012318
Ceiling Fixture | Linear Fluorescent | 48 | T-12 | 2 | 40 | Garage | 102927 | Garage | 0.0012318
Garage door opener | Incandescent |  | Standard A Lamp | 2 | 60 | Garage | 102927 | Garage | 0.0012318
Ceiling Fixture | Incandescent |  | Standard A Lamp | 1 | 150 | Garage | 102927 | Garage | 0.0012318
Ceiling Fixture | Compact Fluorescent |  | Twist | 3 | 16 | Laundry Room | 102928 | Laundry Room | 0.0012318
Track | Compact Fluorescent |  | Reflector | 3 | 15 | Dining Room | 102929 | Dining Room | 0.0012318
Recessed Can | Compact Fluorescent |  | Reflector | 1 | 15 | Dining Room | 102929 | Dining Room | 0.0012318
Ceiling Fixture | Linear Fluorescent | 48 | T-12 | 1 | 40 | Kitchen | 1029210 | Kitchen | 0.0012318
Recessed Can | Compact Fluorescent |  | Reflector | 1 | 15 | Kitchen | 1029210 | Kitchen | 0.0012318
Other | Compact Fluorescent |  | Twist | 1 | 15 | Kitchen | 1029210 | Kitchen | 0.0012318
Ceiling Fixture | Compact Fluorescent |  | Twist | 1 | 15 | Hall | 1029211 | Hall | 0.0012318
Wall Mount | Compact Fluorescent |  | Twist | 5 | 15 | Bedroom | 1029212 | Bedroom | 0.0012318
Ceiling Fixture | Compact Fluorescent |  | Twist | 1 | 15 | Bedroom | 1029212 | Bedroom | 0.0012318
Ceiling Fixture | Compact Fluorescent |  | Twist | 2 | 15 | Bedroom | 1029213 | Bedroom | 0.0012318
Table | Compact Fluorescent |  | Twist | 1 | 15 | Bedroom | 1029213 | Bedroom | 0.0012318
Ceiling Fixture | Compact Fluorescent |  | Twist | 2 | 15 | Master Bedroom | 1029214 | Master Bedroom | 0.0012318
Table | Halogen |  | MR | 1 | 20 | Master Bedroom | 1029214 | Master Bedroom | 0.0012318
Ceiling Fixture | Compact Fluorescent |  | Twist | 1 | 15 | Closet | 1029215 | Closet | 0.0012318
Ceiling Fixture | Incandescent |  | Standard A Lamp | 1 | 60 | Bathroom | 102981 | Bathroom | 0.00037892
Wall Mount | Incandescent |  | Standard A Lamp | 1 | 60 | Bathroom | 102981 | Bathroom | 0.00037892
Ceiling Fixture | Compact Fluorescent |  | A shape bulb | 1 | 15 | Bathroom | 102982 | Bathroom | 0.00037892
Ceiling Fixture | Incandescent |  | Standard A Lamp | 1 | 60 | Bedroom | 102983 | Bedroom | 0.00037892
Ceiling Fixture | Incandescent |  | Other | 1 | 60 | Bedroom | 102984 | Bedroom | 0.00037892
Ceiling Fixture | Compact Fluorescent |  | Twist | 1 | 22 | Bedroom | 102985 | Bedroom | 0.00037892
Table | Compact Fluorescent |  | Twist | 1 | 22 | Bedroom | 102985 | Bedroom | 0.00037892
Ceiling Fixture | Incandescent |  | Standard A Lamp | 1 | 60 | Bedroom | 102986 | Bedroom | 0.00037892
Ceiling Fixture | Incandescent |  | Standard A Lamp | 1 | 60 | Other | 102987 | Other | 0.00037892
Ceiling Fixture | Incandescent |  | Reflector | 1 | 65 | Other | 102987 | Other | 0.00037892
Wall Mount | Incandescent |  | Standard A Lamp | 1 | 60 | Other | 102988 | Other | 0.00037892
Ceiling Fixture | Incandescent |  | Standard A Lamp | 1 | 40 | Closet | 102989 | Closet | 0.00037892
Chandelier (Hanging) | Compact Fluorescent |  | Twist | 1 | 15 | Dining Room | 1029810 | Dining Room | 0.00037892
Ceiling Fixture | Incandescent |  | Standard A Lamp | 1 | 60 | Hall | 1029811 | Hall | 0.00037892
Ceiling Fixture | Incandescent |  | Standard A Lamp | 1 | 60 | Kitchen | 1029812 | Kitchen | 0.00037892
Floor lamp | Compact Fluorescent |  | Twist | 1 | 7 | Living Room | 1029813 | Living Room | 0.00037892
Table | Compact Fluorescent |  | Twist | 1 | 7 | Living Room | 1029813 | Living Room | 0.00037892
Wall Mount | Compact Fluorescent |  | Twist | 2 | 15 | Office | 102991 | Office | 0.00049795
Table | Incandescent |  | Standard A Lamp | 1 | 60 | Office | 102991 | Office | 0.00049795
Wall Mount | Incandescent |  | Standard A Lamp | 4 | 60 | Bathroom | 102992 | Bathroom | 0.00049795
Ceiling Fixture | Incandescent |  | Standard A Lamp | 1 | 60 | Bathroom | 102992 | Bathroom | 0.00049795
Table | Incandescent |  | Standard A Lamp | 1 | 60 | Bedroom | 102993 | Bedroom | 0.00049795
Table | Incandescent |  | Standard A Lamp | 1 | 60 | Bedroom | 102994 | Bedroom | 0.00049795
Ceiling Fixture | Compact Fluorescent |  | Reflector | 1 | 22 | Bedroom | 102994 | Bedroom | 0.00049795
Ceiling Fixture | Incandescent |  | Reflector | 1 | 65 | Bedroom | 102995 | Bedroom | 0.00049795
Table | Incandescent |  | Standard A Lamp | 1 | 60 | Bedroom | 102995 | Bedroom | 0.00049795
Wall Mount | Incandescent |  | Standard A Lamp | 1 | 60 | Bedroom | 102995 | Bedroom | 0.00049795
Ceiling Fixture | Incandescent |  | Standard A Lamp | 1 | 60 | Bedroom | 102995 | Bedroom | 0.00049795
Ceiling Fixture | Incandescent |  | Reflector | 1 | 125 | Hall | 102996 | Hall | 0.00049795
Table | Incandescent |  | Decorative | 1 | 40 | Hall | 102996 | Hall | 0.00049795
Wall Mount | Incandescent |  | Decorative | 1 | 25 | Hall | 102996 | Hall | 0.00049795
Table | Incandescent |  | Standard A Lamp | 1 | 75 | Hall | 102997 | Hall | 0.00049795
Ceiling Fixture | Incandescent |  | Reflector | 1 | 90 | Hall | 102998 | Hall | 0.00049795
Ceiling Fixture | Compact Fluorescent |  | Reflector | 1 | 22 | Kitchen | 102999 | Kitchen | 0.00049795
Chandelier (Hanging) | Incandescent |  | Decorative | 6 | 25 | Kitchen | 102999 | Kitchen | 0.00049795
Ceiling Fixture | Incandescent |  | Reflector | 1 | 90 | Laundry Room | 1029910 | Laundry Room | 0.00049795
Table | Incandescent |  | Standard A Lamp | 1 | 100 | Living Room | 1029911 | Living Room | 0.00049795
Floor lamp | Incandescent |  | Other | 1 | 60 | Living Room | 1029911 | Living Room | 0.00049795
Ceiling Fixture | Incandescent |  | Reflector | 1 | 90 | Living Room | 1029911 | Living Room | 0.00049795
Wall Mount | Incandescent |  | Globe | 7 | 40 | Bathroom | 1029912 | Bathroom | 0.00049795
Ceiling Fixture | Incandescent |  | Reflector | 1 | 65 | Bathroom | 1029912 | Bathroom | 0.00049795
Wall Mount | Incandescent |  | Globe | 6 | 40 | Bathroom | 1029913 | Bathroom | 0.00049795
Table | Incandescent |  | Standard A Lamp | 1 | 75 | Bedroom | 1029914 | Bedroom | 0.00049795
Ceiling Fixture | Incandescent |  | Reflector | 1 | 90 | Bedroom | 1029914 | Bedroom | 0.00049795
Wall Mount | Incandescent |  | Globe | 10 | 40 | Bedroom | 1029914 | Bedroom | 0.00049795
Wall Mount | Incandescent |  | Globe | 8 | 40 | Bedroom | 1029914 | Bedroom | 0.00049795
Wall Mount | Halogen |  | MR | 1 | 50 | Family Room | 1029915 | Family Room | 0.00049795
Ceiling Fixture | Incandescent |  | Reflector | 1 | 65 | Family Room | 1029915 | Family Room | 0.00049795
Ceiling Fixture | Incandescent |  | Reflector | 1 | 90 | Family Room | 1029915 | Family Room | 0.00049795
Wall Mount | Incandescent |  | Decorative | 3 | 25 | Family Room | 1029915 | Family Room | 0.00049795
Table | Incandescent |  | Standard A Lamp | 1 | 75 | Family Room | 1029915 | Family Room | 0.00049795
Ceiling Fixture | Compact Fluorescent |  | Twist | 2 | 15 | Bathroom | 103051 | Bathroom | 0.00049795
Ceiling Fixture | Compact Fluorescent |  | Twist | 2 | 15 | Bathroom | 103052 | Bathroom | 0.00049795
Wall Mount | Incandescent |  | Standard A Lamp | 3 | 60 | Bathroom | 103052 | Bathroom | 0.00049795
Wall Mount | Compact Fluorescent |  | Twist | 3 | 15 | Bathroom | 103053 | Bathroom | 0.00049795
Ceiling Fixture | Compact Fluorescent |  | Twist | 1 | 7 | Bathroom | 103053 | Bathroom | 0.00049795
Ceiling Fixture | Compact Fluorescent |  | Twist | 2 | 15 | Bedroom | 103054 | Bedroom | 0.00049795
Ceiling Fixture | Compact Fluorescent |  | Twist | 2 | 15 | Bedroom | 103055 | Bedroom | 0.00049795
Ceiling Fixture | Compact Fluorescent |  | Twist | 2 | 15 | Office | 103056 | Office | 0.00049795
Track | Halogen |  | MR | 8 | 20 | Closet | 103057 | Closet | 0.00049795
Recessed Can | Compact Fluorescent |  | Reflector | 1 | 22 | Living Room | 103058 | Living Room | 0.00049795
Chandelier (Hanging) | Compact Fluorescent |  | Twist | 3 | 15 | Hall | 103059 | Hall | 0.00049795
Recessed Can | Incandescent |  | Reflector | 1 | 65 | Dining Room | 1030510 | Dining Room | 0.00049795
Chandelier (Hanging) | Compact Fluorescent |  | Twist | 3 | 15 | Other | 1030511 | Other | 0.00049795
Ceiling Fixture | Linear Fluorescent | 48 | T-8 | 2 | 32 | Garage | 1030512 | Garage | 0.00049795
Chandelier (Hanging) | Compact Fluorescent |  | Twist | 9 | 15 | Hall | 1030513 | Hall | 0.00049795
Wall Mount | Compact Fluorescent |  | Twist | 1 | 15 | Hall | 1030513 | Hall | 0.00049795
Ceiling Fixture | Compact Fluorescent |  | Twist | 2 | 15 | Bedroom | 1030514 | Bedroom | 0.00049795
Ceiling Fixture | Compact Fluorescent |  | Twist | 2 | 15 | Hall | 1030515 | Hall | 0.00049795
Chandelier (Hanging) | Compact Fluorescent |  | Twist | 6 | 7 | Kitchen | 1030516 | Kitchen | 0.00049795
Ceiling Fixture | Compact Fluorescent |  | Twist | 1 | 15 | Laundry Room | 1030517 | Laundry Room | 0.00049795
Ceiling Fixture | Compact Fluorescent |  | Twist | 1 | 15 | Bathroom | 1030518 | Bathroom | 0.00049795
Wall Mount | Compact Fluorescent |  | Twist | 2 | 15 | Bathroom | 1030518 | Bathroom | 0.00049795
Ceiling Fixture | Compact Fluorescent |  | Twist | 3 | 15 | Bedroom | 1030519 | Bedroom | 0.00049795
Table | Incandescent |  | Standard A Lamp | 1 | 60 | Bedroom | 1030519 | Bedroom | 0.00049795
Ceiling Fixture | Compact Fluorescent |  | Twist | 2 | 15 | Other | 1030520 | Other | 0.00049795
Ceiling Fixture | Compact Fluorescent |  | Straight Tube | 1 | 22 | Closet | 1030521 | Closet | 0.00049795
Wall Mount | Incandescent |  | Globe | 6 | 40 | Bathroom | 103061 | Bathroom | 0.0012318
Recessed - other | Incandescent |  | Heat Lamp | 1 | 250 | Bathroom | 103061 | Bathroom | 0.0012318
Recessed Can | Compact Fluorescent |  | Reflector | 1 | 22 | Bedroom | 103062 | Bedroom | 0.0012318
Recessed Can | Compact Fluorescent |  | Reflector | 1 | 22 | Bedroom | 103063 | Bedroom | 0.0012318
Chandelier (Hanging) | Incandescent |  | Mini base | 8 | 25 | Dining Room | 103064 | Dining Room | 0.0012318
Recessed Can | Compact Fluorescent |  | Reflector | 1 | 22 | Other | 103065 | Other | 0.0012318
Recessed Can | Compact Fluorescent |  | Reflector | 1 | 22 | Family Room | 103066 | Family Room | 0.0012318
Table | Incandescent |  | Standard A Lamp | 1 | 60 | Family Room | 103066 | Family Room | 0.0012318
Floor lamp | Compact Fluorescent |  | Twist | 1 | 15 | Family Room | 103066 | Family Room | 0.0012318
Chandelier (Hanging) | Incandescent |  | Clear | 8 | 25 | Hall | 103067 | Hall | 0.0012318
Garage door opener | Incandescent |  | Standard A Lamp | 1 | 60 | Garage | 103068 | Garage | 0.0012318
Ceiling Fixture | Incandescent |  | Standard A Lamp | 1 | 60 | Garage | 103068 | Garage | 0.0012318
Wall Mount | Incandescent |  | Globe | 4 | 5 | Bathroom | 103069 | Bathroom | 0.0012318
Recessed Can | Compact Fluorescent |  | Reflector | 1 | 22 | Hall | 1030610 | Hall | 0.0012318
Recessed Can | Compact Fluorescent |  | Reflector | 1 | 22 | Hall | 1030611 | Hall | 0.0012318
Chandelier (Hanging) | Incandescent |  | Reflector | 1 | 65 | Other | 1030612 | Other | 0.0012318
Track | Incandescent |  | Reflector | 3 | 65 | Other | 1030612 | Other | 0.0012318
Recessed Can | Compact Fluorescent |  | Reflector | 1 | 22 | Kitchen | 1030613 | Kitchen | 0.0012318
Ceiling Fixture | Incandescent |  | Standard A Lamp | 1 | 60 | Laundry Room | 1030614 | Laundry Room | 0.0012318
Recessed Can | Compact Fluorescent |  | Reflector | 1 | 22 | Living Room | 1030615 | Living Room | 0.0012318
Recessed Can | Compact Fluorescent |  | Reflector | 1 | 22 | Bathroom | 1030616 | Bathroom | 0.0012318
Wall Mount | Compact Fluorescent |  | Globe | 6 | 12 | Bathroom | 1030616 | Bathroom | 0.0012318
Recessed - other | Incandescent |  | Heat Lamp | 1 | 250 | Bathroom | 1030616 | Bathroom | 0.0012318
Recessed Can | Compact Fluorescent |  | Reflector | 1 | 22 | Master Bedroom | 1030617 | Master Bedroom | 0.0012318
Chandelier (Hanging) | Incandescent |  | Globe | 1 | 40 | Dining Room | 1030618 | Dining Room | 0.0012318
Recessed Can | Compact Fluorescent |  | Reflector | 1 | 22 | Office | 1030619 | Office | 0.0012318
Table | Incandescent |  | 3-Way Incandescent | 1 | 150 | Office | 1030619 | Office | 0.0012318
Wall Mount | Incandescent |  | Decorative | 1 | 25 | Hall | 1030620 | Hall | 0.0012318
Wall Mount | Incandescent |  | Globe | 8 | 40 | Bathroom | 103091 | Bathroom | 0.0017229
Ceiling Fixture | Compact Fluorescent |  | Twist | 1 | 28 | Bathroom | 103091 | Bathroom | 0.0017229
Wall Mount | Incandescent |  | Globe | 4 | 40 | Bathroom | 103092 | Bathroom | 0.0017229
Wall Mount | Incandescent |  | Globe | 4 | 40 | Bathroom | 103093 | Bathroom | 0.0017229
Ceiling Fan | Compact Fluorescent |  | Twist | 4 | 28 | Dining Room | 103094 | Dining Room | 0.0017229
Ceiling Fixture | Incandescent |  | Standard A Lamp | 1 | 60 | Hall | 103095 | Hall | 0.0017229
Ceiling Fixture | Linear Fluorescent | 48 | T-12 | 2 | 40 | Garage | 103096 | Garage | 0.0017229
Ceiling Fixture | Linear Fluorescent | 64 | T-12 | 2 | 60 | Garage | 103096 | Garage | 0.0017229
Floor lamp | Halogen |  | Quartz Tube | 1 | 50 | Bedroom | 103097 | Bedroom | 0.0017229
Ceiling Fixture | Compact Fluorescent |  | Twist | 1 | 28 | Bedroom | 103097 | Bedroom | 0.0017229
Floor lamp | Compact Fluorescent |  | Pin base | 1 | 28 | Bedroom | 103097 | Bedroom | 0.0017229
Ceiling Fan | Incandescent |  | Standard A Lamp | 4 | 60 | Bedroom | 103098 | Bedroom | 0.0017229
Ceiling Fixture | Linear Fluorescent | 48 | T-12 | 2 | 40 | Kitchen | 103099 | Kitchen | 0.0017229
Floor lamp | Incandescent |  | Standard A Lamp | 4 | 40 | Family Room | 1030910 | Family Room | 0.0017229
Floor lamp | Compact Fluorescent |  | Pin base | 1 | 28 | Family Room | 1030910 | Family Room | 0.0017229
Ceiling Fan | Compact Fluorescent |  | Twist | 4 | 22 | Master Bedroom | 1030911 | Master Bedroom | 0.0017229
Table | Incandescent |  | Standard A Lamp | 1 | 75 | Master Bedroom | 1030911 | Master Bedroom | 0.0017229
Table | Compact Fluorescent |  | Twist | 1 | 22 | Master Bedroom | 1030911 | Master Bedroom | 0.0017229
Wall Mount | Incandescent |  | Standard A Lamp | 1 | 60 | Hall | 1030912 | Hall | 0.0017229
Ceiling Fixture | Incandescent |  | Standard A Lamp | 1 | 60 | Hall | 1030913 | Hall | 0.0017229
Ceiling Fixture | Linear Fluorescent | 48 | T-12 | 2 | 40 | Bathroom | 103131 | Bathroom | 0.00029524
Ceiling Fixture | Compact Fluorescent |  | Twist | 2 | 22 | Bathroom | 103131 | Bathroom | 0.00029524
Ceiling Fixture | Linear Fluorescent | 48 | T-12 | 2 | 40 | Bathroom | 103132 | Bathroom | 0.00029524
Ceiling Fixture | Compact Fluorescent |  | Twist | 2 | 15 | Bathroom | 103132 | Bathroom | 0.00029524
Wall Mount | Incandescent |  | Standard A Lamp | 3 | 60 | Bathroom | 103133 | Bathroom | 0.00029524
Ceiling Fixture | Incandescent |  | Standard A Lamp | 1 | 60 | Bedroom | 103134 | Bedroom | 0.00029524
Table | Incandescent |  | Standard A Lamp | 1 | 60 | Bedroom | 103135 | Bedroom | 0.00029524
Chandelier (Hanging) | Incandescent |  | Standard A Lamp | 3 | 60 | Bedroom | 103135 | Bedroom | 0.00029524
Ceiling Fixture | Compact Fluorescent |  | Twist | 1 | 15 | Bedroom | 103136 | Bedroom | 0.00029524
Ceiling Fixture | Compact Fluorescent |  | Twist | 3 | 15 | Dining Room | 103137 | Dining Room | 0.00029524
Ceiling Fixture | Linear Fluorescent | 96 | T-12 | 2 | 75 | Garage | 103138 | Garage | 0.00029524
Garage door opener | Incandescent |  | Standard A Lamp | 2 | 60 | Garage | 103138 | Garage | 0.00029524
Wall Mount | Incandescent |  | Standard A Lamp | 1 | 40 | Hall | 103139 | Hall | 0.00029524
Chandelier (Hanging) | Incandescent |  | Decorative | 9 | 40 | Hall | 103139 | Hall | 0.00029524
Ceiling Fixture | Incandescent |  | Standard A Lamp | 1 | 60 | Hall | 103139 | Hall | 0.00029524
Track | Halogen |  | PAR | 8 | 50 | Kitchen | 1031310 | Kitchen | 0.00029524
Recessed - other | Incandescent |  | Standard A Lamp | 2 | 40 | Kitchen | 1031310 | Kitchen | 0.00029524
Ceiling Fixture | Incandescent |  | Standard A Lamp | 2 | 60 | Laundry Room | 1031311 | Laundry Room | 0.00029524
Table | Incandescent |  | Standard A Lamp | 1 | 60 | Living Room | 1031312 | Living Room | 0.00029524
Other | Halogen |  | PAR | 1 | 50 | Living Room | 1031312 | Living Room | 0.00029524
Ceiling Fan | Incandescent |  | Standard A Lamp | 2 | 60 | Living Room | 1031312 | Living Room | 0.00029524
Wall Mount | Compact Fluorescent |  | Twist | 3 | 7 | Bathroom | 103181 | Bathroom | 0.00037892
Chandelier (Hanging) | Compact Fluorescent |  | Twist | 1 | 22 | Bedroom | 103182 | Bedroom | 0.00037892
Wall Mount | Compact Fluorescent |  | Twist | 1 | 15 | Bathroom | 103183 | Bathroom | 0.00037892
Ceiling Fan | Incandescent |  | Standard A Lamp | 1 | 60 | Bathroom | 103183 | Bathroom | 0.00037892
Track | Incandescent |  | Reflector | 5 | 60 | Other | 103184 | Other | 0.00037892
Ceiling Fixture | Incandescent |  | Standard A Lamp | 1 | 60 | Garage | 103186 | Garage | 0.00037892
Ceiling Fixture | Incandescent |  | Reflector | 1 | 100 | Garage | 103186 | Garage | 0.00037892
Floor lamp | Incandescent |  | Standard A Lamp | 1 | 100 | Living Room | 103187 | Living Room | 0.00037892
Floor lamp | Incandescent |  | 3-Way Incandescent | 1 | 75 | Living Room | 103187 | Living Room | 0.00037892
Chandelier (Hanging) | Incandescent |  | Decorative | 6 | 25 | Living Room | 103187 | Living Room | 0.00037892
Other | Incandescent |  | Standard A Lamp | 1 | 25 | Living Room | 103187 | Living Room | 0.00037892
Table | Incandescent |  | Standard A Lamp | 1 | 60 | Living Room | 103187 | Living Room | 0.00037892
Recessed Can | Incandescent |  | Reflector | 1 | 75 | Living Room | 103187 | Living Room | 0.00037892
Chandelier (Hanging) | Incandescent |  | Standard A Lamp | 1 | 100 | Hall | 103188 | Hall | 0.00037892
Recessed Can | Incandescent |  | Reflector | 1 | 60 | Kitchen | 103189 | Kitchen | 0.00037892
Chandelier (Hanging) | Halogen |  | Quartz Tube | 6 | 50 | Kitchen | 103189 | Kitchen | 0.00037892
Ceiling Fixture | Incandescent |  | Standard A Lamp | 1 | 50 | Laundry Room | 1031810 | Laundry Room | 0.00037892
Wall Mount | Halogen |  | Quartz Tube | 1 | 75 | Bathroom | 1031811 | Bathroom | 0.00037892
Recessed Can | Incandescent |  | Reflector | 1 | 60 | Master Bedroom | 1031812 | Master Bedroom | 0.00037892
Table | Compact Fluorescent |  | Twist | 1 | 15 | Family Room | 1031813 | Family Room | 0.00037892
Recessed Can | Incandescent |  | Reflector | 1 | 90 | Family Room | 1031813 | Family Room | 0.00037892
Ceiling Fixture | Incandescent |  | Standard A Lamp | 1 | 60 | Family Room | 1031813 | Family Room | 0.00037892
Recessed Can | Compact Fluorescent |  | Twist | 1 | 15 | Family Room | 1031813 | Family Room | 0.00037892
Track | Halogen |  | MR | 6 | 100 | Family Room | 1031813 | Family Room | 0.00037892
Ceiling Fixture | Compact Fluorescent |  | Flood | 1 | 22 | Family Room | 1031813 | Family Room | 0.00037892
Ceiling Fixture | Incandescent |  | Standard A Lamp | 1 | 75 | Hall | 1031814 | Hall | 0.00037892
Recessed Can | Incandescent |  | Reflector | 1 | 40 | Bathroom | 103191 | Bathroom | 0.00049795
Ceiling Fixture | Compact Fluorescent |  | Twist | 2 | 15 | Bedroom | 103192 | Bedroom | 0.00049795
Ceiling Fixture | Compact Fluorescent |  | Twist | 2 | 15 | Bedroom | 103193 | Bedroom | 0.00049795
Ceiling Fixture | Incandescent |  | Standard A Lamp | 2 | 60 | Closet | 103194 | Closet | 0.00049795
Recessed Can | Incandescent |  | Reflector | 1 | 65 | Dining Room | 103195 | Dining Room | 0.00049795
Recessed Can | Incandescent |  | Mini base | 1 | 65 | Hall | 103196 | Hall | 0.00049795
Recessed - other | Incandescent |  | Reflector | 1 | 65 | Family Room | 103197 | Family Room | 0.00049795
Garage door opener | Incandescent |  | Standard A Lamp | 1 | 60 | Garage | 103198 | Garage | 0.00049795
Recessed Can | Compact Fluorescent |  | Reflector | 1 | 22 | Hall | 103199 | Hall | 0.00049795
Recessed Can | Incandescent |  | Mini base | 2 | 75 | Kitchen | 1031910 | Kitchen | 0.00049795
Wall Mount | Compact Fluorescent |  | Twist | 1 | 22 | Laundry Room | 1031911 | Laundry Room | 0.00049795
Recessed Can | Incandescent |  | Reflector | 1 | 40 | Living Room | 1031912 | Living Room | 0.00049795
Floor lamp | Compact Fluorescent |  | Twist | 1 | 22 | Living Room | 1031912 | Living Room | 0.00049795
Table | Incandescent |  | Standard A Lamp | 1 | 60 | Living Room | 1031912 | Living Room | 0.00049795
Ceiling Fixture | Compact Fluorescent |  | Twist | 2 | 15 | Bedroom | 1031913 | Bedroom | 0.00049795
Architectural | Linear Fluorescent | 48 | T-4 | 1 | 32 | Bathroom | 1031914 | Bathroom | 0.00049795
Recessed Can | Incandescent |  | Reflector | 1 | 40 | Bathroom | 1031915 | Bathroom | 0.00049795
Wall Mount | Incandescent |  | Decorative | 3 | 25 | Bathroom | 1031915 | Bathroom | 0.00049795
Ceiling Fixture | Compact Fluorescent |  | Twist | 2 | 15 | Master Bedroom | 1031916 | Master Bedroom | 0.00049795
Table | Incandescent |  | Standard A Lamp | 1 | 60 | Master Bedroom | 1031916 | Master Bedroom | 0.00049795
Recessed Can | Incandescent |  | Reflector | 1 | 65 | Office | 1031917 | Office | 0.00049795
Recessed Can | Incandescent |  | Reflector | 1 | 60 | Hall | 1031918 | Hall | 0.00049795
Wall Mount | Compact Fluorescent |  | Globe | 3 | 42 | Bathroom | 103221 | Bathroom | 0.0012318
Track | Incandescent |  | Reflector | 3 | 65 | Bedroom | 103222 | Bedroom | 0.0012318
Table | Incandescent |  | Standard A Lamp | 1 | 60 | Bedroom | 103222 | Bedroom | 0.0012318
Chandelier (Hanging) | Incandescent |  | Globe | 6 | 60 | Dining Room | 103223 | Dining Room | 0.0012318
Recessed Can | Halogen |  | MR | 1 | 50 | Dining Room | 103223 | Dining Room | 0.0012318
Ceiling Fixture | Incandescent |  | Standard A Lamp | 1 | 60 | Garage | 103224 | Garage | 0.0012318
Garage door opener | Incandescent |  | Standard A Lamp | 2 | 60 | Garage | 103224 | Garage | 0.0012318
Ceiling Fixture | Incandescent |  | Standard A Lamp | 2 | 60 | Hall | 103225 | Hall | 0.0012318
Recessed Can | Incandescent |  | Reflector | 1 | 65 | Kitchen | 103226 | Kitchen | 0.0012318
Ceiling Fixture | Incandescent |  | Standard A Lamp | 1 | 60 | Kitchen | 103226 | Kitchen | 0.0012318
Chandelier (Hanging) | Incandescent |  | Globe | 1 | 125 | Kitchen | 103226 | Kitchen | 0.0012318
Chandelier (Hanging) | Incandescent |  | Standard A Lamp | 1 | 60 | Laundry Room | 103227 | Laundry Room | 0.0012318
Table | Incandescent |  | 3-Way Incandescent | 1 | 75 | Living Room | 103228 | Living Room | 0.0012318
Table | Incandescent |  | 3-Way Incandescent | 1 | 100 | Living Room | 103228 | Living Room | 0.0012318
Recessed Can | Halogen |  | MR | 1 | 50 | Living Room | 103228 | Living Room | 0.0012318
Wall Mount | Halogen |  | Quartz Tube | 4 | 30 | Bathroom | 103229 | Bathroom | 0.0012318
Ceiling Fixture | Incandescent |  | Standard A Lamp | 2 | 60 | Master Bedroom | 1032210 | Master Bedroom | 0.0012318
Table | Incandescent |  | Standard A Lamp | 2 | 60 | Master Bedroom | 1032210 | Master Bedroom | 0.0012318
Ceiling Fixture | Incandescent |  | Standard A Lamp | 2 | 60 | Closet | 1032211 | Closet | 0.0012318
Ceiling Fixture | Incandescent |  | Standard A Lamp | 1 | 60 | Hall | 103251 | Hall | 0.0012318
Ceiling Fixture | Linear Fluorescent | 48 | T-12 | 2 | 40 | Other | 103252 | Other | 0.0012318
Ceiling Fixture | Linear Fluorescent | 24 | T-12 | 2 | 20 | Other | 103253 | Other | 0.0012318
Ceiling Fixture | Incandescent |  | Standard A Lamp | 1 | 60 | Other | 103254 | Other | 0.0012318
Wall Mount | Incandescent |  | Standard A Lamp | 3 | 60 | Bathroom | 103255 | Bathroom | 0.0012318
Ceiling Fixture | Linear Fluorescent | 24 | T-12 | 2 | 20 | Bathroom | 103255 | Bathroom | 0.0012318
Wall Mount | Compact Fluorescent |  | Twist | 3 | 22 | Bathroom | 103256 | Bathroom | 0.0012318
Ceiling Fixture | Incandescent |  | Standard A Lamp | 1 | 40 | Bathroom | 103256 | Bathroom | 0.0012318
Table | Incandescent |  | Standard A Lamp | 1 | 60 | Bedroom | 103257 | Bedroom | 0.0012318
Other | Linear Fluorescent | 48 | T-12 | 1 | 40 | Bedroom | 103257 | Bedroom | 0.0012318
Wall Mount | Incandescent |  | Standard A Lamp | 1 | 25 | Other | 103258 | Other | 0.0012318
Ceiling Fixture | Linear Fluorescent | 48 | T-12 | 2 | 40 | Dining Room | 103259 | Dining Room | 0.0012318
Recessed Can | Incandescent |  | Reflector | 1 | 75 | Hall | 1032510 | Hall | 0.0012318
Ceiling Fixture | Linear Fluorescent | 96 | T-12 | 2 | 100 | Garage | 1032511 | Garage | 0.0012318
Garage door opener | Incandescent |  | Standard A Lamp | 1 | 60 | Garage | 1032511 | Garage | 0.0012318
Track | Compact Fluorescent |  | Twist | 3 | 15 | Hall | 1032512 | Hall | 0.0012318
Ceiling Fixture | Linear Fluorescent | 24 | T-12 | 4 | 40 | Kitchen | 1032513 | Kitchen | 0.0012318
Ceiling Fixture | Linear Fluorescent | 24 | T-12 | 2 | 20 | Kitchen | 1032513 | Kitchen | 0.0012318
Ceiling Fixture | Linear Fluorescent | 24 | T-12 | 2 | 20 | Laundry Room | 1032514 | Laundry Room | 0.0012318
Table | Compact Fluorescent |  | 3-Way CFL | 1 | 32 | Living Room | 1032515 | Living Room | 0.0012318
Floor lamp | Compact Fluorescent |  | Twist | 1 | 26 | Living Room | 1032515 | Living Room | 0.0012318
Table | Compact Fluorescent |  | Twist | 2 | 15 | Master Bedroom | 1032516 | Master Bedroom | 0.0012318
Wall Mount | Compact Fluorescent |  | Twist | 1 | 15 | Master Bedroom | 1032516 | Master Bedroom | 0.0012318
Other | Linear Fluorescent | 48 | T-12 | 1 | 40 | Master Bedroom | 1032516 | Master Bedroom | 0.0012318
Ceiling Fixture | Compact Fluorescent |  | Twist | 1 | 15 | Hall | 1032517 | Hall | 0.0012318
Torchiere | Compact Fluorescent |  | Twist | 1 | 33 | Office | 1032518 | Office | 0.0012318
Other | Linear Fluorescent | 48 | T-12 | 1 | 40 | Office | 1032518 | Office | 0.0012318
Chandelier (Hanging) | Incandescent |  | Standard A Lamp | 5 | 75 | Dining Room | 103321 | Dining Room | 0.000364
Wall Mount | Incandescent |  | Standard A Lamp | 2 | 60 | Closet | 103322 | Closet | 0.000364
Table | Incandescent |  | 3-Way Incandescent | 1 | 75 | Bedroom | 103323 | Bedroom | 0.000364
Ceiling Fixture | Compact Fluorescent |  | Twist | 1 | 10 | Bedroom | 103323 | Bedroom | 0.000364
Table | Incandescent |  | 3-Way Incandescent | 1 | 100 | Master Bedroom | 103324 | Master Bedroom | 0.000364
Wall Mount | Compact Fluorescent |  | Twist | 1 | 10 | Master Bedroom | 103324 | Master Bedroom | 0.000364
Wall Mount | Incandescent |  | Globe | 4 | 40 | Bathroom | 103325 | Bathroom | 0.000364
Ceiling Fixture | Incandescent |  | Mini base | 4 | 40 | Bathroom | 103325 | Bathroom | 0.000364
Wall Mount | Incandescent |  | Standard A Lamp | 2 | 60 | Bathroom | 103326 | Bathroom | 0.000364
Ceiling Fixture | Compact Fluorescent |  | Twist | 1 | 10 | Bathroom | 103326 | Bathroom | 0.000364
Ceiling Fixture | Incandescent |  | Standard A Lamp | 2 | 100 | Other | 103327 | Other | 0.000364
Ceiling Fixture | Linear Fluorescent | 48 | T-12 | 2 | 40 | Other | 103328 | Other | 0.000364
Ceiling Fixture | Linear Fluorescent | 48 | T-12 | 2 | 40 | Laundry Room | 103329 | Laundry Room | 0.000364
Ceiling Fixture | Compact Fluorescent |  | Twist | 1 | 10 | Laundry Room | 103329 | Laundry Room | 0.000364
Wall Mount | Incandescent |  | Globe | 5 | 40 | Bathroom | 1033210 | Bathroom | 0.000364
Ceiling Fixture | Compact Fluorescent |  | Twist | 1 | 10 | Closet | 1033211 | Closet | 0.000364
Track | Halogen |  | MR | 3 | 30 | Kitchen | 1033212 | Kitchen | 0.000364
Ceiling Fixture | Incandescent |  | Standard A Lamp | 2 | 75 | Kitchen | 1033212 | Kitchen | 0.000364
Ceiling Fixture | Compact Fluorescent |  | Twist | 1 | 10 | Bedroom | 1033213 | Bedroom | 0.000364
Table | Incandescent |  | 3-Way Incandescent | 1 | 100 | Bedroom | 1033213 | Bedroom | 0.000364
Ceiling Fixture | Incandescent |  | Standard A Lamp | 2 | 75 | Living Room | 1033214 | Living Room | 0.000364
Ceiling Fixture | Incandescent |  | Standard A Lamp | 4 | 40 | Dining Room | 1033215 | Dining Room | 0.000364
Wall Mount | Incandescent |  | Mini base | 1 | 60 | Bathroom | 1033216 | Bathroom | 0.000364
Ceiling Fixture | Incandescent |  | Standard A Lamp | 1 | 75 | Bathroom | 1033216 | Bathroom | 0.000364
Floor lamp | Incandescent |  | Standard A Lamp | 2 | 100 | Living Room | 1033217 | Living Room | 0.000364
Table | Incandescent |  | 3-Way Incandescent | 1 | 150 | Living Room | 1033217 | Living Room | 0.000364
Chandelier (Hanging) | Incandescent |  | Mini base | 4 | 60 | Hall | 1033218 | Hall | 0.000364
Wall Mount | Incandescent |  | Standard A Lamp | 1 | 75 | Office | 1033219 | Office | 0.000364
Ceiling Fixture | Compact Fluorescent |  | Twist | 1 | 22 | Hall | 1033220 | Hall | 0.000364
Wall Mount | Compact Fluorescent |  | Twist | 1 | 22 | Hall | 1033220 | Hall | 0.000364
Ceiling Fixture | Compact Fluorescent |  | Twist | 1 | 22 | Family Room | 1033221 | Family Room | 0.000364
Floor lamp | Incandescent |  | Decorative | 4 | 40 | Family Room | 1033221 | Family Room | 0.000364
Table | Incandescent |  | 3-Way Incandescent | 1 | 170 | Family Room | 1033221 | Family Room | 0.000364
Ceiling Fixture | Incandescent |  | Reflector | 1 | 65 | Family Room | 103341 | Family Room | 0.0012318
Floor lamp | Incandescent |  | Standard A Lamp | 11 | 100 | Family Room | 103341 | Family Room | 0.0012318
Floor lamp | Incandescent |  | 3-Way Incandescent | 1 | 200 | Family Room | 103341 | Family Room | 0.0012318
Ceiling Fixture | Compact Fluorescent |  | Twist | 1 | 15 | Bedroom | 103342 | Bedroom | 0.0012318
Table | Incandescent |  | 3-Way Incandescent | 1 | 100 | Bedroom | 103342 | Bedroom | 0.0012318
Ceiling Fixture | Compact Fluorescent |  | Twist | 1 | 15 | Hall | 103343 | Hall | 0.0012318
Ceiling Fixture | Compact Fluorescent |  | Twist | 2 | 15 | Master Bedroom | 103344 | Master Bedroom | 0.0012318
Wall Mount | Incandescent |  | Reflector | 2 | 50 | Master Bedroom | 103344 | Master Bedroom | 0.0012318
Table | Incandescent |  | Standard A Lamp | 1 | 60 | Master Bedroom | 103344 | Master Bedroom | 0.0012318
Wall Mount | Incandescent |  | Globe | 4 | 40 | Bathroom | 103345 | Bathroom | 0.0012318
Ceiling Fixture | Incandescent |  | Standard A Lamp | 1 | 40 | Bathroom | 103345 | Bathroom | 0.0012318
Wall Mount | Halogen |  | MR | 1 | 20 | Dining Room | 103346 | Dining Room | 0.0012318
Chandelier (Hanging) | Incandescent |  | Mini base | 3 | 40 | Dining Room | 103346 | Dining Room | 0.0012318
Other | Linear Fluorescent | 36 | T-4 | 1 | 20 | Kitchen | 103347 | Kitchen | 0.0012318
Ceiling Fixture | Compact Fluorescent |  | Twist | 3 | 22 | Kitchen | 103347 | Kitchen | 0.0012318
Ceiling Fixture | Incandescent |  | Globe | 2 | 100 | Office | 103348 | Office | 0.0012318
Torchiere | Halogen |  | MR | 1 | 50 | Office | 103348 | Office | 0.0012318
Ceiling Fixture | Compact Fluorescent |  | Twist | 2 | 15 | Hall | 103349 | Hall | 0.0012318
Ceiling Fixture | Compact Fluorescent |  | Twist | 1 | 15 | Closet | 1033410 | Closet | 0.0012318
Ceiling Fixture | Incandescent |  | Standard A Lamp | 2 | 60 | Bedroom | 1033411 | Bedroom | 0.0012318
Wall Mount | Halogen |  | MR | 2 | 50 | Bedroom | 1033411 | Bedroom | 0.0012318
Table | Incandescent |  | Standard A Lamp | 1 | 60 | Bedroom | 1033411 | Bedroom | 0.0012318
Wall Mount | Incandescent |  | Globe | 3 | 40 | Bathroom | 1033412 | Bathroom | 0.0012318
Wall Mount | Halogen |  | MR | 1 | 50 | Bathroom | 1033412 | Bathroom | 0.0012318
Ceiling Fixture | Linear Fluorescent | 48 | T-12 | 2 | 40 | Laundry Room | 1033413 | Laundry Room | 0.0012318
Ceiling Fixture | Incandescent |  | Standard A Lamp | 1 | 60 | Other | 103351 | Other | 0.00037892
Wall Mount | Incandescent |  | Globe | 6 | 25 | Bathroom | 103352 | Bathroom | 0.00037892
Ceiling Fixture | Compact Fluorescent |  | Twist | 1 | 22 | Bedroom | 103353 | Bedroom | 0.00037892
Ceiling Fixture | Compact Fluorescent |  | Twist | 3 | 15 | Dining Room | 103354 | Dining Room | 0.00037892
Garage door opener | Incandescent |  | Standard A Lamp | 1 | 60 | Garage | 103355 | Garage | 0.00037892
Recessed Can | Compact Fluorescent |  | Reflector | 1 | 15 | Hall | 103356 | Hall | 0.00037892
Ceiling Fixture | Compact Fluorescent |  | Circline (Screw Base) | 1 | 28 | Kitchen | 103357 | Kitchen | 0.00037892
Ceiling Fixture | Compact Fluorescent |  | Twist | 1 | 15 | Laundry Room | 103358 | Laundry Room | 0.00037892
Torchiere | Halogen |  | Quartz Tube | 1 | 50 | Laundry Room | 103358 | Laundry Room | 0.00037892
Floor lamp | Compact Fluorescent |  | Twist | 1 | 15 | Living Room | 103359 | Living Room | 0.00037892
Table | Compact Fluorescent |  | Twist | 1 | 28 | Living Room | 103359 | Living Room | 0.00037892
Ceiling Fixture | Compact Fluorescent |  | Twist | 2 | 15 | Other | 1033510 | Other | 0.00037892
Ceiling Fixture | Compact Fluorescent |  | Twist | 1 | 22 | Office | 1033511 | Office | 0.00037892
Floor lamp | Compact Fluorescent |  | Twist | 1 | 15 | Office | 1033511 | Office | 0.00037892
Ceiling Fixture | Incandescent |  | Reflector | 1 | 65 | Other | 103371 | Other | 0.00029524
Wall Mount | Halogen |  | Quartz Tube | 1 | 50 | Bedroom | 103372 | Bedroom | 0.00029524
Ceiling Fixture | Incandescent |  | Standard A Lamp | 3 | 60 | Bedroom | 103373 | Bedroom | 0.00029524
Torchiere | Halogen |  | Quartz Tube | 1 | 75 | Bedroom | 103373 | Bedroom | 0.00029524
Ceiling Fixture | Incandescent |  | Standard A Lamp | 1 | 60 | Closet | 103374 | Closet | 0.00029524
Ceiling Fixture | Incandescent |  | Standard A Lamp | 1 | 100 | Garage | 103375 | Garage | 0.00029524
Garage door opener | Incandescent |  | Standard A Lamp | 2 | 60 | Garage | 103375 | Garage | 0.00029524
Ceiling Fixture | Incandescent |  | Standard A Lamp | 2 | 60 | Hall | 103376 | Hall | 0.00029524
Ceiling Fixture | Incandescent |  | Standard A Lamp | 3 | 60 | Kitchen | 103377 | Kitchen | 0.00029524
Recessed Can | Incandescent |  | Reflector | 1 | 65 | Kitchen | 103377 | Kitchen | 0.00029524
Ceiling Fixture | Linear Fluorescent | 44 | T-12 | 2 | 40 | Kitchen | 103377 | Kitchen | 0.00029524
Other | Incandescent |  | Mini base | 1 | 25 | Kitchen | 103377 | Kitchen | 0.00029524
Recessed Can | Incandescent |  | Standard A Lamp | 1 | 60 | Laundry Room | 103378 | Laundry Room | 0.00029524
Floor lamp | Incandescent |  | Standard A Lamp | 1 | 60 | Living Room | 103379 | Living Room | 0.00029524
Floor lamp | Incandescent |  | Decorative | 6 | 25 | Living Room | 103379 | Living Room | 0.00029524
Floor lamp | Incandescent |  | Standard A Lamp | 1 | 100 | Living Room | 103379 | Living Room | 0.00029524
Floor lamp | Compact Fluorescent |  | Twist | 1 | 15 | Living Room | 103379 | Living Room | 0.00029524
Table | Incandescent |  | Clear | 2 | 25 | Master Bedroom | 1033710 | Master Bedroom | 0.00029524
Table | Incandescent |  | Standard A Lamp | 1 | 75 | Master Bedroom | 1033710 | Master Bedroom | 0.00029524
Floor lamp | Incandescent |  | Standard A Lamp | 1 | 150 | Master Bedroom | 1033710 | Master Bedroom | 0.00029524
Wall Mount | Incandescent |  | Clear | 5 | 25 | Master Bedroom | 1033710 | Master Bedroom | 0.00029524
Wall Mount | Incandescent |  | Standard A Lamp | 3 | 25 | Bathroom | 1033711 | Bathroom | 0.00029524
Ceiling Fixture | Incandescent |  | Standard A Lamp | 2 | 60 | Bathroom | 1033711 | Bathroom | 0.00029524
Ceiling Fixture | Incandescent |  | Heat Lamp | 2 | 150 | Bathroom | 1033711 | Bathroom | 0.00029524
Ceiling Fixture | Incandescent |  | Standard A Lamp | 1 | 100 | Closet | 1033712 | Closet | 0.00029524
Ceiling Fixture | Incandescent |  | Clear | 3 | 60 | Hall | 1033713 | Hall | 0.00029524
Wall Mount | Incandescent |  | Globe | 6 | 40 | Bathroom | 103381 | Bathroom | 0.0012318
Wall Mount | Incandescent |  | Globe | 6 | 40 | Bathroom | 103382 | Bathroom | 0.0012318
Ceiling Fixture | Incandescent |  | Standard A Lamp | 2 | 60 | Bedroom | 103383 | Bedroom | 0.0012318
Ceiling Fixture | Incandescent |  | Standard A Lamp | 2 | 60 | Bedroom | 103384 | Bedroom | 0.0012318
Ceiling Fixture | Incandescent |  | Standard A Lamp | 2 | 60 | Bedroom | 103385 | Bedroom | 0.0012318
Chandelier (Hanging) | Incandescent |  | Standard A Lamp | 5 | 60 | Dining Room | 103386 | Dining Room | 0.0012318
Ceiling Fixture | Incandescent |  | Reflector | 1 | 75 | Family Room | 103387 | Family Room | 0.0012318
Table | Compact Fluorescent |  | Twist | 1 | 13 | Family Room | 103387 | Family Room | 0.0012318
Ceiling Fixture | Compact Fluorescent |  | Twist | 1 | 23 | Garage | 103388 | Garage | 0.0012318
Ceiling Fixture | Incandescent |  | Standard A Lamp | 1 | 60 | Hall | 103389 | Hall | 0.0012318
Ceiling Fixture | Incandescent |  | Standard A Lamp | 3 | 60 | Kitchen | 1033810 | Kitchen | 0.0012318
Ceiling Fixture | Linear Fluorescent | 16 | T-8 | 1 | 15 | Kitchen | 1033810 | Kitchen | 0.0012318
Ceiling Fixture | Incandescent |  | Reflector | 1 | 75 | Kitchen | 1033810 | Kitchen | 0.0012318
Wall Mount | Incandescent |  | Clear | 4 | 60 | Bathroom | 103481 | Bathroom | 0.0017229
Recessed - other | Incandescent |  | Heat Lamp | 2 | 125 | Bathroom | 103481 | Bathroom | 0.0017229
Ceiling Fixture | Compact Fluorescent |  | Twist | 2 | 22 | Dining Room | 103482 | Dining Room | 0.0017229
Low bay | Linear Fluorescent | 48 | T-12 | 2 | 40 | Garage | 103483 | Garage | 0.0017229
Garage door opener | Incandescent |  | Standard A Lamp | 2 | 100 | Garage | 103483 | Garage | 0.0017229
Ceiling Fixture | Incandescent |  | Standard A Lamp | 2 | 75 | Bedroom | 103484 | Bedroom | 0.0017229
Other | Incandescent |  | Globe | 1 | 75 | Hall | 103485 | Hall | 0.0017229
Ceiling Fixture | Incandescent |  | Standard A Lamp | 2 | 60 | Kitchen | 103486 | Kitchen | 0.0017229
Recessed Can | Incandescent |  | Reflector | 1 | 65 | Kitchen | 103486 | Kitchen | 0.0017229
Floor lamp | Compact Fluorescent |  | Twist | 3 | 22 | Living Room | 103487 | Living Room | 0.0017229
Floor lamp | Compact Fluorescent |  | Twist | 2 | 22 | Living Room | 103487 | Living Room | 0.0017229
Floor lamp | Compact Fluorescent |  | Straight Tube | 1 | 28 | Living Room | 103487 | Living Room | 0.0017229
Ceiling Fixture | Incandescent |  | Standard A Lamp | 2 | 40 | Master Bedroom | 103488 | Master Bedroom | 0.0017229
Wall Mount | Incandescent |  | Clear | 6 | 60 | Bathroom | 103489 | Bathroom | 0.0017229
Recessed - other | Incandescent |  | Heat Lamp | 2 | 125 | Bathroom | 103489 | Bathroom | 0.0017229
Ceiling Fixture | Linear Fluorescent | 48 | T-12 | 2 | 40 | Office | 1034810 | Office | 0.0017229
Wall Mount | Compact Fluorescent |  | Twist | 2 | 22 | Bathroom | 103521 | Bathroom | 0.00029524
Recessed Can | Incandescent |  | Reflector | 1 | 60 | Bathroom | 103522 | Bathroom | 0.00029524
Torchiere | Compact Fluorescent |  | Twist | 2 | 15 | Bedroom | 103523 | Bedroom | 0.00029524
Table | Halogen |  | Quartz Tube | 1 | 50 | Bedroom | 103523 | Bedroom | 0.00029524
Ceiling Fan | Incandescent |  | Decorative | 4 | 40 | Dining Room | 103524 | Dining Room | 0.00029524
Track | Incandescent |  | Reflector | 1 | 60 | Dining Room | 103524 | Dining Room | 0.00029524
Recessed Can | Incandescent |  | Standard A Lamp | 1 | 65 | Family Room | 103525 | Family Room | 0.00029524
Track | Compact Fluorescent |  | Twist | 3 | 22 | Family Room | 103525 | Family Room | 0.00029524
Ceiling Fixture | Compact Fluorescent |  | Other | 1 | 28 | Hall | 103526 | Hall | 0.00029524
Track | Compact Fluorescent |  | Twist | 1 | 15 | Hall | 103527 | Hall | 0.00029524
Ceiling Fixture | Halogen |  | MR | 4 | 50 | Hall | 103527 | Hall | 0.00029524
Track | Compact Fluorescent |  | Reflector | 3 | 22 | Kitchen | 103528 | Kitchen | 0.00029524
Ceiling Fixture | Halogen |  | Quartz Tube | 1 | 100 | Kitchen | 103528 | Kitchen | 0.00029524
Ceiling Fixture | Incandescent |  | Standard A Lamp | 1 | 60 | Laundry Room | 103529 | Laundry Room | 0.00029524
Track | Compact Fluorescent |  | Twist | 2 | 22 | Living Room | 1035210 | Living Room | 0.00029524
Chandelier (Hanging) | Compact Fluorescent |  | Twist | 1 | 15 | Living Room | 1035210 | Living Room | 0.00029524
Ceiling Fan | Incandescent |  | Standard A Lamp | 1 | 60 | Bathroom | 1035211 | Bathroom | 0.00029524
Wall Mount | Incandescent |  | Globe | 3 | 40 | Bathroom | 1035211 | Bathroom | 0.00029524
Ceiling Fixture | Incandescent |  | Standard A Lamp | 2 | 60 | Master Bedroom | 1035212 | Master Bedroom | 0.00029524
Table | Incandescent |  | Standard A Lamp | 1 | 40 | Master Bedroom | 1035212 | Master Bedroom | 0.00029524
Torchiere | Compact Fluorescent |  | Twist | 1 | 15 | Bedroom | 1035213 | Bedroom | 0.00029524
Chandelier (Hanging) | Incandescent |  | Standard A Lamp | 1 | 60 | Other | 1035214 | Other | 0.00029524
Recessed Can | Incandescent |  | Reflector | 1 | 65 | Bedroom | 103691 | Bedroom | 0.00037892
Table | Compact Fluorescent |  | A shape bulb | 1 | 7 | Bedroom | 103691 | Bedroom | 0.00037892
Wall Mount | Compact Fluorescent |  | Twist | 3 | 15 | Bathroom | 103692 | Bathroom | 0.00037892
Wall Mount | Incandescent |  | Standard A Lamp | 2 | 40 | Bathroom | 103693 | Bathroom | 0.00037892
Recessed Can | Compact Fluorescent |  | Straight Tube | 1 | 15 | Bedroom | 103694 | Bedroom | 0.00037892
Table | Incandescent |  | Standard A Lamp | 1 | 60 | Bedroom | 103694 | Bedroom | 0.00037892
Recessed Can | Incandescent |  | Reflector | 1 | 65 | Bedroom | 103695 | Bedroom | 0.00037892
Table | Compact Fluorescent |  | A shape bulb | 1 | 7 | Bedroom | 103695 | Bedroom | 0.00037892
Wall Mount | Incandescent |  | Standard A Lamp | 4 | 60 | Bathroom | 103696 | Bathroom | 0.00037892
Recessed Can | Incandescent |  | Reflector | 1 | 65 | Hall | 103697 | Hall | 0.00037892
Wall Mount | Compact Fluorescent |  | Straight Tube | 1 | 15 | Hall | 103697 | Hall | 0.00037892
Recessed Can | Compact Fluorescent |  | Flood | 1 | 15 | Family Room | 103698 | Family Room | 0.00037892
Ceiling Fixture | Compact Fluorescent |  | Twist | 1 | 22 | Garage | 103699 | Garage | 0.00037892
Garage door opener | Incandescent |  | Standard A Lamp | 2 | 60 | Garage | 103699 | Garage | 0.00037892
Recessed Can | Compact Fluorescent |  | Reflector | 1 | 15 | Hall | 1036910 | Hall | 0.00037892
Recessed Can | Incandescent |  | Reflector | 1 | 65 | Kitchen | 1036911 | Kitchen | 0.00037892
Ceiling Fixture | Incandescent |  | Globe | 1 | 40 | Kitchen | 1036911 | Kitchen | 0.00037892
Recessed Can | Compact Fluorescent |  | Twist | 1 | 15 | Kitchen | 1036911 | Kitchen | 0.00037892
Floor lamp | Compact Fluorescent |  | Twist | 1 | 22 | Living Room | 1036912 | Living Room | 0.00037892
Recessed - other | Compact Fluorescent |  | Twist | 1 | 22 | Living Room | 1036912 | Living Room | 0.00037892
Table | Compact Fluorescent |  | Straight Tube | 1 | 22 | Living Room | 1036912 | Living Room | 0.00037892
Recessed Can | Incandescent |  | Reflector | 1 | 65 | Living Room | 1036912 | Living Room | 0.00037892
Wall Mount | Compact Fluorescent |  | Twist | 2 | 22 | Bathroom | 1036913 | Bathroom | 0.00037892
Recessed - other | Incandescent |  | Standard A Lamp | 1 | 60 | Bathroom | 1036913 | Bathroom | 0.00037892
Recessed Can | Incandescent |  | Reflector | 1 | 65 | Bathroom | 1036913 | Bathroom | 0.00037892
Recessed - other | Incandescent |  | Standard A Lamp | 1 | 75 | Closet | 1036914 | Closet | 0.00037892
Wall Mount | Compact Fluorescent |  | Straight Tube | 1 | 15 | Master Bedroom | 1036915 | Master Bedroom | 0.00037892
Chandelier (Hanging) | Incandescent |  | Standard A Lamp | 6 | 60 | Dining Room | 1036916 | Dining Room | 0.00037892
Floor lamp | Compact Fluorescent |  | Reflector | 2 | 15 | Dining Room | 1036916 | Dining Room | 0.00037892
Table | Incandescent |  | Standard A Lamp | 1 | 60 | Dining Room | 1036916 | Dining Room | 0.00037892
Recessed Can | Compact Fluorescent |  | Reflector | 1 | 15 | Hall | 1036917 | Hall | 0.00037892
Wall Mount | Linear Fluorescent | 48 | T-8 | 1 | 40 | Hall | 1036917 | Hall | 0.00037892
Wall Mount | Incandescent |  | Standard A Lamp | 3 | 60 | Bathroom | 103841 | Bathroom | 0.0017229
Ceiling Fixture | Incandescent |  | Standard A Lamp | 1 | 5 | Bedroom | 103842 | Bedroom | 0.0017229
Ceiling Fixture | Incandescent |  | Standard A Lamp | 1 | 60 | Bedroom | 103843 | Bedroom | 0.0017229
Ceiling Fixture | Incandescent |  | Standard A Lamp | 2 | 60 | Bedroom | 103844 | Bedroom | 0.0017229
Table | Incandescent |  | Decorative | 1 | 40 | Bedroom | 103844 | Bedroom | 0.0017229
Ceiling Fixture | Incandescent |  | Standard A Lamp | 1 | 60 | Bedroom | 103845 | Bedroom | 0.0017229
Ceiling Fixture | Incandescent |  | Standard A Lamp | 2 | 60 | Kitchen | 103846 | Kitchen | 0.0017229
Ceiling Fixture | Linear Fluorescent | 48 | T-12 | 4 | 40 | Kitchen | 103846 | Kitchen | 0.0017229
Ceiling Fixture | Linear Fluorescent | 48 | T-12 | 2 | 40 | Laundry Room | 103847 | Laundry Room | 0.0017229
Ceiling Fixture | Incandescent |  | Standard A Lamp | 1 | 60 | Living Room | 103848 | Living Room | 0.0017229
Table | Incandescent |  | Standard A Lamp | 1 | 60 | Living Room | 103848 | Living Room | 0.0017229
Ceiling Fixture | Compact Fluorescent |  | Twist | 1 | 14 | Master Bedroom | 103881 | Master Bedroom | 0.000364
Table | Compact Fluorescent |  | Twist | 1 | 13 | Master Bedroom | 103881 | Master Bedroom | 0.000364
Table | Incandescent |  | Standard A Lamp | 1 | 60 | Other | 103882 | Other | 0.000364
Ceiling Fixture | Incandescent |  | Standard A Lamp | 1 | 75 | Garage | 103883 | Garage | 0.000364
Ceiling Fan | Compact Fluorescent |  | Twist | 4 | 13 | Kitchen | 103885 | Kitchen | 0.000364
Ceiling Fixture | Compact Fluorescent |  | Pin base | 1 | 24 | Laundry Room | 103886 | Laundry Room | 0.000364
Torchiere | Compact Fluorescent |  | Twist | 5 | 19 | Living Room | 103887 | Living Room | 0.000364
Ceiling Fixture | Compact Fluorescent |  | Pin base | 1 | 24 | Office | 103888 | Office | 0.000364
Wall Mount | Compact Fluorescent |  | Twist | 4 | 13 | Bathroom | 103889 | Bathroom | 0.000364
Ceiling Fixture | Compact Fluorescent |  | Twist | 1 | 13 | Office | 1038810 | Office | 0.000364
Table | Linear Fluorescent | 18 | T-8 | 1 | 15 | Office | 1038810 | Office | 0.000364
Wall Mount | Compact Fluorescent |  | Twist | 1 | 40 | Hall | 1038811 | Hall | 0.000364
Chandelier (Hanging) | Incandescent |  | Globe | 6 | 100 | Dining Room | 103981 | Dining Room | 0.0017229
Chandelier (Hanging) | Incandescent |  | Decorative | 5 | 40 | Other | 103982 | Other | 0.0017229
Recessed Can | Compact Fluorescent |  | Flood | 1 | 15 | Family Room | 103983 | Family Room | 0.0017229
Ceiling Fixture | Linear Fluorescent | 48 | T-12 | 2 | 40 | Garage | 103984 | Garage | 0.0017229
Recessed Can | Compact Fluorescent |  | Flood | 1 | 15 | Bathroom | 103985 | Bathroom | 0.0017229
Recessed Can | Compact Fluorescent |  | Flood | 1 | 15 | Hall | 103986 | Hall | 0.0017229
Recessed Can | Compact Fluorescent |  | Flood | 1 | 15 | Kitchen | 103987 | Kitchen | 0.0017229
Ceiling Fixture | Incandescent |  | Mini base | 1 | 25 | Kitchen | 103987 | Kitchen | 0.0017229
Ceiling Fixture | Linear Fluorescent | 24 | T-12 | 2 | 40 | Laundry Room | 103988 | Laundry Room | 0.0017229
Floor lamp | Incandescent |  | 3-Way Incandescent | 1 | 150 | Living Room | 103989 | Living Room | 0.0017229
Floor lamp | Incandescent |  | Decorative | 1 | 40 | Living Room | 103989 | Living Room | 0.0017229
Recessed Can | Compact Fluorescent |  | Flood | 1 | 15 | Bathroom | 1039810 | Bathroom | 0.0017229
Floor lamp | Compact Fluorescent |  | Twist | 1 | 23 | Master Bedroom | 1039811 | Master Bedroom | 0.0017229
Torchiere | Halogen |  | Quartz Tube | 1 | 100 | Master Bedroom | 1039811 | Master Bedroom | 0.0017229
Ceiling Fixture | Linear Fluorescent | 48 | T-12 | 2 | 40 | Closet | 1039812 | Closet | 0.0017229
Ceiling Fixture | Incandescent |  | Standard A Lamp | 1 | 60 | Closet | 1039813 | Closet | 0.0017229
Wall Mount | Incandescent |  | Globe | 8 | 60 | Bathroom | 1039814 | Bathroom | 0.0017229
Ceiling Fixture | Incandescent |  | Standard A Lamp | 1 | 60 | Bathroom | 1039814 | Bathroom | 0.0017229
Recessed Can | Compact Fluorescent |  | Reflector | 1 | 15 | Bedroom | 1039815 | Bedroom | 0.0017229
Recessed Can | Compact Fluorescent |  | Flood | 1 | 15 | Bedroom | 1039816 | Bedroom | 0.0017229
Floor lamp | Incandescent |  | Decorative | 1 | 40 | Bedroom | 1039816 | Bedroom | 0.0017229
Recessed Can | Compact Fluorescent |  | Reflector | 1 | 15 | Hall | 1039817 | Hall | 0.0017229
Recessed Can | Compact Fluorescent |  | Reflector | 1 | 15 | Office | 1039818 | Office | 0.0017229
Ceiling Fixture | Incandescent |  | Standard A Lamp | 1 | 40 | Kitchen | 104011 | Kitchen | 0.00049795
Ceiling Fixture | Compact Fluorescent |  | Twist | 2 | 15 | Kitchen | 104011 | Kitchen | 0.00049795
Chandelier (Hanging) | Incandescent |  | Standard A Lamp | 1 | 100 | Kitchen | 104011 | Kitchen | 0.00049795
Ceiling Fixture | Incandescent |  | Standard A Lamp | 2 | 60 | Bedroom | 104012 | Bedroom | 0.00049795
Floor lamp | Compact Fluorescent |  | Twist | 1 | 15 | Bedroom | 104012 | Bedroom | 0.00049795
Ceiling Fixture | Linear Fluorescent | 48 | T-12 | 2 | 40 | Other | 104013 | Other | 0.00049795
Ceiling Fixture | Linear Fluorescent | 48 | T-12 | 2 | 40 | Other | 104014 | Other | 0.00049795
Ceiling Fixture | Compact Fluorescent |  | Twist | 2 | 15 | Other | 104014 | Other | 0.00049795
Wall Mount | Compact Fluorescent |  | Twist | 1 | 15 | Other | 104014 | Other | 0.00049795
Ceiling Fixture | Linear Fluorescent | 48 | T-12 | 2 | 40 | Other | 104015 | Other | 0.00049795
Ceiling Fixture | Linear Fluorescent | 24 | T-12 | 2 | 20 | Other | 104015 | Other | 0.00049795
Track | Compact Fluorescent |  | Twist | 1 | 22 | Bathroom | 104017 | Bathroom | 0.00049795
Ceiling Fixture | Linear Fluorescent | 48 | T-12 | 2 | 40 | Garage | 104018 | Garage | 0.00049795
Ceiling Fixture | Linear Fluorescent | 24 | T-12 | 2 | 20 | Garage | 104018 | Garage | 0.00049795
Chandelier (Hanging) | Compact Fluorescent |  | Twist | 3 | 15 | Dining Room | 104019 | Dining Room | 0.00049795
Table | Incandescent |  | Standard A Lamp | 1 | 100 | Family Room | 1040110 | Family Room | 0.00049795
Floor lamp | Compact Fluorescent |  | Twist | 1 | 22 | Family Room | 1040110 | Family Room | 0.00049795
Table | Incandescent |  | Decorative | 1 | 40 | Family Room | 1040110 | Family Room | 0.00049795
Chandelier (Hanging) | Incandescent |  | Standard A Lamp | 1 | 60 | Other | 1040111 | Other | 0.00049795
Ceiling Fixture | Incandescent |  | Standard A Lamp | 1 | 40 | Hall | 1040112 | Hall | 0.00049795
Wall Mount | Incandescent |  | Globe | 4 | 40 | Bathroom | 1040113 | Bathroom | 0.00049795
Ceiling Fixture | Incandescent |  | Standard A Lamp | 2 | 40 | Bathroom | 1040113 | Bathroom | 0.00049795
Ceiling Fixture | Incandescent |  | Standard A Lamp | 2 | 60 | Bedroom | 1040114 | Bedroom | 0.00049795
Table | Compact Fluorescent |  | Twist | 1 | 15 | Bedroom | 1040114 | Bedroom | 0.00049795
Table | Incandescent |  | Standard A Lamp | 1 | 60 | Bedroom | 1040114 | Bedroom | 0.00049795
Ceiling Fixture | Compact Fluorescent |  | Twist | 1 | 15 | Closet | 1040115 | Closet | 0.00049795
Ceiling Fixture | Compact Fluorescent |  | Twist | 2 | 15 | Bedroom | 1040116 | Bedroom | 0.00049795
Table | Compact Fluorescent |  | Twist | 1 | 22 | Bedroom | 1040116 | Bedroom | 0.00049795
Track | Compact Fluorescent |  | Twist | 1 | 22 | Bedroom | 1040116 | Bedroom | 0.00049795
Other | Compact Fluorescent |  | Twist | 1 | 15 | Bedroom | 1040116 | Bedroom | 0.00049795
Track | Incandescent |  | Standard A Lamp | 1 | 60 | Family Room | 104081 | Family Room | 0.0012318
Wall Mount | Incandescent |  | Standard A Lamp | 2 | 60 | Bathroom | 104082 | Bathroom | 0.0012318
Wall Mount | Compact Fluorescent |  | Twist | 2 | 22 | Bathroom | 104083 | Bathroom | 0.0012318
Ceiling Fixture | Compact Fluorescent |  | Twist | 4 | 22 | Kitchen | 104084 | Kitchen | 0.0012318
Ceiling Fixture | Incandescent |  | Standard A Lamp | 4 | 60 | Kitchen | 104084 | Kitchen | 0.0012318
Ceiling Fixture | Compact Fluorescent |  | Twist | 4 | 22 | Kitchen | 104084 | Kitchen | 0.0012318
Ceiling Fixture | Incandescent |  | Standard A Lamp | 2 | 60 | Bedroom | 104085 | Bedroom | 0.0012318
Ceiling Fixture | Incandescent |  | Standard A Lamp | 2 | 60 | Bedroom | 104086 | Bedroom | 0.0012318
Ceiling Fixture | Linear Fluorescent | 48 | T-8 | 2 | 32 | Garage | 104087 | Garage | 0.0012318
Ceiling Fixture | Linear Fluorescent | 48 | T-12 | 4 | 40 | Garage | 104087 | Garage | 0.0012318
Garage door opener | Incandescent |  | Clear | 2 | 60 | Garage | 104087 | Garage | 0.0012318
Table | Incandescent |  | Standard A Lamp | 1 | 60 | Living Room | 104088 | Living Room | 0.0012318
Exterior | Incandescent |  | Decorative | 1 | 40 | Living Room | 104088 | Living Room | 0.0012318
Ceiling Fixture | Compact Fluorescent |  | Twist | 2 | 22 | Hall | 104089 | Hall | 0.0012318
Ceiling Fixture | Incandescent |  | Clear | 3 | 60 | Office | 1040810 | Office | 0.0012318
Ceiling Fixture | Incandescent |  | Standard A Lamp | 3 | 60 | Master Bedroom | 1040811 | Master Bedroom | 0.0012318
Wall Mount | Compact Fluorescent |  | Twist | 1 | 23 | Bathroom | 104111 | Bathroom | 0.00028601
Wall Mount | Incandescent |  | Standard A Lamp | 1 | 60 | Bathroom | 104111 | Bathroom | 0.00028601
Ceiling Fixture | Compact Fluorescent |  | Twist | 2 | 23 | Bedroom | 104112 | Bedroom | 0.00028601
Ceiling Fixture | Compact Fluorescent |  | Twist | 2 | 23 | Bedroom | 104113 | Bedroom | 0.00028601
Floor lamp | Compact Fluorescent |  | Twist | 1 | 23 | Living Room | 104114 | Living Room | 0.00028601
Ceiling Fixture | Compact Fluorescent |  | Twist | 1 | 23 | Garage | 104115 | Garage | 0.00028601
Ceiling Fixture | Compact Fluorescent |  | Twist | 1 | 13 | Hall | 104116 | Hall | 0.00028601
Chandelier (Hanging) | Incandescent |  | Globe | 5 | 40 | Kitchen | 104117 | Kitchen | 0.00028601
Ceiling Fixture | Compact Fluorescent |  | Twist | 2 | 23 | Kitchen | 104117 | Kitchen | 0.00028601
Ceiling Fixture | Compact Fluorescent |  | Twist | 2 | 23 | Master Bedroom | 104118 | Master Bedroom | 0.00028601
Wall Mount | Incandescent |  | Globe | 4 | 40 | Bathroom | 104131 | Bathroom | 0.00037892
Ceiling Fixture | Incandescent |  | Standard A Lamp | 5 | 75 | Bedroom | 104132 | Bedroom | 0.00037892
Floor lamp | Compact Fluorescent |  | Pin base | 1 | 27 | Bedroom | 104132 | Bedroom | 0.00037892
Table | Compact Fluorescent |  | Pin base | 1 | 27 | Bedroom | 104132 | Bedroom | 0.00037892
Ceiling Fixture | Incandescent |  | Standard A Lamp | 3 | 75 | Master Bedroom | 104133 | Master Bedroom | 0.00037892
Architectural | Incandescent |  | Standard A Lamp | 1 | 100 | Garage | 104134 | Garage | 0.00037892
Garage door opener | Incandescent |  | Standard A Lamp | 1 | 100 | Garage | 104134 | Garage | 0.00037892
Architectural | Incandescent |  | Standard A Lamp | 1 | 60 | Garage | 104134 | Garage | 0.00037892
Architectural | Compact Fluorescent |  | Twist | 1 | 7 | Garage | 104134 | Garage | 0.00037892
Table | Incandescent |  | Standard A Lamp | 1 | 75 | Garage | 104134 | Garage | 0.00037892
Ceiling Fixture | Incandescent |  | Standard A Lamp | 5 | 60 | Dining Room | 104135 | Dining Room | 0.00037892
Ceiling Fixture | Incandescent |  | Standard A Lamp | 1 | 60 | Hall | 104136 | Hall | 0.00037892
Ceiling Fixture | Incandescent |  | Standard A Lamp | 1 | 75 | Kitchen | 104137 | Kitchen | 0.00037892
Other | Incandescent |  | Standard A Lamp | 2 | 40 | Kitchen | 104137 | Kitchen | 0.00037892
Other | Incandescent |  | Standard A Lamp | 1 | 60 | Laundry Room | 104138 | Laundry Room | 0.00037892
Table | Incandescent |  | Standard A Lamp | 1 | 60 | Living Room | 104139 | Living Room | 0.00037892
Table | Compact Fluorescent |  | Twist | 1 | 25 | Living Room | 104139 | Living Room | 0.00037892
Floor lamp | Incandescent |  | Standard A Lamp | 1 | 100 | Living Room | 104139 | Living Room | 0.00037892
Floor lamp | Compact Fluorescent |  | Twist | 1 | 27 | Living Room | 104139 | Living Room | 0.00037892
Ceiling Fixture | Compact Fluorescent |  | Twist | 2 | 15 | Dining Room | 104211 | Dining Room | 0.000364
Table | Compact Fluorescent |  | Twist | 1 | 15 | Dining Room | 104211 | Dining Room | 0.000364
Ceiling Fixture | Compact Fluorescent |  | Twist | 1 | 15 | Bedroom | 104212 | Bedroom | 0.000364
Table | Compact Fluorescent |  | Twist | 1 | 15 | Bedroom | 104212 | Bedroom | 0.000364
Ceiling Fixture | Compact Fluorescent |  | Twist | 1 | 15 | Bedroom | 104213 | Bedroom | 0.000364
Table | Incandescent |  | Standard A Lamp | 1 | 60 | Bedroom | 104213 | Bedroom | 0.000364
Ceiling Fan | Compact Fluorescent |  | Twist | 1 | 15 | Bedroom | 104214 | Bedroom | 0.000364
Table | Compact Fluorescent |  | Twist | 1 | 15 | Bedroom | 104214 | Bedroom | 0.000364
Floor lamp | Compact Fluorescent |  | Twist | 1 | 15 | Bedroom | 104214 | Bedroom | 0.000364
Wall Mount | Incandescent |  | Clear | 2 | 60 | Bathroom | 104215 | Bathroom | 0.000364
Recessed Can | Incandescent |  | Reflector | 1 | 65 | Bathroom | 104215 | Bathroom | 0.000364
Recessed Can | Incandescent |  | Reflector | 1 | 65 | Kitchen | 104216 | Kitchen | 0.000364
Ceiling Fixture | Compact Fluorescent |  | Twist | 1 | 15 | Kitchen | 104216 | Kitchen | 0.000364
Recessed Can | Incandescent |  | Reflector | 1 | 65 | Closet | 104217 | Closet | 0.000364
Wall Mount | Compact Fluorescent |  | Twist | 1 | 15 | Other | 104218 | Other | 0.000364
Ceiling Fixture | Compact Fluorescent |  | Twist | 1 | 15 | Hall | 104219 | Hall | 0.000364
Ceiling Fixture | Compact Fluorescent |  | Twist | 1 | 15 | Laundry Room | 1042110 | Laundry Room | 0.000364
Floor lamp | Compact Fluorescent |  | Twist | 1 | 15 | Laundry Room | 1042110 | Laundry Room | 0.000364
Floor lamp | Incandescent |  | Mini base | 3 | 40 | Laundry Room | 1042110 | Laundry Room | 0.000364
Ceiling Fixture | Compact Fluorescent |  | Twist | 1 | 15 | Hall | 1042111 | Hall | 0.000364
Wall Mount | Compact Fluorescent |  | Globe | 4 | 15 | Bathroom | 1042112 | Bathroom | 0.000364
Ceiling Fixture | Incandescent |  | Heat Lamp | 1 | 250 | Bathroom | 1042112 | Bathroom | 0.000364
Wall Mount | Incandescent |  | Globe | 4 | 40 | Bathroom | 104251 | Bathroom | 0.0012318
Chandelier (Hanging) | Incandescent |  | Standard A Lamp | 5 | 100 | Dining Room | 104252 | Dining Room | 0.0012318
Ceiling Fixture | Incandescent |  | Standard A Lamp | 1 | 60 | Closet | 104253 | Closet | 0.0012318
Ceiling Fixture | Incandescent |  | Standard A Lamp | 1 | 100 | Family Room | 104254 | Family Room | 0.0012318
Wall Mount | Incandescent |  | Standard A Lamp | 1 | 60 | Family Room | 104254 | Family Room | 0.0012318
Ceiling Fixture | Incandescent |  | Standard A Lamp | 1 | 60 | Garage | 104255 | Garage | 0.0012318
Garage door opener | Incandescent |  | Standard A Lamp | 2 | 60 | Garage | 104255 | Garage | 0.0012318
Wall Mount | Incandescent |  | Globe | 7 | 40 | Bathroom | 104256 | Bathroom | 0.0012318
Recessed Can | Incandescent |  | Reflector | 1 | 150 | Hall | 104257 | Hall | 0.0012318
Ceiling Fixture | Incandescent |  | Mini base | 4 | 40 | Hall | 104258 | Hall | 0.0012318
Recessed Can | Compact Fluorescent |  | Flood | 1 | 11 | Hall | 104258 | Hall | 0.0012318
Chandelier (Hanging) | Compact Fluorescent |  | Twist | 1 | 15 | Kitchen | 104259 | Kitchen | 0.0012318
Recessed Can | Halogen |  | MR | 1 | 50 | Kitchen | 104259 | Kitchen | 0.0012318
Ceiling Fixture | Incandescent |  | Standard A Lamp | 1 | 100 | Laundry Room | 1042510 | Laundry Room | 0.0012318
Table | Incandescent |  | 3-Way Incandescent | 1 | 100 | Living Room | 1042511 | Living Room | 0.0012318
Table | Incandescent |  | 3-Way Incandescent | 1 | 100 | Living Room | 1042511 | Living Room | 0.0012318
Wall Mount | Compact Fluorescent |  | Globe | 3 | 11 | Bathroom | 1042512 | Bathroom | 0.0012318
Wall Mount | Incandescent |  | Globe | 4 | 40 | Bathroom | 1042512 | Bathroom | 0.0012318
Ceiling Fixture | Incandescent |  | Standard A Lamp | 1 | 100 | Bathroom | 1042512 | Bathroom | 0.0012318
Recessed Can | Incandescent |  | Heat Lamp | 1 | 125 | Bathroom | 1042512 | Bathroom | 0.0012318
Floor lamp | Linear Fluorescent | 48 | T-4 | 1 | 100 | Bedroom | 1042513 | Bedroom | 0.0012318
Other | Incandescent |  | Mini base | 1 | 25 | Bedroom | 1042513 | Bedroom | 0.0012318
Table | Incandescent |  | 3-Way Incandescent | 1 | 100 | Bedroom | 1042513 | Bedroom | 0.0012318
Recessed Can | Incandescent |  | Reflector | 1 | 65 | Family Room | 1042514 | Family Room | 0.0012318
Table | Incandescent |  | Standard A Lamp | 1 | 60 | Family Room | 1042514 | Family Room | 0.0012318
Table | Incandescent |  | 3-Way Incandescent | 1 | 100 | Bedroom | 1042515 | Bedroom | 0.0012318
Wall Mount | Compact Fluorescent |  | Twist | 1 | 15 | Hall | 1042516 | Hall | 0.0012318
Recessed Can | Incandescent |  | Reflector | 1 | 100 | Hall | 1042517 | Hall | 0.0012318
Other | Incandescent |  | Standard A Lamp | 2 | 75 | Bedroom | 1042518 | Bedroom | 0.0012318
Table | Incandescent |  | Decorative | 2 | 25 | Bedroom | 1042518 | Bedroom | 0.0012318
Table | Incandescent |  | Standard A Lamp | 1 | 60 | Bedroom | 1042518 | Bedroom | 0.0012318
Track | Incandescent |  | Clear | 3 | 60 | Family Room | 104301 | Family Room | 0.000364
Floor lamp | Incandescent |  | Clear | 1 | 60 | Family Room | 104301 | Family Room | 0.000364
Ceiling Fixture | Compact Fluorescent |  | Pin base | 3 | 40 | Master Bedroom | 104302 | Master Bedroom | 0.000364
Chandelier (Hanging) | Incandescent |  | Globe | 1 | 100 | Master Bedroom | 104302 | Master Bedroom | 0.000364
Ceiling Fixture | Incandescent |  | Standard A Lamp | 1 | 60 | Closet | 104303 | Closet | 0.000364
Wall Mount | Halogen |  | MR | 4 | 50 | Bathroom | 104304 | Bathroom | 0.000364
Ceiling Fixture | Incandescent |  | Standard A Lamp | 2 | 60 | Hall | 104305 | Hall | 0.000364
Ceiling Fixture | Incandescent |  | Standard A Lamp | 1 | 60 | Garage | 104306 | Garage | 0.000364
Ceiling Fixture | Linear Fluorescent | 48 | T-12 | 2 | 40 | Garage | 104306 | Garage | 0.000364
Garage door opener | Incandescent |  | Standard A Lamp | 2 | 40 | Garage | 104306 | Garage | 0.000364
Chandelier (Hanging) | Incandescent |  | Standard A Lamp | 5 | 60 | Living Room | 104307 | Living Room | 0.000364
Ceiling Fixture | Linear Fluorescent | 48 | T-12 | 2 | 40 | Kitchen | 104308 | Kitchen | 0.000364
Ceiling Fixture | Linear Fluorescent | 24 | T-12 | 1 | 25 | Kitchen | 104308 | Kitchen | 0.000364
Ceiling Fixture | Incandescent |  | Standard A Lamp | 2 | 60 | Laundry Room | 104309 | Laundry Room | 0.000364
Recessed Can | Incandescent |  | Reflector | 1 | 65 | Living Room | 1043010 | Living Room | 0.000364
Recessed Can | Incandescent |  | Standard A Lamp | 1 | 60 | Hall | 1043011 | Hall | 0.000364
Wall Mount | Incandescent |  | Decorative | 1 | 40 | Hall | 1043011 | Hall | 0.000364
Wall Mount | Incandescent |  | Globe | 6 | 60 | Bathroom | 1043012 | Bathroom | 0.000364
Ceiling Fixture | Halogen |  | MR | 4 | 50 | Office | 1043013 | Office | 0.000364
Ceiling Fixture | Incandescent |  | Globe | 3 | 60 | Bedroom | 1043014 | Bedroom | 0.000364
Ceiling Fixture | Incandescent |  | Standard A Lamp | 2 | 60 | Family Room | 104351 | Family Room | 0.00037892
Floor lamp | Halogen |  | MR | 1 | 35 | Family Room | 104351 | Family Room | 0.00037892
Floor lamp | Incandescent |  | Standard A Lamp | 1 | 60 | Family Room | 104351 | Family Room | 0.00037892
Ceiling Fixture | Linear Fluorescent | 48 | T-12 | 1 | 40 | Bathroom | 104352 | Bathroom | 0.00037892
Chandelier (Hanging) | Incandescent |  | Standard A Lamp | 1 | 60 | Other | 104353 | Other | 0.00037892
Ceiling Fixture | Incandescent |  | Standard A Lamp | 2 | 60 | Family Room | 104354 | Family Room | 0.00037892
Ceiling Fixture | Incandescent |  | Standard A Lamp | 1 | 60 | Family Room | 104354 | Family Room | 0.00037892
Chandelier (Hanging) | Incandescent |  | Standard A Lamp | 1 | 60 | Dining Room | 104356 | Dining Room | 0.00037892
Ceiling Fixture | Incandescent |  | Globe | 4 | 40 | Hall | 104357 | Hall | 0.00037892
Garage door opener | Incandescent |  | Standard A Lamp | 1 | 100 | Garage | 104358 | Garage | 0.00037892
Other | Incandescent |  | Standard A Lamp | 1 | 60 | Garage | 104358 | Garage | 0.00037892
Ceiling Fixture | Incandescent |  | Standard A Lamp | 2 | 60 | Hall | 104359 | Hall | 0.00037892
Wall Mount | Halogen |  | Quartz Tube | 3 | 100 | Bathroom | 1043510 | Bathroom | 0.00037892
Chandelier (Hanging) | Incandescent |  | Standard A Lamp | 3 | 60 | Kitchen | 1043511 | Kitchen | 0.00037892
Ceiling Fixture | Incandescent |  | Standard A Lamp | 2 | 60 | Kitchen | 1043511 | Kitchen | 0.00037892
Other | Linear Fluorescent | 18 | Fluorescent Other | 1 | 16 | Kitchen | 1043511 | Kitchen | 0.00037892
Recessed Can | Incandescent |  | Standard A Lamp | 1 | 60 | Kitchen | 1043511 | Kitchen | 0.00037892
Ceiling Fixture | Linear Fluorescent | 48 | T-12 | 2 | 40 | Other | 1043512 | Other | 0.00037892
Table | Incandescent |  | Standard A Lamp | 1 | 60 | Living Room | 1043513 | Living Room | 0.00037892
Torchiere | Incandescent |  | Standard A Lamp | 1 | 60 | Living Room | 1043513 | Living Room | 0.00037892
Table | Incandescent |  | Standard A Lamp | 1 | 100 | Living Room | 1043513 | Living Room | 0.00037892
Wall Mount | Halogen |  | Quartz Tube | 2 | 100 | Bathroom | 1043514 | Bathroom | 0.00037892
Ceiling Fixture | Compact Fluorescent |  | Pin base | 1 | 15 | Bathroom | 1043514 | Bathroom | 0.00037892
Recessed Can | Incandescent |  | Standard A Lamp | 1 | 60 | Hall | 1043515 | Hall | 0.00037892
Ceiling Fixture | Incandescent |  | Standard A Lamp | 1 | 60 | Master Bedroom | 1043516 | Master Bedroom | 0.00037892
Table | Incandescent |  | Standard A Lamp | 2 | 60 | Master Bedroom | 1043516 | Master Bedroom | 0.00037892
Table | Incandescent |  | 3-Way Incandescent | 1 | 150 | Master Bedroom | 1043516 | Master Bedroom | 0.00037892
Ceiling Fixture | Incandescent |  | Standard A Lamp | 1 | 60 | Bedroom | 1043517 | Bedroom | 0.00037892
Ceiling Fixture | Incandescent |  | Standard A Lamp | 2 | 60 | Bedroom | 1043518 | Bedroom | 0.00037892
Table | Compact Fluorescent |  | Straight Tube | 1 | 15 | Bedroom | 1043518 | Bedroom | 0.00037892
Floor lamp | Compact Fluorescent |  | Twist | 3 | 7 | Bedroom | 104591 | Bedroom | 0.00037892
Ceiling Fixture | Halogen |  |  | 1 | 75 | Bedroom | 104592 | Bedroom | 0.00037892
Ceiling Fixture | Linear Fluorescent | 48 | T-8 | 2 | 32 | Other | 104593 | Other | 0.00037892
Ceiling Fixture | Compact Fluorescent |  | Twist | 2 | 15 | Bathroom | 104594 | Bathroom | 0.00037892
Wall Mount | Compact Fluorescent |  | Twist | 3 | 7 | Bathroom | 104594 | Bathroom | 0.00037892
Chandelier (Hanging) | Compact Fluorescent |  | Twist | 5 | 15 | Dining Room | 104595 | Dining Room | 0.00037892
Wall Mount | Incandescent |  | Reflector | 1 | 100 | Dining Room | 104595 | Dining Room | 0.00037892
Ceiling Fixture | Linear Fluorescent | 48 | T-8 | 2 | 32 | Kitchen | 104596 | Kitchen | 0.00037892
Ceiling Fixture | Compact Fluorescent |  | Twist | 2 | 15 | Hall | 104597 | Hall | 0.00037892
Table | Incandescent |  | Mini base | 1 | 25 | Hall | 104597 | Hall | 0.00037892
Ceiling Fixture | Compact Fluorescent |  | Twist | 3 | 15 | Living Room | 104598 | Living Room | 0.00037892
Ceiling Fixture | Compact Fluorescent |  | Twist | 2 | 15 | Hall | 104599 | Hall | 0.00037892
Ceiling Fan | Compact Fluorescent |  | Twist | 2 | 15 | Master Bedroom | 1045910 | Master Bedroom | 0.00037892
Wall Mount | Other | 50 | LED Interior | 1 | 15 | Master Bedroom | 1045910 | Master Bedroom | 0.00037892
Wall Mount | Compact Fluorescent |  | Twist | 1 | 15 | Master Bedroom | 1045910 | Master Bedroom | 0.00037892
Ceiling Fixture | Compact Fluorescent |  | Twist | 2 | 15 | Bedroom | 1045911 | Bedroom | 0.00037892
Torchiere | Halogen |  | Quartz Tube | 1 | 150 | Living Room | 104621 | Living Room | 0.00037892
Table | Incandescent |  | 3-Way Incandescent | 1 | 100 | Living Room | 104621 | Living Room | 0.00037892
Recessed Can | Incandescent |  | Clear | 1 | 65 | Living Room | 104622 | Living Room | 0.00037892
Floor lamp | Incandescent |  | Standard A Lamp | 1 | 60 | Living Room | 104622 | Living Room | 0.00037892
Recessed Can | Incandescent |  | Reflector | 1 | 65 | Hall | 104623 | Hall | 0.00037892
Ceiling Fixture | Incandescent |  | Standard A Lamp | 2 | 60 | Bedroom | 104624 | Bedroom | 0.00037892
Table | Incandescent |  | Standard A Lamp | 1 | 60 | Bedroom | 104624 | Bedroom | 0.00037892
Recessed Can | Incandescent |  | Reflector | 1 | 65 | Bathroom | 104626 | Bathroom | 0.00037892
Wall Mount | Incandescent |  | Globe | 5 | 40 | Bathroom | 104626 | Bathroom | 0.00037892
Ceiling Fixture | Incandescent |  | Standard A Lamp | 2 | 60 | Bathroom | 104626 | Bathroom | 0.00037892
Recessed Can | Incandescent |  | Reflector | 1 | 65 | Master Bedroom | 104627 | Master Bedroom | 0.00037892
Table | Incandescent |  | Standard A Lamp | 1 | 60 | Master Bedroom | 104627 | Master Bedroom | 0.00037892
Recessed Can | Incandescent |  | Reflector | 1 | 65 | Hall | 104628 | Hall | 0.00037892
Ceiling Fixture | Compact Fluorescent |  | Twist | 2 | 15 | Closet | 104629 | Closet | 0.00037892
Ceiling Fixture | Incandescent |  | Standard A Lamp | 2 | 60 | Bedroom | 1046211 | Bedroom | 0.00037892
Table | Incandescent |  | Standard A Lamp | 1 | 60 | Bedroom | 1046211 | Bedroom | 0.00037892
Chandelier (Hanging) | Incandescent |  | Standard A Lamp | 6 | 60 | Dining Room | 1046212 | Dining Room | 0.00037892
Wall Mount | Incandescent |  | Globe | 4 | 40 | Bathroom | 1046213 | Bathroom | 0.00037892
Ceiling Fixture | Incandescent |  | Standard A Lamp | 2 | 60 | Office | 1046214 | Office | 0.00037892
Floor lamp | Incandescent |  | 3-Way Incandescent | 1 | 100 | Office | 1046214 | Office | 0.00037892
Ceiling Fixture | Incandescent |  | Standard A Lamp | 1 | 60 | Garage | 1046215 | Garage | 0.00037892
Garage door opener | Incandescent |  | Standard A Lamp | 1 | 40 | Garage | 1046215 | Garage | 0.00037892
Wall Mount | Incandescent |  | Standard A Lamp | 4 | 40 | Garage | 1046215 | Garage | 0.00037892
Ceiling Fixture | Compact Fluorescent |  | A shape bulb | 2 | 22 | Hall | 1046216 | Hall | 0.00037892
Wall Mount | Incandescent |  | Globe | 4 | 40 | Bathroom | 1046217 | Bathroom | 0.00037892
Ceiling Fixture | Compact Fluorescent |  | Twist | 2 | 15 | Laundry Room | 1046218 | Laundry Room | 0.00037892
Recessed Can | Incandescent |  | Reflector | 1 | 65 | Kitchen | 1046219 | Kitchen | 0.00037892
Chandelier (Hanging) | Incandescent |  | Standard A Lamp | 3 | 60 | Kitchen | 1046219 | Kitchen | 0.00037892
Recessed Can | Incandescent |  | Reflector | 1 | 65 | Family Room | 1046220 | Family Room | 0.00037892
Ceiling Fixture | Incandescent |  | Standard A Lamp | 1 | 60 | Closet | 1046221 | Closet | 0.00037892
Chandelier (Hanging) | Incandescent |  | Standard A Lamp | 3 | 60 | Hall | 1046222 | Hall | 0.00037892
Table | Incandescent |  | Standard A Lamp | 1 | 40 | Living Room | 104661 | Living Room | 0.000364
Ceiling Fixture | Compact Fluorescent |  | Twist | 1 | 22 | Bedroom | 104662 | Bedroom | 0.000364
Ceiling Fixture | Compact Fluorescent |  | Twist | 1 | 15 | Closet | 104663 | Closet | 0.000364
Ceiling Fixture | Incandescent |  | Standard A Lamp | 3 | 40 | Hall | 104664 | Hall | 0.000364
Ceiling Fixture | Linear Fluorescent | 48 | T-12 | 1 | 40 | Kitchen | 104665 | Kitchen | 0.000364
Ceiling Fixture | Compact Fluorescent |  | Twist | 1 | 15 | Laundry Room | 104666 | Laundry Room | 0.000364
Ceiling Fixture | Incandescent |  | Standard A Lamp | 2 | 60 | Bedroom | 104667 | Bedroom | 0.000364
Ceiling Fixture | Compact Fluorescent |  | Twist | 1 | 15 | Hall | 104668 | Hall | 0.000364
Ceiling Fixture | Incandescent |  | Standard A Lamp | 2 | 40 | Master Bedroom | 104669 | Master Bedroom | 0.000364
Ceiling Fixture | Compact Fluorescent |  | Twist | 1 | 15 | Closet | 1046610 | Closet | 0.000364
Ceiling Fixture | Incandescent |  | Standard A Lamp | 1 | 40 | Bathroom | 1046611 | Bathroom | 0.000364
Wall Mount | Incandescent |  | Globe | 4 | 40 | Bathroom | 1046611 | Bathroom | 0.000364
Ceiling Fixture | Linear Fluorescent | 48 | T-12 | 2 | 40 | Garage | 104761 | Garage | 0.0012318
Ceiling Fixture | Incandescent |  | Standard A Lamp | 1 | 40 | Closet | 104762 | Closet | 0.0012318
Ceiling Fixture | Compact Fluorescent |  | Twist | 1 | 22 | Bedroom | 104763 | Bedroom | 0.0012318
Ceiling Fixture | Incandescent |  | Standard A Lamp | 1 | 60 | Closet | 104764 | Closet | 0.0012318
Wall Mount | Incandescent |  | Globe | 3 | 40 | Bathroom | 104765 | Bathroom | 0.0012318
Table | Incandescent |  | Standard A Lamp | 1 | 100 | Bedroom | 104766 | Bedroom | 0.0012318
Ceiling Fixture | Incandescent |  | Standard A Lamp | 2 | 60 | Bedroom | 104766 | Bedroom | 0.0012318
Chandelier (Hanging) | Compact Fluorescent |  | Twist | 5 | 15 | Dining Room | 104767 | Dining Room | 0.0012318
Ceiling Fixture | Compact Fluorescent |  | Twist | 1 | 15 | Kitchen | 104768 | Kitchen | 0.0012318
Ceiling Fixture | Linear Fluorescent | 48 | T-12 | 2 | 40 | Kitchen | 104768 | Kitchen | 0.0012318
Table | Incandescent |  | Standard A Lamp | 2 | 75 | Living Room | 104769 | Living Room | 0.0012318
Table | Incandescent |  | Decorative | 2 | 60 | Living Room | 104769 | Living Room | 0.0012318
Floor lamp | Incandescent |  | 3-Way Incandescent | 1 | 100 | Living Room | 104769 | Living Room | 0.0012318
Track | Halogen |  | MR | 6 | 50 | Hall | 1047610 | Hall | 0.0012318
Ceiling Fixture | Incandescent |  | Standard A Lamp | 1 | 40 | Hall | 1047610 | Hall | 0.0012318
Wall Mount | Incandescent |  | Globe | 8 | 40 | Bathroom | 1047611 | Bathroom | 0.0012318
Ceiling Fixture | Incandescent |  | Decorative | 2 | 60 | Master Bedroom | 1047612 | Master Bedroom | 0.0012318
Table | Incandescent |  | Standard A Lamp | 1 | 100 | Master Bedroom | 1047612 | Master Bedroom | 0.0012318
Table | Incandescent |  | Standard A Lamp | 1 | 60 | Master Bedroom | 1047612 | Master Bedroom | 0.0012318
Ceiling Fixture | Compact Fluorescent |  | Twist | 1 | 15 | Bedroom | 104861 | Bedroom | 0.0017229
Table | Compact Fluorescent |  | Twist | 1 | 15 | Bedroom | 104861 | Bedroom | 0.0017229
Wall Mount | Compact Fluorescent |  | Twist | 1 | 15 | Bedroom | 104862 | Bedroom | 0.0017229
Ceiling Fixture | Linear Fluorescent | 48 | T-12 | 2 | 40 | Laundry Room | 104863 | Laundry Room | 0.0017229
Ceiling Fixture | Compact Fluorescent |  | Twist | 1 | 15 | Laundry Room | 104863 | Laundry Room | 0.0017229
Wall Mount | Compact Fluorescent |  | Twist | 1 | 22 | Bathroom | 104864 | Bathroom | 0.0017229
Ceiling Fixture | Incandescent |  | Standard A Lamp | 2 | 75 | Bedroom | 104865 | Bedroom | 0.0017229
Ceiling Fixture | Compact Fluorescent |  | Twist | 1 | 15 | Bedroom | 104866 | Bedroom | 0.0017229
Ceiling Fixture | Compact Fluorescent |  | Twist | 1 | 15 | Bedroom | 104867 | Bedroom | 0.0017229
Ceiling Fixture | Compact Fluorescent |  | Twist | 1 | 15 | Bedroom | 104868 | Bedroom | 0.0017229
Table | Incandescent |  | Standard A Lamp | 2 | 40 | Bedroom | 104868 | Bedroom | 0.0017229
Ceiling Fan | Compact Fluorescent |  | Twist | 3 | 22 | Dining Room | 104869 | Dining Room | 0.0017229
Ceiling Fixture | Incandescent |  | Standard A Lamp | 1 | 75 | Hall | 1048610 | Hall | 0.0017229
Ceiling Fixture | Incandescent |  | Standard A Lamp | 1 | 60 | Kitchen | 1048611 | Kitchen | 0.0017229
Ceiling Fixture | Compact Fluorescent |  | Twist | 1 | 15 | Kitchen | 1048611 | Kitchen | 0.0017229
Torchiere | Halogen |  | Quartz Tube | 1 | 150 | Living Room | 1048612 | Living Room | 0.0017229
Ceiling Fixture | Incandescent |  | Decorative | 1 | 40 | Hall | 1048613 | Hall | 0.0017229
Ceiling Fixture | Compact Fluorescent |  | Twist | 1 | 15 | Hall | 1048613 | Hall | 0.0017229
Wall Mount | Incandescent |  | Standard A Lamp | 4 | 60 | Bathroom | 104901 | Bathroom | 0.0012318
Ceiling Fixture | Incandescent |  | Standard A Lamp | 1 | 40 | Bathroom | 104901 | Bathroom | 0.0012318
Ceiling Fixture | Compact Fluorescent |  | Twist | 3 | 15 | Bedroom | 104902 | Bedroom | 0.0012318
Table | Compact Fluorescent |  | Twist | 1 | 14 | Bedroom | 104902 | Bedroom | 0.0012318
Table | Incandescent |  | Clear | 1 | 40 | Bedroom | 104903 | Bedroom | 0.0012318
Ceiling Fixture | Incandescent |  | Standard A Lamp | 2 | 60 | Bedroom | 104903 | Bedroom | 0.0012318
Ceiling Fixture | Compact Fluorescent |  | Twist | 1 | 15 | Other | 104904 | Other | 0.0012318
Chandelier (Hanging) | Incandescent |  | Standard A Lamp | 4 | 60 | Dining Room | 104905 | Dining Room | 0.0012318
Wall Mount | Compact Fluorescent |  | Twist | 1 | 15 | Hall | 104906 | Hall | 0.0012318
Track | Halogen |  | MR | 4 | 25 | Kitchen | 104907 | Kitchen | 0.0012318
Track | Halogen |  | MR | 3 | 30 | Laundry Room | 104908 | Laundry Room | 0.0012318
Floor lamp | Compact Fluorescent |  | Twist | 1 | 22 | Living Room | 104909 | Living Room | 0.0012318
Ceiling Fixture | Compact Fluorescent |  | Twist | 1 | 23 | Bedroom | 104911 | Bedroom | 0.000364
Table | Compact Fluorescent |  | Twist | 1 | 13 | Bedroom | 104911 | Bedroom | 0.000364
Wall Mount | Compact Fluorescent |  | Twist | 2 | 13 | Bathroom | 104912 | Bathroom | 0.000364
Ceiling Fixture | Compact Fluorescent |  | Twist | 3 | 23 | Kitchen | 104913 | Kitchen | 0.000364
Ceiling Fixture | Compact Fluorescent |  | Twist | 1 | 23 | Bedroom | 104914 | Bedroom | 0.000364
Table | Incandescent |  | Mini base | 3 | 40 | Bedroom | 104914 | Bedroom | 0.000364
Wall Mount | Compact Fluorescent |  | Twist | 1 | 23 | Hall | 104915 | Hall | 0.000364
Ceiling Fixture | Compact Fluorescent |  | Twist | 2 | 23 | Dining Room | 104917 | Dining Room | 0.000364
Ceiling Fixture | Compact Fluorescent |  | Twist | 1 | 23 | Laundry Room | 104918 | Laundry Room | 0.000364
Floor lamp | Halogen |  | Quartz Tube | 1 | 300 | Living Room | 104919 | Living Room | 0.000364
Ceiling Fixture | Compact Fluorescent |  | Twist | 2 | 23 | Bedroom | 1049110 | Bedroom | 0.000364
Table | Compact Fluorescent |  | Twist | 1 | 13 | Bedroom | 1049110 | Bedroom | 0.000364
Floor lamp | Compact Fluorescent |  | Twist | 1 | 23 | Bedroom | 1049110 | Bedroom | 0.000364
Ceiling Fixture | Compact Fluorescent |  | Twist | 1 | 22 | Other | 1049111 | Other | 0.000364
Ceiling Fixture | Incandescent |  | Standard A Lamp | 1 | 75 | Bathroom | 104931 | Bathroom | 0.00037892
Ceiling Fixture | Incandescent |  | Standard A Lamp | 1 | 60 | Bathroom | 104932 | Bathroom | 0.00037892
Ceiling Fixture | Incandescent |  | Standard A Lamp | 2 | 60 | Bedroom | 104933 | Bedroom | 0.00037892
Table | Incandescent |  | Standard A Lamp | 1 | 60 | Bedroom | 104933 | Bedroom | 0.00037892
Architectural | Incandescent |  | Standard A Lamp | 1 | 75 | Closet | 104934 | Closet | 0.00037892
Track | Halogen |  | MR | 4 | 75 | Dining Room | 104935 | Dining Room | 0.00037892
Table | Incandescent |  | Standard A Lamp | 1 | 40 | Dining Room | 104935 | Dining Room | 0.00037892
Low bay | Linear Fluorescent | 47 | T-12 | 2 | 40 | Family Room | 104936 | Family Room | 0.00037892
Garage door opener | Incandescent |  | Standard A Lamp | 1 | 60 | Garage | 104937 | Garage | 0.00037892
Low bay | Linear Fluorescent | 46 | T-12 | 2 | 40 | Garage | 104938 | Garage | 0.00037892
Track | Linear Fluorescent | 48 | T-12 | 2 | 40 | Hall | 104939 | Hall | 0.00037892
Ceiling Fixture | Incandescent |  | Standard A Lamp | 1 | 60 | Hall | 1049310 | Hall | 0.00037892
Ceiling Fixture | Incandescent |  | Standard A Lamp | 2 | 60 | Bedroom | 1049311 | Bedroom | 0.00037892
Low bay | Linear Fluorescent | 47 | T-12 | 2 | 40 | Kitchen | 1049312 | Kitchen | 0.00037892
Floor lamp | Compact Fluorescent |  | Twist | 1 | 13 | Living Room | 1049313 | Living Room | 0.00037892
Ceiling Fixture | Incandescent |  | Standard A Lamp | 1 | 60 | Bathroom | 1049314 | Bathroom | 0.00037892
Floor lamp | Compact Fluorescent |  | Twist | 1 | 23 | Master Bedroom | 1049315 | Master Bedroom | 0.00037892
Table | Incandescent |  | Standard A Lamp | 1 | 60 | Master Bedroom | 1049315 | Master Bedroom | 0.00037892
Chandelier (Hanging) | Incandescent |  | Standard A Lamp | 1 | 60 | Other | 1049316 | Other | 0.00037892
Ceiling Fixture | Incandescent |  | Mini base | 3 | 40 | Hall | 1049317 | Hall | 0.00037892
Wall Mount | Compact Fluorescent |  | Twist | 1 | 15 | Bathroom | 104961 | Bathroom | 0.00028601
Ceiling Fixture | Compact Fluorescent |  | Twist | 1 | 15 | Bedroom | 104962 | Bedroom | 0.00028601
Ceiling Fixture | Compact Fluorescent |  | Twist | 1 | 15 | Kitchen | 104963 | Kitchen | 0.00028601
Ceiling Fixture | Compact Fluorescent |  | Twist | 1 | 15 | Living Room | 104964 | Living Room | 0.00028601
Ceiling Fixture | Compact Fluorescent |  | Twist | 2 | 15 | Master Bedroom | 104965 | Master Bedroom | 0.00028601
Wall Mount | Compact Fluorescent |  | Twist | 2 | 15 | Other | 104966 | Other | 0.00028601
Ceiling Fixture | Compact Fluorescent |  | Twist | 1 | 15 | Bedroom | 104967 | Bedroom | 0.00028601
Ceiling Fixture | Compact Fluorescent |  | Twist | 1 | 15 | Laundry Room | 104968 | Laundry Room | 0.00028601
Ceiling Fixture | Incandescent |  | Standard A Lamp | 3 | 100 | Kitchen | 105101 | Kitchen | 0.000364
Ceiling Fixture | Compact Fluorescent |  | Twist | 3 | 23 | Kitchen | 105101 | Kitchen | 0.000364
Ceiling Fixture | Incandescent |  | Standard A Lamp | 1 | 60 | Closet | 105102 | Closet | 0.000364
Wall Mount | Incandescent |  | Standard A Lamp | 2 | 75 | Bathroom | 105103 | Bathroom | 0.000364
Ceiling Fixture | Incandescent |  | Standard A Lamp | 1 | 100 | Hall | 105104 | Hall | 0.000364
Wall Mount | Incandescent |  | Standard A Lamp | 3 | 40 | Bathroom | 105105 | Bathroom | 0.000364
Ceiling Fixture | Incandescent |  | Standard A Lamp | 1 | 60 | Closet | 105106 | Closet | 0.000364
Ceiling Fixture | Linear Fluorescent | 48 | T-12 | 2 | 34 | Other | 105107 | Other | 0.000364
Ceiling Fixture | Compact Fluorescent |  | Twist | 2 | 23 | Bedroom | 105108 | Bedroom | 0.000364
Ceiling Fixture | Linear Fluorescent | 48 | T-12 | 1 | 34 | Office | 105109 | Office | 0.000364
Ceiling Fixture | Linear Fluorescent | 48 | T-12 | 3 | 34 | Garage | 1051010 | Garage | 0.000364
Chandelier (Hanging) | Incandescent |  | Mini base | 6 | 40 | Dining Room | 1051011 | Dining Room | 0.000364
Table | Incandescent |  | Standard A Lamp | 1 | 200 | Living Room | 1051012 | Living Room | 0.000364
Wall Mount | Compact Fluorescent |  | Twist | 1 | 23 | Bathroom | 1051013 | Bathroom | 0.000364
Ceiling Fixture | Incandescent |  | Standard A Lamp | 1 | 100 | Family Room | 1051014 | Family Room | 0.000364
Wall Mount | Incandescent |  | Standard A Lamp | 1 | 100 | Family Room | 1051014 | Family Room | 0.000364
Ceiling Fixture | Incandescent |  | Standard A Lamp | 1 | 60 | Laundry Room | 1051015 | Laundry Room | 0.000364
Ceiling Fixture | Incandescent |  | Standard A Lamp | 2 | 100 | Hall | 1051016 | Hall | 0.000364
Ceiling Fixture | Incandescent |  | Standard A Lamp | 2 | 100 | Other | 1051017 | Other | 0.000364
Table | Incandescent |  | Standard A Lamp | 1 | 200 | Other | 1051017 | Other | 0.000364
Ceiling Fixture | Incandescent |  | Standard A Lamp | 2 | 100 | Master Bedroom | 1051018 | Master Bedroom | 0.000364
Table | Incandescent |  | Standard A Lamp | 1 | 60 | Master Bedroom | 1051018 | Master Bedroom | 0.000364
Table | Compact Fluorescent |  | Twist | 1 | 23 | Master Bedroom | 1051018 | Master Bedroom | 0.000364
Ceiling Fixture | Compact Fluorescent |  | Twist | 1 | 15 | Kitchen | 105141 | Kitchen | 0.00037892
Ceiling Fixture | Incandescent |  | Standard A Lamp | 1 | 60 | Other | 105142 | Other | 0.00037892
Floor lamp | Compact Fluorescent |  | Twist | 3 | 28 | Living Room | 105143 | Living Room | 0.00037892
Table | Compact Fluorescent |  | Twist | 1 | 15 | Living Room | 105143 | Living Room | 0.00037892
Floor lamp | Compact Fluorescent |  | Twist | 3 | 15 | Living Room | 105143 | Living Room | 0.00037892
Table | Compact Fluorescent |  | Twist | 1 | 15 | Bedroom | 105144 | Bedroom | 0.00037892
Table | Incandescent |  | Mini base | 2 | 25 | Bedroom | 105144 | Bedroom | 0.00037892
Ceiling Fixture | Compact Fluorescent |  | Twist | 2 | 15 | Bedroom | 105144 | Bedroom | 0.00037892
Wall Mount | Compact Fluorescent |  | Twist | 1 | 15 | Bathroom | 105145 | Bathroom | 0.00037892
Ceiling Fixture | Incandescent |  | Standard A Lamp | 2 | 60 | Bedroom | 105146 | Bedroom | 0.00037892
Ceiling Fixture | Compact Fluorescent |  | Twist | 1 | 15 | Hall | 105147 | Hall | 0.00037892
Ceiling Fixture | Linear Fluorescent | 48 | T-4 | 2 | 40 | Garage | 105148 | Garage | 0.00037892
Ceiling Fixture | Incandescent |  | Standard A Lamp | 1 | 40 | Garage | 105148 | Garage | 0.00037892
Torchiere | Incandescent |  | Standard A Lamp | 2 | 75 | Bedroom | 105161 | Bedroom | 0.0017229
Wall Mount | Incandescent |  | Standard A Lamp | 3 | 60 | Bathroom | 105162 | Bathroom | 0.0017229
Ceiling Fixture | Incandescent |  | Standard A Lamp | 2 | 40 | Bathroom | 105162 | Bathroom | 0.0017229
Ceiling Fan | Incandescent |  | Decorative | 4 | 40 | Dining Room | 105163 | Dining Room | 0.0017229
Floor lamp | Compact Fluorescent |  | Twist | 1 | 23 | Dining Room | 105163 | Dining Room | 0.0017229
Ceiling Fixture | Linear Fluorescent | 48 | T-12 | 2 | 25 | Garage | 105164 | Garage | 0.0017229
Ceiling Fixture | Linear Fluorescent | 48 | T-8 | 2 | 32 | Garage | 105164 | Garage | 0.0017229
Ceiling Fixture | Incandescent |  | Standard A Lamp | 1 | 60 | Hall | 105165 | Hall | 0.0017229
Ceiling Fixture | Linear Fluorescent | 48 | T-12 | 2 | 25 | Kitchen | 105166 | Kitchen | 0.0017229
Floor lamp | Incandescent |  | Standard A Lamp | 1 | 75 | Living Room | 105167 | Living Room | 0.0017229
Ceiling Fixture | Incandescent |  | Standard A Lamp | 2 | 75 | Bedroom | 105168 | Bedroom | 0.0017229
Torchiere | Halogen |  | Quartz Tube | 1 | 100 | Bedroom | 105169 | Bedroom | 0.0017229
Wall Mount | Compact Fluorescent |  | Twist | 2 | 13 | Bathroom | 105181 | Bathroom | 0.0012318
Wall Mount | Incandescent |  | Standard A Lamp | 4 | 60 | Bathroom | 105182 | Bathroom | 0.0012318
Recessed Can | Compact Fluorescent |  | Pin base | 1 | 13 | Bathroom | 105182 | Bathroom | 0.0012318
Ceiling Fixture | Compact Fluorescent | 18 | Circline (Screw Base) | 1 | 15 | Bathroom | 105183 | Bathroom | 0.0012318
Ceiling Fixture | Compact Fluorescent |  | Twist | 2 | 13 | Bedroom | 105184 | Bedroom | 0.0012318
Ceiling Fixture | Incandescent |  | Standard A Lamp | 2 | 60 | Bedroom | 105185 | Bedroom | 0.0012318
Table | Incandescent |  | Standard A Lamp | 1 | 60 | Bedroom | 105185 | Bedroom | 0.0012318
Ceiling Fixture | Incandescent |  | Standard A Lamp | 2 | 60 | Bedroom | 105186 | Bedroom | 0.0012318
Table | Incandescent |  | Standard A Lamp | 1 | 75 | Bedroom | 105186 | Bedroom | 0.0012318
Floor lamp | Incandescent |  | Standard A Lamp | 2 | 60 | Dining Room | 105187 | Dining Room | 0.0012318
Ceiling Fixture | Compact Fluorescent |  | Twist | 2 | 13 | Other | 105188 | Other | 0.0012318
Chandelier (Hanging) | Incandescent |  | Standard A Lamp | 1 | 60 | Other | 105189 | Other | 0.0012318
Table | Incandescent |  | 3-Way Incandescent | 1 | 100 | Family Room | 1051810 | Family Room | 0.0012318
Ceiling Fixture | Linear Fluorescent | 48 | T-8 | 4 | 25 | Garage | 1051811 | Garage | 0.0012318
Ceiling Fixture | Incandescent |  | Standard A Lamp | 2 | 75 | Hall | 1051812 | Hall | 0.0012318
Ceiling Fixture | Incandescent |  | Standard A Lamp | 2 | 60 | Hall | 1051813 | Hall | 0.0012318
Table | Incandescent |  | Standard A Lamp | 1 | 100 | Kitchen | 1051814 | Kitchen | 0.0012318
Ceiling Fixture | Linear Fluorescent | 48 | T-12 | 1 | 40 | Kitchen | 1051814 | Kitchen | 0.0012318
Ceiling Fixture | Compact Fluorescent |  | Twist | 2 | 36 | Laundry Room | 1051815 | Laundry Room | 0.0012318
Ceiling Fixture | Incandescent |  | Standard A Lamp | 16 | 60 | Other | 1051816 | Other | 0.0012318
Ceiling Fixture | Compact Fluorescent |  | Twist | 1 | 13 | Other | 1051817 | Other | 0.0012318
Wall Mount | Incandescent |  | Standard A Lamp | 1 | 60 | Other | 1051818 | Other | 0.0012318
Ceiling Fixture | Incandescent |  | Standard A Lamp | 2 | 60 | Bedroom | 105251 | Bedroom | 0.000364
Table | Compact Fluorescent |  | Straight Tube | 1 | 20 | Bedroom | 105251 | Bedroom | 0.000364
Table | Incandescent |  | Decorative | 1 | 40 | Bedroom | 105251 | Bedroom | 0.000364
Chandelier (Hanging) | Incandescent |  | Standard A Lamp | 3 | 100 | Dining Room | 105252 | Dining Room | 0.000364
Wall Mount | Compact Fluorescent |  | Twist | 2 | 23 | Bathroom | 105253 | Bathroom | 0.000364
Chandelier (Hanging) | Compact Fluorescent |  | Twist | 4 | 23 | Hall | 105254 | Hall | 0.000364
Ceiling Fixture | Compact Fluorescent |  | Twist | 2 | 13 | Hall | 105255 | Hall | 0.000364
Ceiling Fixture | Compact Fluorescent |  | Twist | 3 | 23 | Kitchen | 105256 | Kitchen | 0.000364
Ceiling Fixture | Compact Fluorescent |  | Twist | 1 | 23 | Kitchen | 105256 | Kitchen | 0.000364
Other | Incandescent |  | Mini base | 1 | 25 | Kitchen | 105256 | Kitchen | 0.000364
Ceiling Fixture | Halogen |  | PAR | 3 | 75 | Laundry Room | 105257 | Laundry Room | 0.000364
Floor lamp | Incandescent |  | 3-Way Incandescent | 1 | 100 | Living Room | 105258 | Living Room | 0.000364
Table | Incandescent |  | 3-Way Incandescent | 1 | 100 | Living Room | 105258 | Living Room | 0.000364
Floor lamp | Compact Fluorescent |  | Twist | 1 | 23 | Living Room | 105258 | Living Room | 0.000364
Wall Mount | Incandescent |  | Globe | 4 | 40 | Bathroom | 105259 | Bathroom | 0.000364
Other | Incandescent |  | Colored | 1 | 60 | Master Bedroom | 1052510 | Master Bedroom | 0.000364
Ceiling Fixture | Incandescent |  | Standard A Lamp | 1 | 100 | Master Bedroom | 1052510 | Master Bedroom | 0.000364
Table | Incandescent |  | 3-Way Incandescent | 1 | 70 | Master Bedroom | 1052510 | Master Bedroom | 0.000364
Track | Halogen |  | MR | 3 | 50 | Bedroom | 1052511 | Bedroom | 0.000364
Ceiling Fixture | Compact Fluorescent |  | Pin base | 1 | 28 | Bedroom | 105371 | Bedroom | 0.0012318
Ceiling Fixture | Compact Fluorescent |  | Twist | 1 | 14 | Closet | 105372 | Closet | 0.0012318
Wall Mount | Compact Fluorescent |  | Twist | 1 | 14 | Dining Room | 105373 | Dining Room | 0.0012318
Floor lamp | Incandescent |  | 3-Way Incandescent | 1 | 100 | Family Room | 105374 | Family Room | 0.0012318
Ceiling Fixture | Compact Fluorescent |  | Pin base | 1 | 28 | Family Room | 105374 | Family Room | 0.0012318
Table | Compact Fluorescent |  | Twist | 1 | 23 | Family Room | 105374 | Family Room | 0.0012318
Table | Incandescent |  | Standard A Lamp | 1 | 40 | Family Room | 105374 | Family Room | 0.0012318
Ceiling Fixture | Compact Fluorescent |  | Straight Tube | 1 | 28 | Bedroom | 105375 | Bedroom | 0.0012318
Floor lamp | Incandescent |  | Mini base | 5 | 40 | Bedroom | 105375 | Bedroom | 0.0012318
Table | Halogen |  | Other | 1 | 50 | Bedroom | 105375 | Bedroom | 0.0012318
Ceiling Fixture | Compact Fluorescent |  | Twist | 1 | 14 | Closet | 105376 | Closet | 0.0012318
Wall Mount | Compact Fluorescent |  | A shape bulb | 5 | 14 | Bathroom | 105377 | Bathroom | 0.0012318
Recessed Can | Halogen |  | MR | 1 | 50 | Bathroom | 105377 | Bathroom | 0.0012318
Ceiling Fixture | Compact Fluorescent |  | Pin base | 1 | 28 | Hall | 105378 | Hall | 0.0012318
Ceiling Fixture | Compact Fluorescent |  | Pin base | 1 | 28 | Hall | 105379 | Hall | 0.0012318
Ceiling Fixture | Compact Fluorescent |  | Twist | 1 | 14 | Closet | 1053710 | Closet | 0.0012318
Ceiling Fixture | Compact Fluorescent |  | Twist | 1 | 14 | Closet | 1053711 | Closet | 0.0012318
High bay | Linear Fluorescent | 48 | T-12 | 4 | 40 | Kitchen | 1053712 | Kitchen | 0.0012318
Recessed Can | Incandescent |  | Reflector | 1 | 65 | Kitchen | 1053712 | Kitchen | 0.0012318
Recessed Can | Compact Fluorescent |  | Flood | 1 | 14 | Kitchen | 1053712 | Kitchen | 0.0012318
Ceiling Fixture | Compact Fluorescent |  | Twist | 2 | 13 | Laundry Room | 1053713 | Laundry Room | 0.0012318
High bay | Linear Fluorescent | 48 | T-12 | 2 | 32 | Laundry Room | 1053713 | Laundry Room | 0.0012318
Recessed Can | Compact Fluorescent |  | Flood | 1 | 14 | Living Room | 1053714 | Living Room | 0.0012318
Table | Incandescent |  | 3-Way Incandescent | 1 | 100 | Living Room | 1053714 | Living Room | 0.0012318
Floor lamp | Incandescent |  | Standard A Lamp | 1 | 40 | Living Room | 1053714 | Living Room | 0.0012318
Floor lamp | Incandescent |  | Standard A Lamp | 1 | 100 | Living Room | 1053714 | Living Room | 0.0012318
Wall Mount | Compact Fluorescent |  | A shape bulb | 3 | 23 | Closet | 1053715 | Closet | 0.0012318
Wall Mount | Compact Fluorescent |  | A shape bulb | 1 | 23 | Closet | 1053715 | Closet | 0.0012318
Table | Incandescent |  | 3-Way Incandescent | 1 | 100 | Master Bedroom | 1053716 | Master Bedroom | 0.0012318
Table | Compact Fluorescent |  | Twist | 1 | 15 | Master Bedroom | 1053716 | Master Bedroom | 0.0012318
Ceiling Fixture | Compact Fluorescent |  | Twist | 1 | 14 | Closet | 1053717 | Closet | 0.0012318
Ceiling Fixture | Compact Fluorescent |  | Twist | 1 | 14 | Bathroom | 1053718 | Bathroom | 0.0012318
Ceiling Fan | Compact Fluorescent |  | A shape bulb | 6 | 14 | Other | 1053719 | Other | 0.0012318
Table | Compact Fluorescent |  | A shape bulb | 1 | 14 | Other | 1053719 | Other | 0.0012318
Floor lamp | Incandescent |  | 3-Way Incandescent | 1 | 100 | Other | 1053719 | Other | 0.0012318
Table | Incandescent |  | Standard A Lamp | 1 | 60 | Other | 1053719 | Other | 0.0012318
High bay | Linear Fluorescent | 72 | T-12 | 2 | 40 | Other | 1053719 | Other | 0.0012318
Wall Mount | Incandescent |  | Standard A Lamp | 2 | 60 | Bathroom | 105401 | Bathroom | 0.0017229
Wall Mount | Incandescent |  | Standard A Lamp | 2 | 60 | Bathroom | 105402 | Bathroom | 0.0017229
Recessed Can | Incandescent |  | Reflector | 1 | 60 | Bathroom | 105402 | Bathroom | 0.0017229
Wall Mount | Compact Fluorescent |  | Twist | 3 | 15 | Bathroom | 105403 | Bathroom | 0.0017229
Recessed - other | Incandescent |  | Standard A Lamp | 1 | 40 | Bathroom | 105403 | Bathroom | 0.0017229
Wall Mount | Compact Fluorescent |  | Twist | 2 | 15 | Bathroom | 105404 | Bathroom | 0.0017229
Table | Compact Fluorescent |  | Twist | 1 | 15 | Master Bedroom | 105405 | Master Bedroom | 0.0017229
Floor lamp | Compact Fluorescent |  | Twist | 1 | 15 | Master Bedroom | 105405 | Master Bedroom | 0.0017229
Ceiling Fixture | Compact Fluorescent |  | Twist | 2 | 15 | Bedroom | 105406 | Bedroom | 0.0017229
Table | Incandescent |  | Standard A Lamp | 1 | 60 | Bedroom | 105406 | Bedroom | 0.0017229
Recessed Can | Compact Fluorescent |  | Reflector | 1 | 15 | Bedroom | 105407 | Bedroom | 0.0017229
Torchiere | Compact Fluorescent |  | Twist | 1 | 15 | Bedroom | 105407 | Bedroom | 0.0017229
Ceiling Fixture | Compact Fluorescent |  | Twist | 3 | 15 | Closet | 105408 | Closet | 0.0017229
Ceiling Fixture | Compact Fluorescent |  | Twist | 2 | 15 | Living Room | 105409 | Living Room | 0.0017229
Recessed Can | Compact Fluorescent |  | Reflector | 1 | 15 | Living Room | 105409 | Living Room | 0.0017229
Table | Compact Fluorescent |  | Twist | 1 | 15 | Living Room | 105409 | Living Room | 0.0017229
Floor lamp | Compact Fluorescent |  | Twist | 1 | 15 | Living Room | 105409 | Living Room | 0.0017229
Recessed Can | Compact Fluorescent |  | Reflector | 1 | 15 | Family Room | 1054010 | Family Room | 0.0017229
Table | Compact Fluorescent |  | Twist | 1 | 22 | Family Room | 1054010 | Family Room | 0.0017229
Ceiling Fixture | Compact Fluorescent |  | Twist | 1 | 15 | Garage | 1054011 | Garage | 0.0017229
Garage door opener | Incandescent |  | Standard A Lamp | 1 | 40 | Garage | 1054011 | Garage | 0.0017229
Ceiling Fixture | Compact Fluorescent |  | Twist | 2 | 15 | Hall | 1054012 | Hall | 0.0017229
Wall Mount | Compact Fluorescent |  | Twist | 1 | 15 | Hall | 1054012 | Hall | 0.0017229
Ceiling Fixture | Compact Fluorescent |  | Twist | 2 | 15 | Hall | 1054012 | Hall | 0.0017229
Ceiling Fixture | Compact Fluorescent |  | Twist | 1 | 15 | Hall | 1054012 | Hall | 0.0017229
Chandelier (Hanging) | Incandescent |  | Globe | 1 | 40 | Kitchen | 1054013 | Kitchen | 0.0017229
Recessed Can | Compact Fluorescent |  | Reflector | 1 | 15 | Kitchen | 1054013 | Kitchen | 0.0017229
Ceiling Fixture | Compact Fluorescent |  | Twist | 2 | 15 | Kitchen | 1054013 | Kitchen | 0.0017229
Table | Compact Fluorescent |  | Twist | 1 | 15 | Office | 1054014 | Office | 0.0017229
Recessed Can | Incandescent |  | Reflector | 1 | 65 | Office | 1054014 | Office | 0.0017229
Ceiling Fixture | Compact Fluorescent |  | Twist | 1 | 15 | Other | 1054015 | Other | 0.0017229
Ceiling Fixture | Incandescent |  | Standard A Lamp | 2 | 40 | Hall | 105511 | Hall | 0.00037892
Ceiling Fixture | Compact Fluorescent |  | Twist | 2 | 15 | Bedroom | 105512 | Bedroom | 0.00037892
Wall Mount | Compact Fluorescent |  | Pin base | 1 | 15 | Bedroom | 105512 | Bedroom | 0.00037892
Table | Incandescent |  | Standard A Lamp | 1 | 25 | Bedroom | 105513 | Bedroom | 0.00037892
Chandelier (Hanging) | Incandescent |  | Mini base | 5 | 40 | Dining Room | 105514 | Dining Room | 0.00037892
Table | Incandescent |  | Standard A Lamp | 1 | 25 | Dining Room | 105514 | Dining Room | 0.00037892
Ceiling Fixture | Incandescent |  | Standard A Lamp | 2 | 40 | Hall | 105515 | Hall | 0.00037892
Recessed Can | Incandescent |  | Reflector | 1 | 65 | Family Room | 105516 | Family Room | 0.00037892
Ceiling Fixture | Incandescent |  | Standard A Lamp | 1 | 60 | Family Room | 105516 | Family Room | 0.00037892
Floor lamp | Compact Fluorescent |  | A shape bulb | 3 | 22 | Family Room | 105516 | Family Room | 0.00037892
Table | Incandescent |  | Standard A Lamp | 1 | 60 | Family Room | 105516 | Family Room | 0.00037892
Ceiling Fixture | Linear Fluorescent | 48 | T-12 | 2 | 40 | Other | 105517 | Other | 0.00037892
Recessed Can | Compact Fluorescent |  | A shape bulb | 1 | 15 | Kitchen | 105518 | Kitchen | 0.00037892
Ceiling Fixture | Compact Fluorescent |  | Twist | 1 | 15 | Kitchen | 105518 | Kitchen | 0.00037892
Floor lamp | Incandescent |  | Decorative | 4 | 40 | Kitchen | 105518 | Kitchen | 0.00037892
Ceiling Fixture | Linear Fluorescent | 48 | T-12 | 2 | 40 | Laundry Room | 105519 | Laundry Room | 0.00037892
Floor lamp | Incandescent |  | 3-Way Incandescent | 1 | 75 | Living Room | 1055110 | Living Room | 0.00037892
Table | Incandescent |  | Standard A Lamp | 1 | 60 | Living Room | 1055110 | Living Room | 0.00037892
Wall Mount | Incandescent |  | Decorative | 1 | 60 | Bathroom | 1055111 | Bathroom | 0.00037892
Table | Incandescent |  | Mini base | 1 | 40 | Bedroom | 1055112 | Bedroom | 0.00037892
Floor lamp | Incandescent |  | Standard A Lamp | 1 | 60 | Office | 1055113 | Office | 0.00037892
Table | Halogen |  | MR | 1 | 50 | Office | 1055113 | Office | 0.00037892
Ceiling Fixture | Incandescent |  | Globe | 3 | 40 | Office | 1055113 | Office | 0.00037892
Wall Mount | Compact Fluorescent |  | A shape bulb | 3 | 15 | Hall | 1055114 | Hall | 0.00037892
Wall Mount | Incandescent |  | Standard A Lamp | 1 | 75 | Other | 1055115 | Other | 0.00037892
Wall Mount | Compact Fluorescent |  | Twist | 5 | 15 | Bathroom | 1055116 | Bathroom | 0.00037892
Track | Incandescent |  | Standard A Lamp | 3 | 75 | Bathroom | 1055116 | Bathroom | 0.00037892
Ceiling Fixture | Incandescent |  | Globe | 3 | 40 | Hall | 1055117 | Hall | 0.00037892
Ceiling Fixture | Incandescent |  | Standard A Lamp | 1 | 60 | Other | 105521 | Other | 0.000364
Wall Mount | Compact Fluorescent |  | Twist | 1 | 14 | Bathroom | 105522 | Bathroom | 0.000364
Recessed Can | Incandescent |  | Reflector | 1 | 65 | Bathroom | 105522 | Bathroom | 0.000364
Ceiling Fan | Incandescent |  | Standard A Lamp | 1 | 60 | Bathroom | 105523 | Bathroom | 0.000364
Recessed Can | Incandescent |  | Reflector | 1 | 65 | Bedroom | 105524 | Bedroom | 0.000364
Ceiling Fixture | Incandescent |  | Standard A Lamp | 1 | 60 | Bedroom | 105524 | Bedroom | 0.000364
Ceiling Fixture | Incandescent |  | Standard A Lamp | 2 | 60 | Bedroom | 105525 | Bedroom | 0.000364
Ceiling Fixture | Compact Fluorescent |  | Twist | 1 | 15 | Bedroom | 105526 | Bedroom | 0.000364
Floor lamp | Incandescent |  | Standard A Lamp | 4 | 100 | Bedroom | 105526 | Bedroom | 0.000364
Recessed - other | Halogen |  | MR | 1 | 30 | Closet | 105527 | Closet | 0.000364
Ceiling Fixture | Compact Fluorescent |  | Twist | 1 | 22 | Office | 105528 | Office | 0.000364
Ceiling Fixture | Incandescent |  | Standard A Lamp | 2 | 60 | Dining Room | 105529 | Dining Room | 0.000364
Chandelier (Hanging) | Compact Fluorescent |  | Twist | 1 | 15 | Hall | 1055210 | Hall | 0.000364
Ceiling Fixture | Compact Fluorescent |  | Twist | 2 | 15 | Kitchen | 1055211 | Kitchen | 0.000364
Recessed Can | Compact Fluorescent |  | Reflector | 1 | 22 | Kitchen | 1055211 | Kitchen | 0.000364
Ceiling Fixture | Incandescent |  | Standard A Lamp | 3 | 60 | Living Room | 1055212 | Living Room | 0.000364
Recessed Can | Incandescent |  | Reflector | 1 | 65 | Living Room | 1055212 | Living Room | 0.000364
Table | Compact Fluorescent |  | Twist | 1 | 15 | Living Room | 1055212 | Living Room | 0.000364
Ceiling Fixture | Incandescent |  | Clear | 1 | 60 | Hall | 1055213 | Hall | 0.000364
Chandelier (Hanging) | Compact Fluorescent |  | Pin base | 1 | 15 | Dining Room | 1055214 | Dining Room | 0.000364
Recessed Can | Incandescent |  | Reflector | 1 | 65 | Hall | 1055215 | Hall | 0.000364
Recessed Can | Compact Fluorescent |  | Reflector | 1 | 15 | Hall | 1055216 | Hall | 0.000364
Ceiling Fixture | Compact Fluorescent |  | Twist | 1 | 13 | Other | 105571 | Other | 0.00037892
Ceiling Fixture | Incandescent |  | Standard A Lamp | 1 | 60 | Other | 105571 | Other | 0.00037892
Ceiling Fixture | Linear Fluorescent | 48 | T-12 | 2 | 40 | Bathroom | 105572 | Bathroom | 0.00037892
Table | Compact Fluorescent |  | Twist | 1 | 15 | Master Bedroom | 105573 | Master Bedroom | 0.00037892
Wall Mount | Incandescent |  | Standard A Lamp | 1 | 100 | Master Bedroom | 105573 | Master Bedroom | 0.00037892
Chandelier (Hanging) | Incandescent |  | Standard A Lamp | 5 | 40 | Dining Room | 105574 | Dining Room | 0.00037892
Chandelier (Hanging) | Compact Fluorescent |  | Twist | 1 | 15 | Hall | 105575 | Hall | 0.00037892
Ceiling Fixture | Linear Fluorescent | 24 | T-12 | 2 | 20 | Garage | 105576 | Garage | 0.00037892
Ceiling Fixture | Compact Fluorescent |  | Twist | 1 | 22 | Garage | 105576 | Garage | 0.00037892
Ceiling Fixture | Incandescent |  | Standard A Lamp | 1 | 60 | Hall | 105577 | Hall | 0.00037892
Ceiling Fixture | Compact Fluorescent |  | Twist | 1 | 22 | Hall | 105577 | Hall | 0.00037892
Recessed Can | Incandescent |  | Reflector | 1 | 65 | Kitchen | 105578 | Kitchen | 0.00037892
Recessed Can | Compact Fluorescent |  | Reflector | 1 | 15 | Kitchen | 105578 | Kitchen | 0.00037892
Architectural | Other |  | LED Interior | 3 | 20 | Kitchen | 105578 | Kitchen | 0.00037892
Architectural | Other |  | LED Interior | 2 | 20 | Kitchen | 105578 | Kitchen | 0.00037892
Floor lamp | Incandescent |  | Standard A Lamp | 1 | 75 | Living Room | 105579 | Living Room | 0.00037892
Floor lamp | Compact Fluorescent |  | Twist | 1 | 15 | Living Room | 105579 | Living Room | 0.00037892
Table | Incandescent |  | Mini base | 2 | 25 | Living Room | 105579 | Living Room | 0.00037892
Chandelier (Hanging) | Compact Fluorescent |  | Twist | 5 | 15 | Office | 1055710 | Office | 0.00037892
Floor lamp | Compact Fluorescent |  | Twist | 1 | 22 | Office | 1055710 | Office | 0.00037892
Table | Halogen |  | MR | 1 | 75 | Office | 1055710 | Office | 0.00037892
Ceiling Fixture | Compact Fluorescent |  | Circline (Screw Base) | 1 | 15 | Family Room | 1055711 | Family Room | 0.00037892
Ceiling Fixture | Incandescent |  | Reflector | 1 | 60 | Family Room | 1055711 | Family Room | 0.00037892
Table | Halogen |  | MR | 1 | 75 | Family Room | 1055711 | Family Room | 0.00037892
Wall Mount | Compact Fluorescent |  | Twist | 2 | 15 | Bathroom | 105611 | Bathroom | 0.00049795
Ceiling Fixture | Compact Fluorescent |  | Twist | 1 | 15 | Bedroom | 105612 | Bedroom | 0.00049795
Ceiling Fixture | Compact Fluorescent |  | Twist | 1 | 15 | Bedroom | 105613 | Bedroom | 0.00049795
Ceiling Fixture | Incandescent |  | Standard A Lamp | 1 | 60 | Dining Room | 105614 | Dining Room | 0.00049795
Ceiling Fixture | Incandescent |  | Standard A Lamp | 1 | 60 | Hall | 105615 | Hall | 0.00049795
Ceiling Fixture | Compact Fluorescent |  | Twist | 1 | 15 | Laundry Room | 105616 | Laundry Room | 0.00049795
Floor lamp | Compact Fluorescent |  | Twist | 1 | 15 | Living Room | 105617 | Living Room | 0.00049795
Ceiling Fixture | Incandescent |  | Mini base | 3 | 40 | Bedroom | 105651 | Bedroom | 0.00049795
Table | Compact Fluorescent |  | Twist | 1 | 15 | Bedroom | 105651 | Bedroom | 0.00049795
Ceiling Fixture | Incandescent |  | Standard A Lamp | 2 | 40 | Dining Room | 105652 | Dining Room | 0.00049795
Ceiling Fixture | Incandescent |  | Mini base | 3 | 40 | Bedroom | 105653 | Bedroom | 0.00049795
Table | Compact Fluorescent |  | Twist | 1 | 15 | Bedroom | 105653 | Bedroom | 0.00049795
Ceiling Fixture | Compact Fluorescent |  | Twist | 1 | 13 | Garage | 105654 | Garage | 0.00049795
Recessed Can | Compact Fluorescent |  | Twist | 1 | 13 | Garage | 105654 | Garage | 0.00049795
Recessed Can | Incandescent |  | Standard A Lamp | 1 | 60 | Hall | 105655 | Hall | 0.00049795
Recessed Can | Compact Fluorescent |  | Twist | 1 | 13 | Kitchen | 105656 | Kitchen | 0.00049795
Ceiling Fixture | Compact Fluorescent |  | Twist | 1 | 13 | Laundry Room | 105657 | Laundry Room | 0.00049795
Recessed Can | Compact Fluorescent |  | Twist | 1 | 13 | Living Room | 105658 | Living Room | 0.00049795
Floor lamp | Compact Fluorescent |  | Twist | 1 | 23 | Living Room | 105659 | Living Room | 0.00049795
Floor lamp | Incandescent |  | 3-Way Incandescent | 1 | 150 | Living Room | 105659 | Living Room | 0.00049795
Ceiling Fixture | Incandescent |  | Standard A Lamp | 2 | 40 | Living Room | 105659 | Living Room | 0.00049795
Wall Mount | Compact Fluorescent |  | Twist | 1 | 14 | Bathroom | 1056510 | Bathroom | 0.00049795
Ceiling Fixture | Incandescent |  | Standard A Lamp | 2 | 60 | Bathroom | 1056511 | Bathroom | 0.00049795
Ceiling Fixture | Compact Fluorescent |  | Twist | 1 | 13 | Master Bedroom | 1056512 | Master Bedroom | 0.00049795
Table | Incandescent |  | Standard A Lamp | 1 | 40 | Master Bedroom | 1056512 | Master Bedroom | 0.00049795
Table | Halogen |  | MR | 1 | 20 | Master Bedroom | 1056512 | Master Bedroom | 0.00049795
Recessed Can | Incandescent |  | Standard A Lamp | 1 | 40 | Hall | 1056513 | Hall | 0.00049795
Ceiling Fan | Compact Fluorescent |  | Mini base | 3 | 7 | Office | 1056514 | Office | 0.00049795
Table | Compact Fluorescent |  | Twist | 1 | 13 | Office | 1056514 | Office | 0.00049795
Wall Mount | Incandescent |  | Decorative | 1 | 40 | Bathroom | 1056515 | Bathroom | 0.00049795
Ceiling Fixture | Compact Fluorescent |  | Twist | 1 | 15 | Hall | 1056516 | Hall | 0.00049795
Wall Mount | Incandescent |  | Globe | 3 | 40 | Bathroom | 105671 | Bathroom | 0.00049795
Ceiling Fixture | Incandescent |  | Heat Lamp | 2 | 150 | Bathroom | 105671 | Bathroom | 0.00049795
Ceiling Fixture | Compact Fluorescent |  | Straight Tube | 2 | 15 | Bedroom | 105672 | Bedroom | 0.00049795
Table | Compact Fluorescent |  | Twist | 1 | 15 | Bedroom | 105672 | Bedroom | 0.00049795
Ceiling Fixture | Compact Fluorescent |  | Twist | 2 | 15 | Bedroom | 105673 | Bedroom | 0.00049795
Ceiling Fixture | Compact Fluorescent |  | Twist | 1 | 15 | Bedroom | 105674 | Bedroom | 0.00049795
Ceiling Fixture | Compact Fluorescent |  | Twist | 2 | 15 | Family Room | 105675 | Family Room | 0.00049795
Table | Compact Fluorescent |  | Twist | 1 | 15 | Family Room | 105675 | Family Room | 0.00049795
Ceiling Fixture | Compact Fluorescent |  | Twist | 2 | 15 | Hall | 105676 | Hall | 0.00049795
Chandelier (Hanging) | Compact Fluorescent |  | Twist | 2 | 15 | Living Room | 105677 | Living Room | 0.00049795
Table | Compact Fluorescent |  | Twist | 1 | 15 | Master Bedroom | 105678 | Master Bedroom | 0.00049795
Ceiling Fixture | Compact Fluorescent |  | Straight Tube | 2 | 15 | Master Bedroom | 105678 | Master Bedroom | 0.00049795
Chandelier (Hanging) | Compact Fluorescent |  | Twist | 5 | 15 | Kitchen | 105679 | Kitchen | 0.00049795
Ceiling Fixture | Compact Fluorescent |  | Twist | 1 | 15 | Kitchen | 105679 | Kitchen | 0.00049795
Ceiling Fixture | Compact Fluorescent |  | Twist | 1 | 14 | Garage | 1056710 | Garage | 0.00049795
Wall Mount | Compact Fluorescent |  | Globe | 3 | 15 | Bathroom | 1056711 | Bathroom | 0.00049795
Ceiling Fixture | Halogen |  | PAR | 1 | 75 | Bathroom | 1056711 | Bathroom | 0.00049795
Ceiling Fixture | Compact Fluorescent |  | Reflector | 1 | 15 | Bedroom | 1056712 | Bedroom | 0.00049795
Recessed Can | Incandescent |  | Reflector | 1 | 65 | Bedroom | 1056712 | Bedroom | 0.00049795
Table | Incandescent |  | Clear | 2 | 25 | Bedroom | 1056712 | Bedroom | 0.00049795
Table | Incandescent |  | Standard A Lamp | 1 | 60 | Bedroom | 1056712 | Bedroom | 0.00049795
Ceiling Fixture | Compact Fluorescent |  | Twist | 1 | 15 | Hall | 1056713 | Hall | 0.00049795
Ceiling Fixture | Compact Fluorescent |  | Twist | 2 | 15 | Bedroom | 1056714 | Bedroom | 0.00049795
Wall Mount | Incandescent |  | Standard A Lamp | 2 | 40 | Bathroom | 105791 | Bathroom | 0.0017229
Ceiling Fixture | Compact Fluorescent |  | A shape bulb | 1 | 15 | Office | 105792 | Office | 0.0017229
Table | Compact Fluorescent |  | Straight Tube | 1 | 27 | Office | 105792 | Office | 0.0017229
Ceiling Fixture | Incandescent |  | Standard A Lamp | 2 | 60 | Bedroom | 105793 | Bedroom | 0.0017229
Table | Incandescent |  | Standard A Lamp | 1 | 40 | Bedroom | 105793 | Bedroom | 0.0017229
Ceiling Fixture | Incandescent |  | Globe | 1 | 60 | Bedroom | 105794 | Bedroom | 0.0017229
Table | Incandescent |  | Decorative | 2 | 25 | Bedroom | 105794 | Bedroom | 0.0017229
Table | Incandescent |  | Standard A Lamp | 1 | 60 | Bedroom | 105794 | Bedroom | 0.0017229
Chandelier (Hanging) | Incandescent |  | Standard A Lamp | 1 | 60 | Dining Room | 105795 | Dining Room | 0.0017229
Ceiling Fixture | Linear Fluorescent | 48 | T-12 | 2 | 40 | Family Room | 105796 | Family Room | 0.0017229
Table | Incandescent |  | 3-Way Incandescent | 1 | 100 | Family Room | 105796 | Family Room | 0.0017229
Ceiling Fixture | Linear Fluorescent | 48 | T-12 | 2 | 40 | Garage | 105797 | Garage | 0.0017229
Ceiling Fixture | Compact Fluorescent |  | Circline (Screw Base) | 1 | 22 | Garage | 105797 | Garage | 0.0017229
Ceiling Fixture | Incandescent |  | Standard A Lamp | 1 | 40 | Garage | 105797 | Garage | 0.0017229
Ceiling Fixture | Compact Fluorescent |  | Twist | 1 | 22 | Hall | 105798 | Hall | 0.0017229
Chandelier (Hanging) | Incandescent |  | Decorative | 3 | 40 | Hall | 105798 | Hall | 0.0017229
Recessed Can | Halogen |  | MR | 1 | 75 | Kitchen | 105799 | Kitchen | 0.0017229
Recessed Can | Halogen |  | MR | 1 | 30 | Kitchen | 105799 | Kitchen | 0.0017229
Wall Mount | Compact Fluorescent |  | Twist | 2 | 15 | Bathroom | 1057910 | Bathroom | 0.0017229
Ceiling Fixture | Linear Fluorescent | 18 | T-12 | 2 | 16 | Bathroom | 1057910 | Bathroom | 0.0017229
Table | Incandescent |  | 3-Way Incandescent | 1 | 100 | Living Room | 1057911 | Living Room | 0.0017229
Table | Incandescent |  | Standard A Lamp | 4 | 40 | Living Room | 1057911 | Living Room | 0.0017229
Ceiling Fixture | Compact Fluorescent |  | Twist | 1 | 15 | Other | 105801 | Other | 0.00037892
Ceiling Fixture | Compact Fluorescent |  | Twist | 1 | 15 | Bathroom | 105802 | Bathroom | 0.00037892
Recessed Can | Compact Fluorescent |  | Straight Tube | 1 | 15 | Bathroom | 105803 | Bathroom | 0.00037892
Ceiling Fixture | Incandescent |  | Standard A Lamp | 3 | 40 | Bedroom | 105804 | Bedroom | 0.00037892
Table | Incandescent |  | Standard A Lamp | 1 | 60 | Bedroom | 105804 | Bedroom | 0.00037892
Ceiling Fixture | Incandescent |  | Standard A Lamp | 2 | 40 | Bedroom | 105805 | Bedroom | 0.00037892
Ceiling Fixture | Compact Fluorescent |  | Twist | 1 | 15 | Closet | 105806 | Closet | 0.00037892
Ceiling Fixture | Compact Fluorescent |  | Twist | 1 | 15 | Closet | 105807 | Closet | 0.00037892
Chandelier (Hanging) | Incandescent |  | Standard A Lamp | 5 | 40 | Dining Room | 105808 | Dining Room | 0.00037892
Floor lamp | Incandescent |  | Standard A Lamp | 4 | 40 | Family Room | 105809 | Family Room | 0.00037892
Floor lamp | Compact Fluorescent |  | Twist | 2 | 15 | Family Room | 105809 | Family Room | 0.00037892
Ceiling Fixture | Compact Fluorescent |  | Twist | 1 | 22 | Garage | 1058010 | Garage | 0.00037892
Ceiling Fixture | Compact Fluorescent |  | Twist | 2 | 15 | Hall | 1058011 | Hall | 0.00037892
Chandelier (Hanging) | Compact Fluorescent |  | Circline (Screw Base) | 1 | 28 | Kitchen | 1058012 | Kitchen | 0.00037892
Other | Incandescent |  | Standard A Lamp | 1 | 40 | Kitchen | 1058012 | Kitchen | 0.00037892
Ceiling Fixture | Compact Fluorescent |  | Twist | 1 | 15 | Laundry Room | 1058013 | Laundry Room | 0.00037892
Wall Mount | Compact Fluorescent |  | Twist | 3 | 13 | Bathroom | 105851 | Bathroom | 0.00049795
Ceiling Fan | Incandescent |  | Heat Lamp | 2 | 250 | Bathroom | 105851 | Bathroom | 0.00049795
Recessed Can | Compact Fluorescent |  | Twist | 1 | 13 | Bathroom | 105851 | Bathroom | 0.00049795
Chandelier (Hanging) | Incandescent |  | Other | 4 | 60 | Dining Room | 105852 | Dining Room | 0.00049795
Ceiling Fixture | Incandescent |  | Standard A Lamp | 1 | 100 | Closet | 105853 | Closet | 0.00049795
Ceiling Fan | Compact Fluorescent |  | Twist | 1 | 13 | Family Room | 105854 | Family Room | 0.00049795
Floor lamp | Compact Fluorescent |  | Twist | 1 | 23 | Family Room | 105854 | Family Room | 0.00049795
Ceiling Fixture | Incandescent |  | Standard A Lamp | 1 | 100 | Garage | 105855 | Garage | 0.00049795
Garage door opener | Incandescent |  | Standard A Lamp | 1 | 100 | Garage | 105855 | Garage | 0.00049795
Ceiling Fixture | Incandescent |  | Standard A Lamp | 1 | 100 | Closet | 105856 | Closet | 0.00049795
Recessed Can | Halogen |  | PAR | 1 | 75 | Hall | 105857 | Hall | 0.00049795
Recessed Can | Halogen |  | PAR | 1 | 75 | Kitchen | 105858 | Kitchen | 0.00049795
Ceiling Fan | Incandescent |  | Standard A Lamp | 1 | 60 | Living Room | 105859 | Living Room | 0.00049795
Table | Incandescent |  | 3-Way Incandescent | 1 | 250 | Living Room | 105859 | Living Room | 0.00049795
Floor lamp | Incandescent |  | Standard A Lamp | 1 | 100 | Living Room | 105859 | Living Room | 0.00049795
Recessed Can | Halogen |  | PAR | 1 | 75 | Living Room | 105859 | Living Room | 0.00049795
Wall Mount | Incandescent |  | Other | 2 | 75 | Bathroom | 1058510 | Bathroom | 0.00049795
Recessed Can | Incandescent |  | Heat Lamp | 2 | 250 | Bathroom | 1058510 | Bathroom | 0.00049795
Table | Incandescent |  | 3-Way Incandescent | 1 | 150 | Master Bedroom | 1058511 | Master Bedroom | 0.00049795
Table | Incandescent |  | Standard A Lamp | 1 | 15 | Master Bedroom | 1058511 | Master Bedroom | 0.00049795
Table | Incandescent |  | Decorative | 2 | 40 | Master Bedroom | 1058511 | Master Bedroom | 0.00049795
Recessed Can | Halogen |  | PAR | 1 | 75 | Closet | 1058512 | Closet | 0.00049795
Ceiling Fixture | Compact Fluorescent |  | Twist | 2 | 13 | Office | 1058513 | Office | 0.00049795
Table | Incandescent |  | Other | 1 | 75 | Office | 1058513 | Office | 0.00049795
Ceiling Fixture | Incandescent |  | Standard A Lamp | 2 | 60 | Bedroom | 1058514 | Bedroom | 0.00049795
Floor lamp | Halogen |  | Quartz Tube | 2 | 100 | Bedroom | 1058514 | Bedroom | 0.00049795
Table | Incandescent |  | 3-Way Incandescent | 1 | 150 | Bedroom | 1058514 | Bedroom | 0.00049795
Ceiling Fan | Incandescent |  | Standard A Lamp | 1 | 60 | Bathroom | 105951 | Bathroom | 0.00037892
Architectural | Halogen |  | MR | 1 | 20 | Bathroom | 105951 | Bathroom | 0.00037892
Ceiling Fixture | Compact Fluorescent |  | Twist | 1 | 15 | Family Room | 105952 | Family Room | 0.00037892
Ceiling Fixture | Incandescent |  | Standard A Lamp | 1 | 60 | Other | 105953 | Other | 0.00037892
Wall Mount | Incandescent |  | Standard A Lamp | 2 | 60 | Closet | 105954 | Closet | 0.00037892
Ceiling Fixture | Incandescent |  | Standard A Lamp | 1 | 60 | Closet | 105955 | Closet | 0.00037892
Chandelier (Hanging) | Incandescent |  | Standard A Lamp | 6 | 40 | Dining Room | 105956 | Dining Room | 0.00037892
Table | Incandescent |  | 3-Way Incandescent | 1 | 100 | Dining Room | 105956 | Dining Room | 0.00037892
Recessed Can | Incandescent |  | Standard A Lamp | 1 | 40 | Garage | 105957 | Garage | 0.00037892
Wall Mount | Incandescent |  | Standard A Lamp | 1 | 40 | Garage | 105957 | Garage | 0.00037892
Wall Mount | Incandescent |  | Standard A Lamp | 2 | 60 | Garage | 105957 | Garage | 0.00037892
Ceiling Fixture | Incandescent |  | Standard A Lamp | 1 | 60 | Hall | 105958 | Hall | 0.00037892
Chandelier (Hanging) | Incandescent |  | Globe | 1 | 150 | Kitchen | 105959 | Kitchen | 0.00037892
Other | Linear Fluorescent | 16 | T-4 | 1 | 16 | Kitchen | 105959 | Kitchen | 0.00037892
Ceiling Fixture | Incandescent |  | Standard A Lamp | 1 | 60 | Laundry Room | 1059510 | Laundry Room | 0.00037892
Floor lamp | Incandescent |  | 3-Way Incandescent | 1 | 100 | Living Room | 1059511 | Living Room | 0.00037892
Floor lamp | Incandescent |  | Standard A Lamp | 1 | 60 | Living Room | 1059511 | Living Room | 0.00037892
Table | Incandescent |  | Standard A Lamp | 1 | 60 | Living Room | 1059511 | Living Room | 0.00037892
Ceiling Fixture | Incandescent |  | Standard A Lamp | 2 | 60 | Master Bedroom | 1059512 | Master Bedroom | 0.00037892
Table | Compact Fluorescent |  | Twist | 1 | 15 | Master Bedroom | 1059512 | Master Bedroom | 0.00037892
Wall Mount | Incandescent |  | Globe | 6 | 40 | Bathroom | 1059513 | Bathroom | 0.00037892
Table | Incandescent |  | Standard A Lamp | 1 | 60 | Office | 1059514 | Office | 0.00037892
Table | Halogen |  | Quartz Tube | 1 | 50 | Office | 1059514 | Office | 0.00037892
Wall Mount | Compact Fluorescent |  | Twist | 3 | 15 | Bathroom | 106051 | Bathroom | 0.00049795
Ceiling Fan | Incandescent |  | Reflector | 2 | 150 | Bathroom | 106051 | Bathroom | 0.00049795
Ceiling Fixture | Incandescent |  | Standard A Lamp | 1 | 40 | Bathroom | 106052 | Bathroom | 0.00049795
Ceiling Fan | Incandescent |  | Standard A Lamp | 4 | 40 | Bedroom | 106053 | Bedroom | 0.00049795
Table | Incandescent |  | 3-Way Incandescent | 1 | 150 | Bedroom | 106053 | Bedroom | 0.00049795
Ceiling Fixture | Incandescent |  | Standard A Lamp | 2 | 40 | Bedroom | 106054 | Bedroom | 0.00049795
Ceiling Fixture | Compact Fluorescent |  | Twist | 3 | 15 | Bedroom | 106055 | Bedroom | 0.00049795
Chandelier (Hanging) | Compact Fluorescent |  | Twist | 1 | 15 | Dining Room | 106056 | Dining Room | 0.00049795
Ceiling Fixture | Compact Fluorescent |  | Twist | 2 | 15 | Family Room | 106057 | Family Room | 0.00049795
Ceiling Fixture | Compact Fluorescent |  | Twist | 1 | 15 | Other | 106058 | Other | 0.00049795
Architectural | Incandescent |  | Standard A Lamp | 3 | 40 | Hall | 106059 | Hall | 0.00049795
Ceiling Fixture | Incandescent |  | Standard A Lamp | 3 | 40 | Hall | 106059 | Hall | 0.00049795
Wall Mount | Incandescent |  | Standard A Lamp | 1 | 60 | Hall | 1060510 | Hall | 0.00049795
Recessed Can | Compact Fluorescent |  | Twist | 1 | 15 | Kitchen | 1060511 | Kitchen | 0.00049795
Ceiling Fixture | Compact Fluorescent |  | Twist | 2 | 15 | Laundry Room | 1060512 | Laundry Room | 0.00049795
Table | Compact Fluorescent |  | Twist | 1 | 15 | Family Room | 1060513 | Family Room | 0.00049795
Table | Incandescent |  | 3-Way Incandescent | 1 | 150 | Family Room | 1060513 | Family Room | 0.00049795
Floor lamp | Compact Fluorescent |  | Twist | 1 | 15 | Family Room | 1060513 | Family Room | 0.00049795
Ceiling Fixture | Compact Fluorescent |  | Twist | 2 | 15 | Dining Room | 1060514 | Dining Room | 0.00049795
Ceiling Fixture | Compact Fluorescent |  | Twist | 1 | 15 | Office | 1060515 | Office | 0.00049795
Table | Halogen |  | Quartz Tube | 1 | 20 | Office | 1060515 | Office | 0.00049795
Ceiling Fixture | Compact Fluorescent |  | Twist | 1 | 15 | Hall | 1060516 | Hall | 0.00049795
Ceiling Fixture | Compact Fluorescent |  | Twist | 1 | 15 | Other | 1060517 | Other | 0.00049795
Wall Mount | Linear Fluorescent | 48 | T-12 | 1 | 40 | Master Bedroom | 106121 | Master Bedroom | 0.0017229
Wall Mount | Linear Fluorescent | 48 | T-12 | 1 | 40 | Bathroom | 106122 | Bathroom | 0.0017229
Ceiling Fixture | Incandescent |  | Standard A Lamp | 1 | 60 | Bedroom | 106123 | Bedroom | 0.0017229
Ceiling Fixture | Compact Fluorescent |  | Twist | 1 | 15 | Garage | 106124 | Garage | 0.0017229
Ceiling Fixture | Incandescent |  | Standard A Lamp | 1 | 40 | Hall | 106125 | Hall | 0.0017229
Chandelier (Hanging) | Incandescent |  | Decorative | 3 | 25 | Hall | 106125 | Hall | 0.0017229
Other | Incandescent |  | Standard A Lamp | 1 | 40 | Kitchen | 106126 | Kitchen | 0.0017229
Ceiling Fixture | Compact Fluorescent |  | Pin base | 1 | 15 | Kitchen | 106126 | Kitchen | 0.0017229
Ceiling Fixture | Incandescent |  | Standard A Lamp | 1 | 40 | Kitchen | 106126 | Kitchen | 0.0017229
Ceiling Fixture | Linear Fluorescent | 36 | T-8 | 2 | 20 | Kitchen | 106126 | Kitchen | 0.0017229
Ceiling Fixture | Compact Fluorescent |  | Twist | 2 | 15 | Laundry Room | 106127 | Laundry Room | 0.0017229
Floor lamp | Compact Fluorescent |  | Twist | 1 | 12 | Living Room | 106128 | Living Room | 0.0017229
Torchiere | Incandescent |  | Standard A Lamp | 1 | 60 | Living Room | 106128 | Living Room | 0.0017229
Track | Halogen |  | PAR | 3 | 50 | Living Room | 106129 | Living Room | 0.0017229
Floor lamp | Compact Fluorescent |  | Twist | 1 | 15 | Living Room | 106129 | Living Room | 0.0017229
Floor lamp | Incandescent |  | Standard A Lamp | 1 | 100 | Master Bedroom | 1061210 | Master Bedroom | 0.0017229
Ceiling Fixture | Incandescent |  | Standard A Lamp | 3 | 40 | Master Bedroom | 1061210 | Master Bedroom | 0.0017229
Ceiling Fixture | Incandescent |  | Standard A Lamp | 1 | 40 | Office | 1061211 | Office | 0.0017229
Chandelier (Hanging) | Incandescent |  | Standard A Lamp | 4 | 40 | Other | 1061212 | Other | 0.0017229
Recessed - other | Halogen |  | PAR | 1 | 50 | Other | 1061212 | Other | 0.0017229
Floor lamp | Incandescent |  | 3-Way Incandescent | 1 | 70 | Bedroom | 106271 | Bedroom | 0.0017229
Table | Compact Fluorescent |  | Twist | 1 | 13 | Bedroom | 106271 | Bedroom | 0.0017229
Ceiling Fixture | Incandescent |  | Standard A Lamp | 2 | 60 | Bedroom | 106271 | Bedroom | 0.0017229
Ceiling Fixture | Incandescent |  | Standard A Lamp | 2 | 60 | Office | 106272 | Office | 0.0017229
Table | Incandescent |  | Standard A Lamp | 1 | 100 | Office | 106272 | Office | 0.0017229
Chandelier (Hanging) | Incandescent |  | Clear | 5 | 40 | Dining Room | 106273 | Dining Room | 0.0017229
Chandelier (Hanging) | Incandescent |  | Mini base | 6 | 40 | Dining Room | 106274 | Dining Room | 0.0017229
Recessed Can | Incandescent |  | Reflector | 1 | 75 | Family Room | 106275 | Family Room | 0.0017229
Floor lamp | Incandescent |  | 3-Way Incandescent | 1 | 200 | Family Room | 106275 | Family Room | 0.0017229
Ceiling Fixture | Incandescent |  | Standard A Lamp | 3 | 60 | Hall | 106276 | Hall | 0.0017229
Garage door opener | Incandescent |  | Standard A Lamp | 1 | 60 | Garage | 106277 | Garage | 0.0017229
Ceiling Fixture | Compact Fluorescent |  | Twist | 1 | 23 | Garage | 106277 | Garage | 0.0017229
Ceiling Fixture | Incandescent |  | Standard A Lamp | 1 | 100 | Garage | 106277 | Garage | 0.0017229
Ceiling Fixture | Incandescent |  | Standard A Lamp | 1 | 60 | Office | 106278 | Office | 0.0017229
Table | Incandescent |  | Standard A Lamp | 1 | 60 | Office | 106278 | Office | 0.0017229
Recessed Can | Incandescent |  | Reflector | 1 | 100 | Hall | 106279 | Hall | 0.0017229
High bay | Linear Fluorescent | 48 | T-12 | 2 | 40 | Kitchen | 1062710 | Kitchen | 0.0017229
Ceiling Fixture | Incandescent |  | Standard A Lamp | 1 | 60 | Laundry Room | 1062711 | Laundry Room | 0.0017229
Table | Incandescent |  | Standard A Lamp | 1 | 40 | Laundry Room | 1062711 | Laundry Room | 0.0017229
Table | Incandescent |  | Standard A Lamp | 1 | 150 | Living Room | 1062712 | Living Room | 0.0017229
Floor lamp | Incandescent |  | 3-Way Incandescent | 1 | 200 | Living Room | 1062712 | Living Room | 0.0017229
Table | Incandescent |  | Standard A Lamp | 1 | 60 | Living Room | 1062712 | Living Room | 0.0017229
Ceiling Fixture | Incandescent |  | Standard A Lamp | 1 | 60 | Other | 1062713 | Other | 0.0017229
Wall Mount | Incandescent |  | Standard A Lamp | 5 | 60 | Bathroom | 1062714 | Bathroom | 0.0017229
Ceiling Fixture | Incandescent |  | Reflector | 1 | 150 | Bathroom | 1062714 | Bathroom | 0.0017229
Table | Incandescent |  | Standard A Lamp | 1 | 40 | Master Bedroom | 1062715 | Master Bedroom | 0.0017229
Table | Incandescent |  | 3-Way Incandescent | 1 | 100 | Master Bedroom | 1062715 | Master Bedroom | 0.0017229
Ceiling Fan | Incandescent |  | Clear | 3 | 60 | Master Bedroom | 1062715 | Master Bedroom | 0.0017229
Ceiling Fixture | Incandescent |  | Standard A Lamp | 1 | 60 | Closet | 1062716 | Closet | 0.0017229
Ceiling Fixture | Incandescent |  | Standard A Lamp | 1 | 60 | Closet | 1062717 | Closet | 0.0017229
Wall Mount | Incandescent |  | Standard A Lamp | 2 | 60 | Bathroom | 1062718 | Bathroom | 0.0017229
Ceiling Fixture | Incandescent |  | Standard A Lamp | 2 | 60 | Hall | 1062719 | Hall | 0.0017229
Wall Mount | Incandescent |  | Globe | 8 | 60 | Bathroom | 1062720 | Bathroom | 0.0017229
Recessed Can | Incandescent |  | Reflector | 1 | 75 | Hall | 1062721 | Hall | 0.0017229
Recessed Can | Incandescent |  | Reflector | 1 | 65 | Hall | 106291 | Hall | 0.0012318
Wall Mount | Incandescent |  | Standard A Lamp | 1 | 75 | Master Bedroom | 106292 | Master Bedroom | 0.0012318
Wall Mount | Compact Fluorescent |  | Twist | 1 | 15 | Master Bedroom | 106292 | Master Bedroom | 0.0012318
Ceiling Fixture | Incandescent |  | Reflector | 3 | 65 | Office | 106293 | Office | 0.0012318
Ceiling Fixture | Linear Fluorescent | 48 | T-8 | 2 | 32 | Laundry Room | 106294 | Laundry Room | 0.0012318
Recessed Can | Compact Fluorescent |  | Reflector | 1 | 15 | Kitchen | 106295 | Kitchen | 0.0012318
Recessed Can | Compact Fluorescent |  | Reflector | 1 | 15 | Dining Room | 106296 | Dining Room | 0.0012318
Ceiling Fixture | Compact Fluorescent |  | Twist | 1 | 22 | Garage | 106297 | Garage | 0.0012318
Wall Mount | Incandescent |  | Globe | 8 | 60 | Bathroom | 106298 | Bathroom | 0.0012318
Ceiling Fixture | Compact Fluorescent |  | Twist | 1 | 15 | Bathroom | 106298 | Bathroom | 0.0012318
Table | Halogen |  | MR | 1 | 50 | Bedroom | 106299 | Bedroom | 0.0012318
Recessed Can | Incandescent |  | Reflector | 1 | 65 | Bedroom | 106299 | Bedroom | 0.0012318
Recessed Can | Compact Fluorescent |  | Twist | 1 | 15 | Bedroom | 1062910 | Bedroom | 0.0012318
Table | Compact Fluorescent |  | Twist | 1 | 15 | Bedroom | 1062910 | Bedroom | 0.0012318
Wall Mount | Incandescent |  | Standard A Lamp | 3 | 75 | Bathroom | 1062911 | Bathroom | 0.0012318
Table | Compact Fluorescent |  | A shape bulb | 2 | 7 | Living Room | 1062912 | Living Room | 0.0012318
Table | Incandescent |  | Standard A Lamp | 1 | 25 | Living Room | 1062912 | Living Room | 0.0012318
Ceiling Fixture | Compact Fluorescent |  | Twist | 1 | 15 | Hall | 1062913 | Hall | 0.0012318
Floor lamp | Compact Fluorescent |  | Twist | 1 | 22 | Living Room | 1062914 | Living Room | 0.0012318
Table | Compact Fluorescent |  | Twist | 1 | 22 | Living Room | 1062914 | Living Room | 0.0012318
Ceiling Fixture | Incandescent |  | Standard A Lamp | 1 | 60 | Laundry Room | 106301 | Laundry Room | 0.0012318
Table | Halogen |  | MR | 1 | 100 | Office | 106302 | Office | 0.0012318
Ceiling Fixture | Incandescent |  | Standard A Lamp | 1 | 40 | Bathroom | 106303 | Bathroom | 0.0012318
Wall Mount | Incandescent |  | Globe | 3 | 60 | Bathroom | 106303 | Bathroom | 0.0012318
Ceiling Fixture | Incandescent |  | Standard A Lamp | 1 | 75 | Closet | 106304 | Closet | 0.0012318
Ceiling Fixture | Linear Fluorescent | 48 | T-4 | 2 | 32 | Bathroom | 106305 | Bathroom | 0.0012318
Ceiling Fixture | Incandescent |  | Decorative | 1 | 100 | Hall | 106306 | Hall | 0.0012318
Ceiling Fixture | Incandescent |  | Mini base | 1 | 60 | Bedroom | 106307 | Bedroom | 0.0012318
Table | Incandescent |  | Standard A Lamp | 1 | 100 | Bedroom | 106307 | Bedroom | 0.0012318
Ceiling Fixture | Incandescent |  | Mini base | 1 | 60 | Bathroom | 106308 | Bathroom | 0.0012318
Wall Mount | Incandescent |  | Standard A Lamp | 1 | 40 | Bathroom | 106308 | Bathroom | 0.0012318
Recessed - other | Incandescent |  | Standard A Lamp | 1 | 40 | Bathroom | 106308 | Bathroom | 0.0012318
Table | Incandescent |  | Standard A Lamp | 1 | 40 | Bedroom | 106309 | Bedroom | 0.0012318
Recessed Can | Incandescent |  | Reflector | 1 | 75 | Hall | 1063010 | Hall | 0.0012318
Ceiling Fixture | Compact Fluorescent |  | Circline (Screw Base) | 1 | 22 | Closet | 1063011 | Closet | 0.0012318
Floor lamp | Incandescent |  | Standard A Lamp | 1 | 75 | Living Room | 1063012 | Living Room | 0.0012318
Floor lamp | Compact Fluorescent |  | A shape bulb | 3 | 22 | Living Room | 1063012 | Living Room | 0.0012318
Floor lamp | Halogen |  | MR | 3 | 100 | Living Room | 1063012 | Living Room | 0.0012318
Ceiling Fixture | Incandescent |  | Reflector | 1 | 75 | Kitchen | 1063013 | Kitchen | 0.0012318
Track | Incandescent |  | Standard A Lamp | 6 | 75 | Kitchen | 1063013 | Kitchen | 0.0012318
Low bay | Linear Fluorescent | 48 | T-12 | 2 | 40 | Other | 1063014 | Other | 0.0012318
Ceiling Fixture | Incandescent |  | Standard A Lamp | 1 | 75 | Other | 1063014 | Other | 0.0012318
Ceiling Fixture | Incandescent |  | Standard A Lamp | 2 | 60 | Dining Room | 1063015 | Dining Room | 0.0012318
Table | Incandescent |  | Standard A Lamp | 1 | 40 | Dining Room | 1063015 | Dining Room | 0.0012318
Table | Incandescent |  | Standard A Lamp | 1 | 60 | Master Bedroom | 1063016 | Master Bedroom | 0.0012318
Table | Incandescent |  | Standard A Lamp | 1 | 100 | Master Bedroom | 1063016 | Master Bedroom | 0.0012318
Ceiling Fixture | Halogen |  | MR | 2 | 50 | Bathroom | 106361 | Bathroom | 0.0012318
Wall Mount | Incandescent |  | Mini base | 1 | 7 | Bathroom | 106361 | Bathroom | 0.0012318
Ceiling Fixture | Compact Fluorescent |  | Twist | 2 | 15 | Bathroom | 106361 | Bathroom | 0.0012318
Wall Mount | Incandescent |  | Standard A Lamp | 1 | 75 | Closet | 106362 | Closet | 0.0012318
Table | Compact Fluorescent |  | Twist | 1 | 15 | Laundry Room | 106363 | Laundry Room | 0.0012318
Torchiere | Compact Fluorescent |  | Twist | 1 | 15 | Laundry Room | 106363 | Laundry Room | 0.0012318
Table | Incandescent |  | Standard A Lamp | 1 | 60 | Laundry Room | 106363 | Laundry Room | 0.0012318
Wall Mount | Incandescent |  | Reflector | 1 | 60 | Laundry Room | 106363 | Laundry Room | 0.0012318
Ceiling Fixture | Incandescent |  | Standard A Lamp | 1 | 60 | Other | 106364 | Other | 0.0012318
Ceiling Fixture | Compact Fluorescent |  | Twist | 2 | 15 | Hall | 106365 | Hall | 0.0012318
Recessed Can | Compact Fluorescent |  | Reflector | 1 | 15 | Master Bedroom | 106366 | Master Bedroom | 0.0012318
Table | Compact Fluorescent |  | Twist | 1 | 7 | Master Bedroom | 106366 | Master Bedroom | 0.0012318
Other | Compact Fluorescent |  | Twist | 2 | 15 | Kitchen | 106367 | Kitchen | 0.0012318
Ceiling Fixture | Halogen |  | MR | 1 | 50 | Kitchen | 106367 | Kitchen | 0.0012318
Ceiling Fixture | Halogen |  | MR | 2 | 50 | Kitchen | 106367 | Kitchen | 0.0012318
Ceiling Fixture | Other |  | LED Interior | 2 | 5 | Kitchen | 106367 | Kitchen | 0.0012318
Ceiling Fixture | Compact Fluorescent |  | Twist | 1 | 15 | Laundry Room | 106368 | Laundry Room | 0.0012318
Table | Incandescent |  | Mini base | 1 | 75 | Master Bedroom | 106369 | Master Bedroom | 0.0012318
Ceiling Fixture | Incandescent |  | Reflector | 1 | 65 | Master Bedroom | 106369 | Master Bedroom | 0.0012318
Ceiling Fixture | Compact Fluorescent |  | Twist | 1 | 15 | Closet | 1063610 | Closet | 0.0012318
Ceiling Fixture | Linear Fluorescent | 48 | T-12 | 2 | 40 | Garage | 1063611 | Garage | 0.0012318
Wall Mount | Other |  | LED Interior | 1 | 6 | Bathroom | 106371 | Bathroom | 0.00029524
Wall Mount | Halogen |  | MR | 1 | 50 | Bathroom | 106371 | Bathroom | 0.00029524
Ceiling Fixture | Compact Fluorescent |  | Twist | 2 | 15 | Bedroom | 106372 | Bedroom | 0.00029524
Table | Incandescent |  | Standard A Lamp | 1 | 60 | Bedroom | 106372 | Bedroom | 0.00029524
Ceiling Fixture | Halogen |  | PAR | 4 | 32 | Office | 106373 | Office | 0.00029524
Chandelier (Hanging) | Incandescent |  | Other | 9 | 15 | Dining Room | 106374 | Dining Room | 0.00029524
Track | Halogen |  | PAR | 5 | 32 | Hall | 106375 | Hall | 0.00029524
Recessed - other | Other |  | LED Interior | 1 | 6 | Hall | 106375 | Hall | 0.00029524
Chandelier (Hanging) | Compact Fluorescent |  | Twist | 3 | 15 | Hall | 106375 | Hall | 0.00029524
Ceiling Fixture | Compact Fluorescent |  | Twist | 2 | 15 | Hall | 106376 | Hall | 0.00029524
Ceiling Fixture | Compact Fluorescent |  | Twist | 1 | 15 | Kitchen | 106377 | Kitchen | 0.00029524
Recessed Can | Compact Fluorescent |  | Reflector | 1 | 22 | Kitchen | 106377 | Kitchen | 0.00029524
Ceiling Fixture | Linear Fluorescent | 48 | T-8 | 2 | 32 | Laundry Room | 106378 | Laundry Room | 0.00029524
Ceiling Fixture | Compact Fluorescent |  | Reflector | 1 | 22 | Living Room | 106379 | Living Room | 0.00029524
Recessed Can | Compact Fluorescent |  | Reflector | 2 | 22 | Living Room | 106379 | Living Room | 0.00029524
Table | Incandescent |  | Standard A Lamp | 1 | 100 | Living Room | 106379 | Living Room | 0.00029524
Recessed - other | Other |  | LED Interior | 1 | 6 | Living Room | 106379 | Living Room | 0.00029524
Wall Mount | Compact Fluorescent |  | Pin base | 1 | 28 | Bathroom | 1063710 | Bathroom | 0.00029524
Ceiling Fan | Compact Fluorescent |  | Twist | 2 | 15 | Bedroom | 1063711 | Bedroom | 0.00029524
Table | Incandescent |  | Standard A Lamp | 1 | 60 | Bedroom | 1063711 | Bedroom | 0.00029524
Ceiling Fixture | Linear Fluorescent | 48 | T-8 | 2 | 32 | Closet | 1063712 | Closet | 0.00029524
Wall Mount | Compact Fluorescent |  | Twist | 3 | 13 | Bathroom | 106381 | Bathroom | 0.00037892
Ceiling Fixture | Incandescent |  | Heat Lamp | 1 | 150 | Bathroom | 106381 | Bathroom | 0.00037892
Ceiling Fixture | Incandescent |  | Clear | 1 | 40 | Bedroom | 106382 | Bedroom | 0.00037892
Ceiling Fixture | Incandescent |  | Globe | 1 | 40 | Hall | 106383 | Hall | 0.00037892
Ceiling Fixture | Compact Fluorescent |  | Twist | 1 | 23 | Kitchen | 106384 | Kitchen | 0.00037892
Ceiling Fixture | Compact Fluorescent |  | Twist | 1 | 23 | Laundry Room | 106385 | Laundry Room | 0.00037892
Wall Mount | Incandescent |  | Standard A Lamp | 1 | 100 | Living Room | 106386 | Living Room | 0.00037892
Ceiling Fixture | Compact Fluorescent |  | Twist | 1 | 13 | Living Room | 106386 | Living Room | 0.00037892
Table | Compact Fluorescent |  | Twist | 1 | 13 | Master Bedroom | 106387 | Master Bedroom | 0.00037892
Ceiling Fixture | Incandescent |  | Standard A Lamp | 1 | 75 | Office | 106388 | Office | 0.00037892
Recessed Can | Incandescent |  | Reflector | 1 | 65 | Bathroom | 106491 | Bathroom | 0.0017229
Ceiling Fixture | Compact Fluorescent |  | Twist | 2 | 13 | Bedroom | 106492 | Bedroom | 0.0017229
Floor lamp | Incandescent |  | Decorative | 3 | 25 | Bedroom | 106492 | Bedroom | 0.0017229
Chandelier (Hanging) | Compact Fluorescent |  | Twist | 3 | 13 | Dining Room | 106493 | Dining Room | 0.0017229
Recessed Can | Incandescent |  | Reflector | 1 | 65 | Dining Room | 106493 | Dining Room | 0.0017229
Ceiling Fixture | Linear Fluorescent | 48 | T-12 | 2 | 25 | Garage | 106494 | Garage | 0.0017229
Ceiling Fixture | Compact Fluorescent |  | A shape bulb | 1 | 15 | Garage | 106494 | Garage | 0.0017229
Ceiling Fixture | Compact Fluorescent |  | Twist | 1 | 13 | Bathroom | 106495 | Bathroom | 0.0017229
Ceiling Fixture | Incandescent |  | Globe | 4 | 60 | Hall | 106496 | Hall | 0.0017229
Wall Mount | Incandescent |  | Mini base | 1 | 25 | Kitchen | 106497 | Kitchen | 0.0017229
Ceiling Fixture | Compact Fluorescent |  | Twist | 4 | 13 | Kitchen | 106497 | Kitchen | 0.0017229
Ceiling Fixture | Compact Fluorescent |  | Twist | 1 | 13 | Laundry Room | 106498 | Laundry Room | 0.0017229
Floor lamp | Compact Fluorescent |  | Twist | 1 | 13 | Living Room | 106499 | Living Room | 0.0017229
Floor lamp | Incandescent |  | Decorative | 1 | 40 | Living Room | 106499 | Living Room | 0.0017229
Floor lamp | Compact Fluorescent |  | A shape bulb | 1 | 15 | Living Room | 106499 | Living Room | 0.0017229
Ceiling Fixture | Compact Fluorescent |  | Twist | 1 | 13 | Master Bedroom | 1064910 | Master Bedroom | 0.0017229
Floor lamp | Compact Fluorescent |  | Twist | 1 | 13 | Family Room | 1064911 | Family Room | 0.0017229
Ceiling Fan | Incandescent |  | Decorative | 4 | 40 | Family Room | 1064911 | Family Room | 0.0017229
Architectural | Incandescent |  | Standard A Lamp | 1 | 60 | Other | 106571 | Other | 0.00037892
Ceiling Fixture | Incandescent |  | Heat Lamp | 2 | 250 | Bathroom | 106572 | Bathroom | 0.00037892
Track | Compact Fluorescent |  | Globe | 1 | 9 | Bathroom | 106572 | Bathroom | 0.00037892
Recessed Can | Incandescent |  | Reflector | 1 | 65 | Hall | 106573 | Hall | 0.00037892
Ceiling Fixture | Incandescent |  | Standard A Lamp | 2 | 40 | Kitchen | 106574 | Kitchen | 0.00037892
Other | Incandescent |  | Mini base | 1 | 100 | Kitchen | 106574 | Kitchen | 0.00037892
Ceiling Fixture | Incandescent |  | Standard A Lamp | 2 | 40 | Hall | 106575 | Hall | 0.00037892
Recessed Can | Incandescent |  | Reflector | 1 | 60 | Living Room | 106576 | Living Room | 0.00037892
Wall Mount | Compact Fluorescent |  | Globe | 2 | 9 | Bathroom | 106577 | Bathroom | 0.00037892
Other | Compact Fluorescent |  | Globe | 1 | 9 | Bathroom | 106577 | Bathroom | 0.00037892
Recessed Can | Incandescent |  | Reflector | 1 | 65 | Master Bedroom | 106578 | Master Bedroom | 0.00037892
Ceiling Fixture | Incandescent |  | Standard A Lamp | 2 | 40 | Office | 106579 | Office | 0.00037892
Ceiling Fixture | Incandescent |  | Standard A Lamp | 2 | 40 | Living Room | 1065710 | Living Room | 0.00037892
Floor lamp | Compact Fluorescent |  | Pin base | 1 | 23 | Living Room | 1065710 | Living Room | 0.00037892
Floor lamp | Compact Fluorescent |  | Twist | 1 | 19 | Living Room | 106581 | Living Room | 0.000364
Table | Compact Fluorescent |  | Twist | 1 | 19 | Living Room | 106581 | Living Room | 0.000364
Track | Halogen |  | MR | 4 | 50 | Living Room | 106581 | Living Room | 0.000364
Ceiling Fixture | Compact Fluorescent |  | Twist | 4 | 19 | Kitchen | 106582 | Kitchen | 0.000364
Ceiling Fixture | Linear Fluorescent | 48 | T-12 | 2 | 40 | Kitchen | 106582 | Kitchen | 0.000364
Ceiling Fixture | Compact Fluorescent |  | Twist | 1 | 19 | Kitchen | 106582 | Kitchen | 0.000364
Ceiling Fixture | Compact Fluorescent |  | Twist | 1 | 19 | Laundry Room | 106583 | Laundry Room | 0.000364
Ceiling Fixture | Linear Fluorescent | 48 | T-8 | 2 | 32 | Garage | 106584 | Garage | 0.000364
Ceiling Fixture | Linear Fluorescent | 48 | T-12 | 2 | 40 | Garage | 106584 | Garage | 0.000364
Garage door opener | Incandescent |  | Standard A Lamp | 2 | 60 | Garage | 106584 | Garage | 0.000364
Wall Mount | Incandescent |  | Mini base | 1 | 60 | Garage | 106584 | Garage | 0.000364
Wall Mount | Compact Fluorescent |  | Twist | 1 | 23 | Closet | 106585 | Closet | 0.000364
Ceiling Fixture | Compact Fluorescent |  | Twist | 2 | 23 | Family Room | 106586 | Family Room | 0.000364
Track | Incandescent |  | Reflector | 2 | 75 | Family Room | 106586 | Family Room | 0.000364
Ceiling Fixture | Compact Fluorescent |  | Twist | 1 | 23 | Closet | 106587 | Closet | 0.000364
Ceiling Fixture | Compact Fluorescent |  | Twist | 1 | 19 | Hall | 106588 | Hall | 0.000364
Ceiling Fixture | Incandescent |  | Standard A Lamp | 3 | 100 | Dining Room | 106589 | Dining Room | 0.000364
Ceiling Fixture | Compact Fluorescent |  | Twist | 2 | 19 | Hall | 1065810 | Hall | 0.000364
Ceiling Fixture | Compact Fluorescent |  | Twist | 2 | 19 | Bedroom | 1065811 | Bedroom | 0.000364
Table | Incandescent |  | 3-Way Incandescent | 1 | 100 | Bedroom | 1065811 | Bedroom | 0.000364
Ceiling Fixture | Incandescent |  | Standard A Lamp | 1 | 100 | Bathroom | 1065812 | Bathroom | 0.000364
High bay | Halogen |  | MR | 3 | 100 | Bathroom | 1065812 | Bathroom | 0.000364
Ceiling Fixture | Compact Fluorescent |  | Twist | 2 | 19 | Master Bedroom | 1065813 | Master Bedroom | 0.000364
Floor lamp | Incandescent |  | Standard A Lamp | 1 | 100 | Master Bedroom | 1065813 | Master Bedroom | 0.000364
Table | Compact Fluorescent |  | Twist | 1 | 19 | Master Bedroom | 1065813 | Master Bedroom | 0.000364
Ceiling Fixture | Incandescent |  | Heat Lamp | 1 | 150 | Bathroom | 1065814 | Bathroom | 0.000364
Wall Mount | Incandescent |  | Decorative | 3 | 60 | Bathroom | 1065814 | Bathroom | 0.000364
Ceiling Fixture | Compact Fluorescent |  | Twist | 2 | 19 | Bedroom | 1065815 | Bedroom | 0.000364
Wall Mount | Compact Fluorescent |  | Twist | 2 | 15 | Bathroom | 106611 | Bathroom | 0.00037892
Ceiling Fixture | Compact Fluorescent |  | Twist | 1 | 15 | Bedroom | 106612 | Bedroom | 0.00037892
Ceiling Fixture | Compact Fluorescent |  | Twist | 2 | 15 | Bedroom | 106613 | Bedroom | 0.00037892
Chandelier (Hanging) | Incandescent |  | Mini base | 5 | 25 | Dining Room | 106614 | Dining Room | 0.00037892
Ceiling Fixture | Linear Fluorescent | 48 | T-12 | 2 | 32 | Garage | 106615 | Garage | 0.00037892
Ceiling Fixture | Incandescent |  | Decorative | 1 | 60 | Hall | 106616 | Hall | 0.00037892
Recessed Can | Compact Fluorescent |  | Reflector | 1 | 7 | Kitchen | 106617 | Kitchen | 0.00037892
Ceiling Fixture | Incandescent |  | Standard A Lamp | 1 | 60 | Laundry Room | 106618 | Laundry Room | 0.00037892
Ceiling Fixture | Compact Fluorescent |  | A shape bulb | 2 | 15 | Living Room | 106619 | Living Room | 0.00037892
Table | Compact Fluorescent |  | A shape bulb | 1 | 15 | Living Room | 106619 | Living Room | 0.00037892
Wall Mount | Incandescent |  | Standard A Lamp | 1 | 60 | Bathroom | 1066110 | Bathroom | 0.00037892
Ceiling Fixture | Incandescent |  | Standard A Lamp | 2 | 60 | Bedroom | 1066111 | Bedroom | 0.00037892
Wall Mount | Incandescent |  | Standard A Lamp | 1 | 60 | Office | 1066112 | Office | 0.00037892
Wall Mount | Incandescent |  | Standard A Lamp | 1 | 60 | Hall | 1066113 | Hall | 0.00037892
Recessed Can | Incandescent |  | Reflector | 1 | 65 | Living Room | 106641 | Living Room | 0.0020539
Recessed Can | Incandescent |  | Reflector | 1 | 65 | Living Room | 106642 | Living Room | 0.0020539
Recessed Can | Incandescent |  | Reflector | 1 | 65 | Bedroom | 106643 | Bedroom | 0.0020539
Recessed Can | Incandescent |  | Reflector | 1 | 65 | Bathroom | 106644 | Bathroom | 0.0020539
Ceiling Fixture | Incandescent |  | Standard A Lamp | 1 | 60 | Bathroom | 106645 | Bathroom | 0.0020539
Wall Mount | Incandescent |  | Standard A Lamp | 3 | 60 | Bathroom | 106645 | Bathroom | 0.0020539
Ceiling Fan | Incandescent |  | Standard A Lamp | 2 | 75 | Bedroom | 106646 | Bedroom | 0.0020539
Ceiling Fan | Compact Fluorescent |  | A shape bulb | 1 | 11 | Bedroom | 106646 | Bedroom | 0.0020539
Floor lamp | Incandescent |  | Standard A Lamp | 1 | 75 | Bedroom | 106646 | Bedroom | 0.0020539
Ceiling Fixture | Halogen |  | PAR | 3 | 35 | Bedroom | 106647 | Bedroom | 0.0020539
Chandelier (Hanging) | Incandescent |  | Standard A Lamp | 1 | 100 | Dining Room | 106648 | Dining Room | 0.0020539
Wall Mount | Incandescent |  | Mini base | 1 | 40 | Bedroom | 106649 | Bedroom | 0.0020539
Wall Mount | Incandescent |  | Decorative | 1 | 25 | Bedroom | 106649 | Bedroom | 0.0020539
Ceiling Fixture | Compact Fluorescent |  | A shape bulb | 1 | 22 | Closet | 1066410 | Closet | 0.0020539
Recessed Can | Incandescent |  | Standard A Lamp | 1 | 100 | Closet | 1066411 | Closet | 0.0020539
Chandelier (Hanging) | Incandescent |  | Standard A Lamp | 6 | 60 | Dining Room | 1066412 | Dining Room | 0.0020539
Floor lamp | Incandescent |  | Standard A Lamp | 1 | 60 | Dining Room | 1066412 | Dining Room | 0.0020539
Ceiling Fixture | Incandescent |  | Standard A Lamp | 1 | 60 | Hall | 1066413 | Hall | 0.0020539
Wall Mount | Incandescent |  | Standard A Lamp | 1 | 60 | Other | 1066414 | Other | 0.0020539
Ceiling Fixture | Incandescent |  | Standard A Lamp | 1 | 60 | Hall | 1066415 | Hall | 0.0020539
Wall Mount | Incandescent |  | Standard A Lamp | 1 | 100 | Hall | 1066416 | Hall | 0.0020539
Ceiling Fixture | Incandescent |  | Standard A Lamp | 1 | 60 | Hall | 1066417 | Hall | 0.0020539
Ceiling Fixture | Incandescent |  | Standard A Lamp | 3 | 100 | Kitchen | 1066418 | Kitchen | 0.0020539
Low bay | Incandescent |  | Standard A Lamp | 1 | 60 | Kitchen | 1066418 | Kitchen | 0.0020539
Ceiling Fixture | Incandescent |  | Standard A Lamp | 1 | 100 | Laundry Room | 1066419 | Laundry Room | 0.0020539
Floor lamp | Incandescent |  | Standard A Lamp | 1 | 60 | Living Room | 1066420 | Living Room | 0.0020539
Table | Incandescent |  | Standard A Lamp | 1 | 100 | Living Room | 1066420 | Living Room | 0.0020539
Table | Compact Fluorescent |  | Twist | 1 | 13 | Living Room | 1066420 | Living Room | 0.0020539
Wall Mount | Incandescent |  | Globe | 6 | 40 | Bathroom | 1066421 | Bathroom | 0.0020539
Table | Incandescent |  | Standard A Lamp | 1 | 60 | Master Bedroom | 1066422 | Master Bedroom | 0.0020539
Ceiling Fixture | Incandescent |  | Standard A Lamp | 1 | 60 | Closet | 1066423 | Closet | 0.0020539
Ceiling Fixture | Incandescent |  | Standard A Lamp | 2 | 60 | Hall | 1066424 | Hall | 0.0020539
Ceiling Fixture | Incandescent |  | Standard A Lamp | 2 | 40 | Bedroom | 106811 | Bedroom | 0.00049795
Ceiling Fixture | Linear Fluorescent | 96 | T-12 | 2 | 40 | Bedroom | 106812 | Bedroom | 0.00049795
Table | Incandescent |  | Standard A Lamp | 1 | 60 | Bedroom | 106812 | Bedroom | 0.00049795
Floor lamp | Compact Fluorescent |  | Twist | 1 | 15 | Bedroom | 106812 | Bedroom | 0.00049795
Recessed Can | Compact Fluorescent |  | Reflector | 1 | 15 | Kitchen | 106813 | Kitchen | 0.00049795
Table | Compact Fluorescent |  | Twist | 1 | 15 | Kitchen | 106813 | Kitchen | 0.00049795
Track | Halogen |  | PAR | 1 | 50 | Kitchen | 106813 | Kitchen | 0.00049795
Recessed Can | Incandescent |  | Reflector | 1 | 60 | Kitchen | 106813 | Kitchen | 0.00049795
Ceiling Fixture | Incandescent |  | Standard A Lamp | 3 | 40 | Master Bedroom | 106814 | Master Bedroom | 0.00049795
Table | Incandescent |  | 3-Way Incandescent | 1 | 125 | Master Bedroom | 106814 | Master Bedroom | 0.00049795
Wall Mount | Incandescent |  | Mini base | 1 | 25 | Master Bedroom | 106814 | Master Bedroom | 0.00049795
Recessed Can | Compact Fluorescent |  | Reflector | 1 | 15 | Bathroom | 106815 | Bathroom | 0.00049795
Wall Mount | Halogen |  | PAR | 1 | 50 | Bathroom | 106815 | Bathroom | 0.00049795
Ceiling Fixture | Incandescent |  | Standard A Lamp | 2 | 60 | Closet | 106816 | Closet | 0.00049795
Ceiling Fixture | Incandescent |  | Decorative | 1 | 60 | Bedroom | 106817 | Bedroom | 0.00049795
Ceiling Fixture | Linear Fluorescent | 48 | T-12 | 1 | 40 | Other | 106818 | Other | 0.00049795
Ceiling Fixture | Compact Fluorescent |  | Twist | 1 | 15 | Hall | 106819 | Hall | 0.00049795
Wall Mount | Compact Fluorescent |  | Twist | 3 | 15 | Bathroom | 1068110 | Bathroom | 0.00049795
Ceiling Fixture | Incandescent |  | Globe | 4 | 40 | Family Room | 1068111 | Family Room | 0.00049795
Ceiling Fixture | Compact Fluorescent |  | Twist | 4 | 15 | Family Room | 1068111 | Family Room | 0.00049795
Table | Incandescent |  | Standard A Lamp | 1 | 60 | Family Room | 1068111 | Family Room | 0.00049795
Floor lamp | Incandescent |  | Standard A Lamp | 1 | 60 | Family Room | 1068111 | Family Room | 0.00049795
Ceiling Fixture | Linear Fluorescent | 96 | T-12 | 1 | 40 | Office | 1068112 | Office | 0.00049795
Ceiling Fixture | Incandescent |  | Standard A Lamp | 2 | 60 | Laundry Room | 1068113 | Laundry Room | 0.00049795
Ceiling Fan | Linear Fluorescent | 48 | T-12 | 2 | 40 | Garage | 1068114 | Garage | 0.00049795
Garage door opener | Incandescent |  | Standard A Lamp | 2 | 40 | Garage | 1068114 | Garage | 0.00049795
Ceiling Fixture | Compact Fluorescent |  | Twist | 2 | 15 | Hall | 1068115 | Hall | 0.00049795
Chandelier (Hanging) | Incandescent |  | Standard A Lamp | 5 | 60 | Dining Room | 1068116 | Dining Room | 0.00049795
Ceiling Fixture | Halogen |  | PAR | 1 | 50 | Dining Room | 1068116 | Dining Room | 0.00049795
Recessed Can | Compact Fluorescent |  | Twist | 1 | 15 | Living Room | 1068117 | Living Room | 0.00049795
Floor lamp | Incandescent |  | Standard A Lamp | 1 | 100 | Living Room | 1068117 | Living Room | 0.00049795
Floor lamp | Halogen |  | Quartz Tube | 1 | 100 | Living Room | 1068117 | Living Room | 0.00049795
Table | Compact Fluorescent |  | Twist | 1 | 22 | Living Room | 1068117 | Living Room | 0.00049795
Chandelier (Hanging) | Incandescent |  | Decorative | 3 | 25 | Living Room | 1068117 | Living Room | 0.00049795
Wall Mount | Incandescent |  | Standard A Lamp | 1 | 100 | Hall | 1068118 | Hall | 0.00049795
Wall Mount | Incandescent |  | Standard A Lamp | 4 | 60 | Bathroom | 1068119 | Bathroom | 0.00049795
Recessed - other | Compact Fluorescent |  | Decorative | 1 | 15 | Bathroom | 1068119 | Bathroom | 0.00049795
Ceiling Fixture | Incandescent |  | Standard A Lamp | 2 | 40 | Bedroom | 1068120 | Bedroom | 0.00049795
Table | Incandescent |  | Standard A Lamp | 1 | 60 | Bedroom | 1068120 | Bedroom | 0.00049795
Wall Mount | Incandescent |  | Standard A Lamp | 1 | 60 | Bathroom | 106881 | Bathroom | 0.00028601
Ceiling Fixture | Incandescent |  | Standard A Lamp | 1 | 60 | Bathroom | 106881 | Bathroom | 0.00028601
Ceiling Fixture | Compact Fluorescent |  | Twist | 1 | 13 | Bathroom | 106882 | Bathroom | 0.00028601
Wall Mount | Compact Fluorescent |  | Twist | 1 | 15 | Bathroom | 106882 | Bathroom | 0.00028601
Ceiling Fixture | Compact Fluorescent |  | Twist | 1 | 15 | Other | 106883 | Other | 0.00028601
Ceiling Fixture | Incandescent |  | Standard A Lamp | 2 | 40 | Other | 106883 | Other | 0.00028601
Ceiling Fixture | Linear Fluorescent | 48 | Fluorescent Other | 2 | 40 | Garage | 106884 | Garage | 0.00028601
Garage door opener | Incandescent |  | Clear | 1 | 25 | Garage | 106884 | Garage | 0.00028601
Ceiling Fixture | Compact Fluorescent |  | Twist | 1 | 22 | Garage | 106884 | Garage | 0.00028601
Ceiling Fixture | Compact Fluorescent |  | Twist | 2 | 15 | Kitchen | 106885 | Kitchen | 0.00028601
Wall Mount | Compact Fluorescent |  | Straight Tube | 1 | 20 | Kitchen | 106885 | Kitchen | 0.00028601
Other | Incandescent |  | Mini base | 1 | 5 | Kitchen | 106885 | Kitchen | 0.00028601
Chandelier (Hanging) | Incandescent |  | Standard A Lamp | 4 | 40 | Kitchen | 106885 | Kitchen | 0.00028601
Ceiling Fan | Compact Fluorescent |  | Twist | 4 | 15 | Bedroom | 106886 | Bedroom | 0.00028601
Table | Compact Fluorescent |  | Twist | 1 | 15 | Bedroom | 106886 | Bedroom | 0.00028601
Floor lamp | Compact Fluorescent |  | Twist | 1 | 9 | Bedroom | 106886 | Bedroom | 0.00028601
Ceiling Fixture | Incandescent |  | Standard A Lamp | 2 | 40 | Bedroom | 106887 | Bedroom | 0.00028601
Wall Mount | Linear Fluorescent | 48 | Fluorescent Other | 2 | 40 | Bedroom | 106887 | Bedroom | 0.00028601
Other | Incandescent |  | Mini base | 1 | 5 | Bedroom | 106887 | Bedroom | 0.00028601
Other | Compact Fluorescent |  | Twist | 1 | 15 | Bedroom | 106887 | Bedroom | 0.00028601
Ceiling Fixture | Incandescent |  | Standard A Lamp | 2 | 60 | Bedroom | 106888 | Bedroom | 0.00028601
Ceiling Fixture | Compact Fluorescent |  | Twist | 1 | 22 | Other | 106901 | Other | 0.00028601
Ceiling Fixture | Incandescent |  | Standard A Lamp | 1 | 60 | Other | 106901 | Other | 0.00028601
Ceiling Fixture | Compact Fluorescent |  | Twist | 1 | 22 | Bathroom | 106902 | Bathroom | 0.00028601
Recessed - other | Incandescent |  | Heat Lamp | 1 | 250 | Bathroom | 106902 | Bathroom | 0.00028601
Recessed - other | Incandescent |  | Standard A Lamp | 1 | 100 | Bathroom | 106902 | Bathroom | 0.00028601
Wall Mount | Incandescent |  | Globe | 6 | 40 | Bathroom | 106902 | Bathroom | 0.00028601
Recessed - other | Incandescent |  | Standard A Lamp | 1 | 60 | Bathroom | 106903 | Bathroom | 0.00028601
Ceiling Fixture | Compact Fluorescent |  | Twist | 1 | 15 | Bedroom | 106904 | Bedroom | 0.00028601
Wall Mount | Compact Fluorescent |  | Twist | 1 | 15 | Master Bedroom | 106905 | Master Bedroom | 0.00028601
Chandelier (Hanging) | Compact Fluorescent |  | Twist | 1 | 15 | Master Bedroom | 106905 | Master Bedroom | 0.00028601
Ceiling Fixture | Compact Fluorescent |  | Twist | 2 | 15 | Bedroom | 106906 | Bedroom | 0.00028601
Table | Incandescent |  | Standard A Lamp | 1 | 60 | Bedroom | 106906 | Bedroom | 0.00028601
Chandelier (Hanging) | Compact Fluorescent |  | Twist | 5 | 13 | Office | 106907 | Office | 0.00028601
Chandelier (Hanging) | Incandescent |  | Decorative | 5 | 40 | Office | 106907 | Office | 0.00028601
Table | Linear Fluorescent | 18 | T-8 | 1 | 15 | Office | 106907 | Office | 0.00028601
Recessed Can | Other |  | LED Interior | 1 | 7 | Hall | 106908 | Hall | 0.00028601
Ceiling Fixture | Other |  | LED Interior | 4 | 15 | Kitchen | 106909 | Kitchen | 0.00028601
Architectural | Compact Fluorescent |  | Twist | 1 | 15 | Kitchen | 106909 | Kitchen | 0.00028601
Recessed Can | Other |  | LED Interior | 1 | 12 | Laundry Room | 1069010 | Laundry Room | 0.00028601
Ceiling Fan | Compact Fluorescent |  | Twist | 4 | 15 | Living Room | 1069011 | Living Room | 0.00028601
Chandelier (Hanging) | Compact Fluorescent |  | Twist | 1 | 28 | Living Room | 1069011 | Living Room | 0.00028601
Table | Incandescent |  | Other | 1 | 40 | Living Room | 1069011 | Living Room | 0.00028601
Recessed Can | Incandescent |  | Decorative | 1 | 40 | Office | 1069012 | Office | 0.00028601
Track | Incandescent |  | Standard A Lamp | 1 | 60 | Laundry Room | 106951 | Laundry Room | 0.000364
Ceiling Fan | Incandescent |  | Standard A Lamp | 1 | 60 | Family Room | 106952 | Family Room | 0.000364
Table | Incandescent |  | Standard A Lamp | 1 | 75 | Family Room | 106952 | Family Room | 0.000364
Ceiling Fixture | Linear Fluorescent | 48 | T-12 | 2 | 40 | Kitchen | 106953 | Kitchen | 0.000364
Table | Compact Fluorescent |  | Twist | 1 | 15 | Bedroom | 106954 | Bedroom | 0.000364
Ceiling Fixture | Linear Fluorescent | 48 | T-12 | 1 | 40 | Laundry Room | 106955 | Laundry Room | 0.000364
Wall Mount | Incandescent |  | Globe | 6 | 40 | Bathroom | 106956 | Bathroom | 0.000364
Ceiling Fixture | Compact Fluorescent |  | Twist | 1 | 15 | Bedroom | 106957 | Bedroom | 0.000364
Chandelier (Hanging) | Incandescent |  | Globe | 5 | 60 | Dining Room | 106961 | Dining Room | 0.000364
Ceiling Fixture | Compact Fluorescent |  | Twist | 2 | 15 | Office | 106962 | Office | 0.000364
Other | Compact Fluorescent |  | Straight Tube | 1 | 22 | Office | 106962 | Office | 0.000364
Ceiling Fixture | Compact Fluorescent |  | Twist | 2 | 22 | Other | 106963 | Other | 0.000364
Wall Mount | Incandescent |  | Standard A Lamp | 2 | 60 | Bathroom | 106964 | Bathroom | 0.000364
Ceiling Fixture | Incandescent |  | Standard A Lamp | 1 | 40 | Hall | 106965 | Hall | 0.000364
Ceiling Fixture | Compact Fluorescent |  | Twist | 1 | 22 | Garage | 106966 | Garage | 0.000364
Ceiling Fixture | Incandescent |  | Standard A Lamp | 2 | 60 | Laundry Room | 106967 | Laundry Room | 0.000364
Table | Incandescent |  | Standard A Lamp | 1 | 100 | Laundry Room | 106967 | Laundry Room | 0.000364
Table | Compact Fluorescent |  | Twist | 1 | 15 | Living Room | 106968 | Living Room | 0.000364
Floor lamp | Incandescent |  | Standard A Lamp | 1 | 60 | Living Room | 106968 | Living Room | 0.000364
Floor lamp | Halogen |  | MR | 1 | 100 | Living Room | 106968 | Living Room | 0.000364
Ceiling Fixture | Incandescent |  | Standard A Lamp | 1 | 60 | Hall | 106969 | Hall | 0.000364
Ceiling Fixture | Incandescent |  | Heat Lamp | 1 | 250 | Bathroom | 1069610 | Bathroom | 0.000364
Wall Mount | Incandescent |  | Standard A Lamp | 2 | 40 | Bathroom | 1069610 | Bathroom | 0.000364
Ceiling Fixture | Compact Fluorescent |  | Twist | 3 | 15 | Kitchen | 1069611 | Kitchen | 0.000364
Ceiling Fixture | Incandescent |  | Standard A Lamp | 1 | 40 | Kitchen | 1069611 | Kitchen | 0.000364
Garage door opener | Incandescent |  | Standard A Lamp | 1 | 60 | Hall | 1069612 | Hall | 0.000364
Wall Mount | Incandescent |  | Standard A Lamp | 2 | 40 | Bathroom | 1069613 | Bathroom | 0.000364
Ceiling Fixture | Incandescent |  | Heat Lamp | 2 | 250 | Bathroom | 1069613 | Bathroom | 0.000364
Ceiling Fixture | Compact Fluorescent |  | Twist | 2 | 15 | Bedroom | 1069614 | Bedroom | 0.000364
Ceiling Fixture | Compact Fluorescent |  | Twist | 2 | 15 | Master Bedroom | 1069615 | Master Bedroom | 0.000364
Architectural | Incandescent |  | Standard A Lamp | 1 | 100 | Other | 106971 | Other | 0.00037892
Architectural | Incandescent |  | Standard A Lamp | 1 | 100 | Other | 106972 | Other | 0.00037892
Ceiling Fixture | Compact Fluorescent |  | Twist | 1 | 26 | Bathroom | 106973 | Bathroom | 0.00037892
Ceiling Fixture | Compact Fluorescent |  | Twist | 3 | 13 | Bedroom | 106974 | Bedroom | 0.00037892
Table | Compact Fluorescent |  | Twist | 1 | 13 | Bedroom | 106974 | Bedroom | 0.00037892
Ceiling Fixture | Incandescent |  | Standard A Lamp | 1 | 60 | Hall | 106975 | Hall | 0.00037892
Ceiling Fixture | Compact Fluorescent |  | A shape bulb | 2 | 15 | Kitchen | 106976 | Kitchen | 0.00037892
Ceiling Fixture | Incandescent |  | Standard A Lamp | 1 | 60 | Kitchen | 106976 | Kitchen | 0.00037892
Floor lamp | Compact Fluorescent |  | Twist | 1 | 20 | Living Room | 106977 | Living Room | 0.00037892
Table | Incandescent |  | Standard A Lamp | 1 | 60 | Living Room | 106977 | Living Room | 0.00037892
Table | Halogen |  | Other | 1 | 20 | Office | 106978 | Office | 0.00037892
Floor lamp | Compact Fluorescent |  | 3-Way CFL | 2 | 32 | Office | 106978 | Office | 0.00037892
Table | Compact Fluorescent |  | Twist | 1 | 13 | Office | 106978 | Office | 0.00037892
Architectural | Incandescent |  | Standard A Lamp | 1 | 60 | Garage | 106979 | Garage | 0.00037892
Wall Mount | Incandescent |  | Standard A Lamp | 6 | 75 | Bathroom | 106991 | Bathroom | 0.0017229
Ceiling Fixture | Halogen |  | PAR | 2 | 150 | Bathroom | 106991 | Bathroom | 0.0017229
Ceiling Fixture | Incandescent |  | Standard A Lamp | 2 | 60 | Bedroom | 106992 | Bedroom | 0.0017229
Ceiling Fixture | Incandescent |  | Standard A Lamp | 2 | 60 | Bedroom | 106993 | Bedroom | 0.0017229
Floor lamp | Incandescent |  | Standard A Lamp | 1 | 95 | Bedroom | 106993 | Bedroom | 0.0017229
Ceiling Fixture | Incandescent |  | Standard A Lamp | 1 | 60 | Hall | 106994 | Hall | 0.0017229
Ceiling Fan | Compact Fluorescent |  | Twist | 4 | 20 | Kitchen | 106995 | Kitchen | 0.0017229
Floor lamp | Compact Fluorescent |  | Twist | 1 | 13 | Living Room | 106996 | Living Room | 0.0017229
Floor lamp | Incandescent |  | Standard A Lamp | 1 | 100 | Living Room | 106996 | Living Room | 0.0017229
Ceiling Fan | Incandescent |  | Standard A Lamp | 1 | 100 | Bedroom | 106997 | Bedroom | 0.0017229
Ceiling Fixture | Incandescent |  | Standard A Lamp | 1 | 60 | Bathroom | 107011 | Bathroom | 0.0012318
Wall Mount | Incandescent |  | Globe | 2 | 60 | Bathroom | 107012 | Bathroom | 0.0012318
Ceiling Fixture | Incandescent |  | Standard A Lamp | 1 | 60 | Bathroom | 107012 | Bathroom | 0.0012318
Recessed Can | Incandescent |  | Standard A Lamp | 1 | 65 | Closet | 107013 | Closet | 0.0012318
Chandelier (Hanging) | Incandescent |  | Standard A Lamp | 3 | 60 | Dining Room | 107014 | Dining Room | 0.0012318
Ceiling Fixture | Incandescent |  | Standard A Lamp | 1 | 60 | Hall | 107015 | Hall | 0.0012318
Ceiling Fixture | Incandescent |  | Standard A Lamp | 2 | 60 | Family Room | 107016 | Family Room | 0.0012318
Wall Mount | Incandescent |  | Mini base | 1 | 7 | Family Room | 107016 | Family Room | 0.0012318
Ceiling Fixture | Incandescent |  | Standard A Lamp | 1 | 100 | Garage | 107017 | Garage | 0.0012318
Garage door opener | Incandescent |  | Standard A Lamp | 1 | 60 | Garage | 107017 | Garage | 0.0012318
Ceiling Fixture | Incandescent |  | Standard A Lamp | 1 | 60 | Hall | 107018 | Hall | 0.0012318
Recessed Can | Incandescent |  | Reflector | 1 | 65 | Kitchen | 107019 | Kitchen | 0.0012318
Ceiling Fixture | Incandescent |  | Standard A Lamp | 2 | 60 | Laundry Room | 1070110 | Laundry Room | 0.0012318
Ceiling Fan | Incandescent |  | Standard A Lamp | 1 | 60 | Living Room | 1070111 | Living Room | 0.0012318
Recessed Can | Incandescent |  | Reflector | 1 | 65 | Living Room | 1070111 | Living Room | 0.0012318
Table | Incandescent |  | Standard A Lamp | 1 | 60 | Living Room | 1070111 | Living Room | 0.0012318
Table | Incandescent |  | Standard A Lamp | 1 | 75 | Living Room | 1070111 | Living Room | 0.0012318
Table | Compact Fluorescent |  | Twist | 1 | 22 | Living Room | 1070111 | Living Room | 0.0012318
Wall Mount | Halogen |  | PAR | 1 | 75 | Bathroom | 1070112 | Bathroom | 0.0012318
Wall Mount | Incandescent |  | Globe | 1 | 60 | Bathroom | 1070112 | Bathroom | 0.0012318
Ceiling Fixture | Incandescent |  | Standard A Lamp | 1 | 60 | Bathroom | 1070112 | Bathroom | 0.0012318
Ceiling Fixture | Incandescent |  | Standard A Lamp | 2 | 60 | Bedroom | 1070113 | Bedroom | 0.0012318
Chandelier (Hanging) | Incandescent |  | Standard A Lamp | 1 | 100 | Bedroom | 1070113 | Bedroom | 0.0012318
Table | Incandescent |  | Standard A Lamp | 1 | 60 | Bedroom | 1070113 | Bedroom | 0.0012318
Table | Incandescent |  | Standard A Lamp | 1 | 75 | Bedroom | 1070113 | Bedroom | 0.0012318
Ceiling Fixture | Incandescent |  | Mini base | 1 | 65 | Office | 1070114 | Office | 0.0012318
Ceiling Fixture | Compact Fluorescent |  | Twist | 2 | 15 | Office | 1070115 | Office | 0.0012318
Wall Mount | Compact Fluorescent |  | Twist | 3 | 13 | Bathroom | 107051 | Bathroom | 0.000364
Wall Mount | Incandescent |  | Globe | 7 | 50 | Bathroom | 107052 | Bathroom | 0.000364
Recessed Can | Compact Fluorescent |  | Reflector | 1 | 15 | Bedroom | 107053 | Bedroom | 0.000364
Table | Incandescent |  | Mini base | 3 | 15 | Bedroom | 107053 | Bedroom | 0.000364
Recessed Can | Incandescent |  | Reflector | 1 | 75 | Bedroom | 107054 | Bedroom | 0.000364
Floor lamp | Incandescent |  | 3-Way Incandescent | 1 | 75 | Bedroom | 107054 | Bedroom | 0.000364
Recessed Can | Incandescent |  | Reflector | 1 | 75 | Closet | 107055 | Closet | 0.000364
Chandelier (Hanging) | Incandescent |  | Decorative | 6 | 40 | Dining Room | 107056 | Dining Room | 0.000364
Recessed Can | Incandescent |  | Reflector | 1 | 65 | Hall | 107057 | Hall | 0.000364
Torchiere | Halogen |  | Quartz Tube | 1 | 250 | Family Room | 107058 | Family Room | 0.000364
Ceiling Fixture | Compact Fluorescent |  | Twist | 1 | 13 | Garage | 107059 | Garage | 0.000364
Ceiling Fixture | Incandescent |  | Standard A Lamp | 1 | 60 | Garage | 107059 | Garage | 0.000364
Garage door opener | Incandescent |  | Standard A Lamp | 1 | 60 | Garage | 107059 | Garage | 0.000364
Wall Mount | Compact Fluorescent |  | Twist | 1 | 13 | Hall | 1070510 | Hall | 0.000364
Recessed Can | Compact Fluorescent |  | Reflector | 1 | 15 | Hall | 1070511 | Hall | 0.000364
Recessed Can | Compact Fluorescent |  | Reflector | 1 | 15 | Kitchen | 1070512 | Kitchen | 0.000364
Recessed Can | Incandescent |  | Reflector | 1 | 65 | Kitchen | 1070512 | Kitchen | 0.000364
Recessed Can | Incandescent |  | Reflector | 1 | 75 | Laundry Room | 1070513 | Laundry Room | 0.000364
Floor lamp | Compact Fluorescent |  | Twist | 2 | 20 | Living Room | 1070514 | Living Room | 0.000364
Recessed Can | Incandescent |  | Reflector | 1 | 65 | Bathroom | 1070515 | Bathroom | 0.000364
Wall Mount | Incandescent |  | Globe | 8 | 60 | Bathroom | 1070515 | Bathroom | 0.000364
Recessed Can | Compact Fluorescent |  | Reflector | 1 | 15 | Office | 1070516 | Office | 0.000364
Table | Compact Fluorescent |  | Twist | 1 | 13 | Office | 1070516 | Office | 0.000364
Recessed Can | Incandescent |  | Reflector | 1 | 75 | Master Bedroom | 1070517 | Master Bedroom | 0.000364
Table | Incandescent |  | Standard A Lamp | 3 | 60 | Master Bedroom | 1070517 | Master Bedroom | 0.000364
Wall Mount | Compact Fluorescent |  | Twist | 1 | 13 | Other | 1070518 | Other | 0.000364
Wall Mount | Incandescent |  | Standard A Lamp | 3 | 60 | Bathroom | 107091 | Bathroom | 0.00037892
Chandelier (Hanging) | Incandescent |  | Standard A Lamp | 2 | 60 | Bedroom | 107092 | Bedroom | 0.00037892
Chandelier (Hanging) | Incandescent |  | Standard A Lamp | 1 | 60 | Bedroom | 107093 | Bedroom | 0.00037892
Chandelier (Hanging) | Incandescent |  | Globe | 1 | 100 | Dining Room | 107094 | Dining Room | 0.00037892
Ceiling Fixture | Compact Fluorescent |  | A shape bulb | 1 | 15 | Other | 107095 | Other | 0.00037892
Chandelier (Hanging) | Incandescent |  | Decorative | 2 | 25 | Hall | 107096 | Hall | 0.00037892
Recessed Can | Incandescent |  | Reflector | 1 | 60 | Family Room | 107097 | Family Room | 0.00037892
Chandelier (Hanging) | Incandescent |  | Globe | 3 | 60 | Family Room | 107097 | Family Room | 0.00037892
Ceiling Fixture | Incandescent |  | Standard A Lamp | 1 | 100 | Kitchen | 107098 | Kitchen | 0.00037892
Ceiling Fixture | Incandescent |  | Standard A Lamp | 1 | 100 | Hall | 107099 | Hall | 0.00037892
Recessed Can | Incandescent |  | Reflector | 1 | 75 | Hall | 1070910 | Hall | 0.00037892
Ceiling Fixture | Incandescent |  | Standard A Lamp | 1 | 100 | Kitchen | 1070911 | Kitchen | 0.00037892
Chandelier (Hanging) | Incandescent |  | Decorative | 1 | 40 | Kitchen | 1070911 | Kitchen | 0.00037892
Ceiling Fixture | Incandescent |  | Standard A Lamp | 1 | 60 | Laundry Room | 1070912 | Laundry Room | 0.00037892
Floor lamp | Compact Fluorescent |  | Twist | 1 | 15 | Living Room | 1070913 | Living Room | 0.00037892
Wall Mount | Incandescent |  | Standard A Lamp | 1 | 40 | Bathroom | 1070914 | Bathroom | 0.00037892
Floor lamp | Incandescent |  | Globe | 3 | 25 | Bathroom | 1070914 | Bathroom | 0.00037892
Ceiling Fixture | Incandescent |  | Mini base | 4 | 25 | Bathroom | 1070914 | Bathroom | 0.00037892
Recessed Can | Halogen |  | PAR | 1 | 20 | Master Bedroom | 1070915 | Master Bedroom | 0.00037892
Chandelier (Hanging) | Incandescent |  | Standard A Lamp | 5 | 40 | Master Bedroom | 1070915 | Master Bedroom | 0.00037892
Table | Compact Fluorescent |  | Twist | 1 | 15 | Master Bedroom | 1070915 | Master Bedroom | 0.00037892
Floor lamp | Incandescent |  | Standard A Lamp | 1 | 65 | Master Bedroom | 1070915 | Master Bedroom | 0.00037892
Chandelier (Hanging) | Compact Fluorescent |  | Twist | 3 | 15 | Dining Room | 1070916 | Dining Room | 0.00037892
Chandelier (Hanging) | Incandescent |  | Standard A Lamp | 2 | 60 | Office | 1070917 | Office | 0.00037892
Wall Mount | Compact Fluorescent |  | Twist | 2 | 15 | Hall | 1070918 | Hall | 0.00037892
Ceiling Fixture | Incandescent |  | Standard A Lamp | 1 | 60 | Hall | 1070918 | Hall | 0.00037892
Ceiling Fixture | Incandescent |  | Standard A Lamp | 1 | 40 | Other | 1070919 | Other | 0.00037892
Wall Mount | Incandescent |  | Standard A Lamp | 3 | 60 | Bathroom | 107101 | Bathroom | 0.0017229
Floor lamp | Compact Fluorescent |  | Twist | 2 | 13 | Other | 107102 | Other | 0.0017229
Wall Mount | Incandescent |  | Mini base | 1 | 35 | Other | 107102 | Other | 0.0017229
Ceiling Fan | Incandescent |  | Decorative | 3 | 25 | Other | 107102 | Other | 0.0017229
Ceiling Fixture | Incandescent |  | Standard A Lamp | 2 | 60 | Other | 107102 | Other | 0.0017229
Chandelier (Hanging) | Incandescent |  | Decorative | 5 | 40 | Family Room | 107103 | Family Room | 0.0017229
Ceiling Fixture | Incandescent |  | Standard A Lamp | 1 | 60 | Garage | 107104 | Garage | 0.0017229
Garage door opener | Incandescent |  | Standard A Lamp | 1 | 40 | Garage | 107104 | Garage | 0.0017229
Ceiling Fixture | Incandescent |  | Decorative | 5 | 60 | Bedroom | 107105 | Bedroom | 0.0017229
Ceiling Fixture | Incandescent |  | Decorative | 3 | 40 | Hall | 107106 | Hall | 0.0017229
Ceiling Fixture | Incandescent |  | Standard A Lamp | 1 | 40 | Kitchen | 107107 | Kitchen | 0.0017229
Floor lamp | Incandescent |  | Standard A Lamp | 1 | 60 | Living Room | 107108 | Living Room | 0.0017229
Floor lamp | Incandescent |  | Standard A Lamp | 1 | 100 | Living Room | 107108 | Living Room | 0.0017229
Wall Mount | Incandescent |  | Standard A Lamp | 3 | 60 | Bathroom | 107109 | Bathroom | 0.0017229
Recessed Can | Incandescent |  | Reflector | 1 | 65 | Bathroom | 107109 | Bathroom | 0.0017229
Recessed Can | Incandescent |  | Reflector | 1 | 65 | Master Bedroom | 1071010 | Master Bedroom | 0.0017229
Floor lamp | Compact Fluorescent |  | Twist | 1 | 13 | Master Bedroom | 1071010 | Master Bedroom | 0.0017229
Chandelier (Hanging) | Incandescent |  | Decorative | 5 | 40 | Office | 1071011 | Office | 0.0017229
Floor lamp | Incandescent |  | Standard A Lamp | 1 | 40 | Office | 1071011 | Office | 0.0017229
Ceiling Fixture | Incandescent |  | Standard A Lamp | 2 | 60 | Office | 1071012 | Office | 0.0017229
Floor lamp | Compact Fluorescent |  | Twist | 1 | 23 | Office | 1071012 | Office | 0.0017229
Ceiling Fixture | Incandescent |  | Standard A Lamp | 2 | 60 | Bedroom | 1071013 | Bedroom | 0.0017229
Wall Mount | Incandescent |  | Standard A Lamp | 3 | 40 | Bathroom | 107131 | Bathroom | 0.0017229
Ceiling Fixture | Incandescent |  | Heat Lamp | 1 | 250 | Bathroom | 107131 | Bathroom | 0.0017229
Ceiling Fixture | Incandescent |  | Standard A Lamp | 1 | 40 | Bathroom | 107131 | Bathroom | 0.0017229
Wall Mount | Incandescent |  | Globe | 4 | 40 | Bathroom | 107131 | Bathroom | 0.0017229
Recessed Can | Halogen |  | PAR | 1 | 75 | Dining Room | 107132 | Dining Room | 0.0017229
Chandelier (Hanging) | Incandescent |  | Standard A Lamp | 3 | 100 | Dining Room | 107132 | Dining Room | 0.0017229
Wall Mount | Incandescent |  | Standard A Lamp | 3 | 25 | Bathroom | 107133 | Bathroom | 0.0017229
Chandelier (Hanging) | Incandescent |  | Decorative | 12 | 60 | Other | 107134 | Other | 0.0017229
Recessed Can | Halogen |  | PAR | 1 | 75 | Family Room | 107135 | Family Room | 0.0017229
Floor lamp | Incandescent |  | 3-Way Incandescent | 1 | 150 | Family Room | 107135 | Family Room | 0.0017229
Floor lamp | Incandescent |  | Other | 1 | 250 | Family Room | 107135 | Family Room | 0.0017229
Ceiling Fixture | Incandescent |  | Standard A Lamp | 1 | 60 | Garage | 107136 | Garage | 0.0017229
Ceiling Fixture | Linear Fluorescent | 48 | T-12 | 2 | 25 | Garage | 107136 | Garage | 0.0017229
Garage door opener | Incandescent |  | Standard A Lamp | 2 | 60 | Garage | 107136 | Garage | 0.0017229
Recessed Can | Halogen |  | PAR | 1 | 75 | Hall | 107137 | Hall | 0.0017229
Recessed Can | Halogen |  | PAR | 1 | 75 | Kitchen | 107138 | Kitchen | 0.0017229
Chandelier (Hanging) | Incandescent |  | Standard A Lamp | 3 | 60 | Kitchen | 107138 | Kitchen | 0.0017229
Wall Mount | Linear Fluorescent | 24 | T-8 | 1 | 40 | Kitchen | 107138 | Kitchen | 0.0017229
Ceiling Fixture | Linear Fluorescent | 48 | T-12 | 4 | 40 | Laundry Room | 107139 | Laundry Room | 0.0017229
Floor lamp | Incandescent |  | Other | 1 | 60 | Living Room | 1071310 | Living Room | 0.0017229
Wall Mount | Incandescent |  | Decorative | 2 | 60 | Living Room | 1071310 | Living Room | 0.0017229
Wall Mount | Incandescent |  | Standard A Lamp | 3 | 40 | Bathroom | 1071311 | Bathroom | 0.0017229
Ceiling Fixture | Incandescent |  | Heat Lamp | 1 | 250 | Bathroom | 1071311 | Bathroom | 0.0017229
Floor lamp | Incandescent |  | Standard A Lamp | 1 | 100 | Master Bedroom | 1071312 | Master Bedroom | 0.0017229
Wall Mount | Linear Fluorescent | 48 | T-12 | 2 | 40 | Closet | 1071313 | Closet | 0.0017229
Floor lamp | Compact Fluorescent |  | Twist | 1 | 26 | Office | 1071314 | Office | 0.0017229
Recessed Can | Halogen |  | PAR | 1 | 75 | Bedroom | 1071315 | Bedroom | 0.0017229
Floor lamp | Other |  | LED Interior | 1 | 3 | Bedroom | 1071315 | Bedroom | 0.0017229
Floor lamp | Compact Fluorescent |  | Twist | 1 | 26 | Bedroom | 1071315 | Bedroom | 0.0017229
Wall Mount | Incandescent |  | Globe | 4 | 40 | Bathroom | 1071316 | Bathroom | 0.0017229
Ceiling Fixture | Incandescent |  | Heat Lamp | 1 | 250 | Bathroom | 1071316 | Bathroom | 0.0017229
Ceiling Fixture | Compact Fluorescent |  | Twist | 1 | 26 | Bathroom | 1071316 | Bathroom | 0.0017229
Recessed Can | Halogen |  | PAR | 1 | 75 | Office | 1071317 | Office | 0.0017229
Floor lamp | Compact Fluorescent |  | Twist | 2 | 13 | Office | 1071317 | Office | 0.0017229
Wall Mount | Linear Fluorescent | 24 | T-12 | 2 | 20 | Closet | 1071318 | Closet | 0.0017229
Recessed Can | Halogen |  | PAR | 1 | 75 | Closet | 1071319 | Closet | 0.0017229
Wall Mount | Incandescent |  | Globe | 4 | 40 | Bathroom | 1071320 | Bathroom | 0.0017229
Floor lamp | Compact Fluorescent |  | Twist | 3 | 26 | Bedroom | 1071321 | Bedroom | 0.0017229
Floor lamp | Incandescent |  | Standard A Lamp | 1 | 60 | Bedroom | 1071321 | Bedroom | 0.0017229
Recessed Can | Halogen |  | PAR | 1 | 75 | Bedroom | 1071321 | Bedroom | 0.0017229
Recessed Can | Halogen |  | PAR | 1 | 75 | Hall | 1071322 | Hall | 0.0017229
Recessed Can | Halogen |  | PAR | 1 | 75 | Bedroom | 1071323 | Bedroom | 0.0017229
Floor lamp | Incandescent |  | Standard A Lamp | 5 | 40 | Bedroom | 1071323 | Bedroom | 0.0017229
Floor lamp | Other |  | LED Interior | 1 | 1 | Bedroom | 1071323 | Bedroom | 0.0017229
Ceiling Fixture | Linear Fluorescent | 48 | T-12 | 2 | 40 | Other | 107151 | Other | 0.0012318
Ceiling Fixture | Compact Fluorescent |  | Twist | 2 | 28 | Bathroom | 107152 | Bathroom | 0.0012318
Wall Mount | Compact Fluorescent |  | Twist | 1 | 22 | Bathroom | 107152 | Bathroom | 0.0012318
Wall Mount | Compact Fluorescent |  | Twist | 2 | 15 | Bathroom | 107153 | Bathroom | 0.0012318
Ceiling Fixture | Compact Fluorescent |  | Twist | 1 | 15 | Bathroom | 107153 | Bathroom | 0.0012318
Wall Mount | Incandescent |  | Standard A Lamp | 1 | 40 | Bedroom | 107154 | Bedroom | 0.0012318
Ceiling Fixture | Compact Fluorescent |  | Twist | 2 | 15 | Bedroom | 107154 | Bedroom | 0.0012318
Ceiling Fixture | Compact Fluorescent |  | Twist | 2 | 15 | Bedroom | 107155 | Bedroom | 0.0012318
Floor lamp | Compact Fluorescent |  | Twist | 1 | 15 | Bedroom | 107155 | Bedroom | 0.0012318
Table | Halogen |  | Quartz Tube | 1 | 20 | Bedroom | 107155 | Bedroom | 0.0012318
Ceiling Fixture | Compact Fluorescent |  | Twist | 2 | 15 | Bedroom | 107156 | Bedroom | 0.0012318
Table | Compact Fluorescent |  | Twist | 2 | 15 | Bedroom | 107156 | Bedroom | 0.0012318
Ceiling Fixture | Compact Fluorescent |  | Twist | 1 | 15 | Bedroom | 107157 | Bedroom | 0.0012318
Table | Compact Fluorescent |  | Twist | 1 | 15 | Bedroom | 107157 | Bedroom | 0.0012318
Ceiling Fixture | Compact Fluorescent |  | Twist | 1 | 15 | Hall | 107158 | Hall | 0.0012318
Table | Compact Fluorescent |  | Twist | 1 | 15 | Hall | 107158 | Hall | 0.0012318
Ceiling Fan | Compact Fluorescent |  | Twist | 2 | 15 | Kitchen | 107159 | Kitchen | 0.0012318
Chandelier (Hanging) | Incandescent |  | Decorative | 5 | 40 | Kitchen | 107159 | Kitchen | 0.0012318
Recessed Can | Compact Fluorescent |  | Reflector | 1 | 15 | Kitchen | 107159 | Kitchen | 0.0012318
Chandelier (Hanging) | Incandescent |  | Standard A Lamp | 1 | 60 | Kitchen | 107159 | Kitchen | 0.0012318
Ceiling Fixture | Halogen |  | PAR | 1 | 20 | Kitchen | 107159 | Kitchen | 0.0012318
Ceiling Fixture | Compact Fluorescent |  | Twist | 2 | 22 | Laundry Room | 1071510 | Laundry Room | 0.0012318
Table | Compact Fluorescent |  | Twist | 1 | 22 | Living Room | 1071511 | Living Room | 0.0012318
Ceiling Fixture | Compact Fluorescent |  | Twist | 1 | 15 | Living Room | 1071511 | Living Room | 0.0012318
Wall Mount | Halogen |  | PAR | 3 | 20 | Living Room | 1071511 | Living Room | 0.0012318
Other | Other |  | LED Interior | 1 | 1 | Living Room | 1071511 | Living Room | 0.0012318
Ceiling Fixture | Compact Fluorescent |  | Twist | 1 | 15 | Office | 1071512 | Office | 0.0012318
Ceiling Fixture | Compact Fluorescent |  | Twist | 1 | 23 | Other | 107281 | Other | 0.00049795
Ceiling Fixture | Linear Fluorescent | 48 | T-12 | 2 | 40 | Other | 107281 | Other | 0.00049795
Exterior | Incandescent |  | Standard A Lamp | 1 | 60 | Other | 107281 | Other | 0.00049795
Ceiling Fixture | Compact Fluorescent |  | Twist | 2 | 13 | Hall | 107282 | Hall | 0.00049795
Ceiling Fixture | Linear Fluorescent | 96 | T-12 | 1 | 72 | Other | 107283 | Other | 0.00049795
Recessed Can | Compact Fluorescent |  | Twist | 1 | 13 | Bathroom | 107284 | Bathroom | 0.00049795
Ceiling Fixture | Compact Fluorescent |  | Straight Tube | 2 | 23 | Bathroom | 107284 | Bathroom | 0.00049795
Recessed Can | Compact Fluorescent |  | Twist | 1 | 23 | Bathroom | 107285 | Bathroom | 0.00049795
Ceiling Fixture | Compact Fluorescent |  | Reflector | 2 | 23 | Bathroom | 107285 | Bathroom | 0.00049795
Ceiling Fixture | Compact Fluorescent |  | Twist | 2 | 13 | Bedroom | 107286 | Bedroom | 0.00049795
Table | Compact Fluorescent |  | Twist | 1 | 23 | Bedroom | 107286 | Bedroom | 0.00049795
Ceiling Fixture | Compact Fluorescent |  | Twist | 1 | 13 | Closet | 107287 | Closet | 0.00049795
Chandelier (Hanging) | Incandescent |  | Decorative | 5 | 40 | Dining Room | 107288 | Dining Room | 0.00049795
Chandelier (Hanging) | Incandescent |  | Decorative | 8 | 40 | Family Room | 107289 | Family Room | 0.00049795
Ceiling Fixture | Incandescent |  | Reflector | 2 | 65 | Family Room | 107289 | Family Room | 0.00049795
Table | Compact Fluorescent |  | Twist | 1 | 13 | Family Room | 107289 | Family Room | 0.00049795
Ceiling Fixture | Linear Fluorescent | 96 | T-12 | 2 | 56 | Garage | 1072810 | Garage | 0.00049795
Ceiling Fixture | Compact Fluorescent |  | Twist | 1 | 13 | Hall | 1072811 | Hall | 0.00049795
Ceiling Fixture | Compact Fluorescent |  | Twist | 1 | 13 | Hall | 1072812 | Hall | 0.00049795
Track | Compact Fluorescent |  | Twist | 3 | 13 | Kitchen | 1072813 | Kitchen | 0.00049795
Chandelier (Hanging) | Incandescent |  | Decorative | 1 | 60 | Kitchen | 1072813 | Kitchen | 0.00049795
Ceiling Fixture | Compact Fluorescent |  | Twist | 1 | 27 | Laundry Room | 1072814 | Laundry Room | 0.00049795
Recessed Can | Compact Fluorescent |  | Twist | 1 | 13 | Master Bedroom | 1072815 | Master Bedroom | 0.00049795
Table | Compact Fluorescent |  | Twist | 1 | 23 | Master Bedroom | 1072815 | Master Bedroom | 0.00049795
Ceiling Fixture | Compact Fluorescent |  | Twist | 2 | 13 | Office | 1072816 | Office | 0.00049795
Wall Mount | Compact Fluorescent |  | Twist | 1 | 13 | Office | 1072816 | Office | 0.00049795
Ceiling Fixture | Linear Fluorescent | 24 | T-12 | 4 | 20 | Office | 1072816 | Office | 0.00049795
Ceiling Fixture | Compact Fluorescent |  | Twist | 2 | 27 | Other | 1072817 | Other | 0.00049795
Ceiling Fixture | Compact Fluorescent |  | Twist | 1 | 13 | Other | 1072818 | Other | 0.00049795
Exterior | Halogen |  | Quartz Tube | 1 | 100 | Other | 1072818 | Other | 0.00049795
Table | Compact Fluorescent |  | Twist | 1 | 15 | Office | 107331 | Office | 0.00037892
Ceiling Fixture | Incandescent |  | Standard A Lamp | 1 | 75 | Office | 107331 | Office | 0.00037892
Floor lamp | Compact Fluorescent |  | Twist | 1 | 15 | Office | 107331 | Office | 0.00037892
Wall Mount | Halogen |  | Quartz Tube | 4 | 75 | Bathroom | 107332 | Bathroom | 0.00037892
Ceiling Fixture | Incandescent |  | Standard A Lamp | 1 | 60 | Master Bedroom | 107333 | Master Bedroom | 0.00037892
Table | Incandescent |  | Standard A Lamp | 1 | 60 | Master Bedroom | 107333 | Master Bedroom | 0.00037892
Table | Compact Fluorescent |  | Twist | 1 | 15 | Master Bedroom | 107333 | Master Bedroom | 0.00037892
Wall Mount | Incandescent |  | Standard A Lamp | 3 | 40 | Bathroom | 107334 | Bathroom | 0.00037892
Recessed Can | Incandescent |  | Reflector | 1 | 65 | Bathroom | 107334 | Bathroom | 0.00037892
Recessed Can | Incandescent |  | Reflector | 1 | 65 | Bedroom | 107335 | Bedroom | 0.00037892
Table | Incandescent |  | Standard A Lamp | 1 | 60 | Bedroom | 107335 | Bedroom | 0.00037892
Recessed Can | Incandescent |  | Reflector | 1 | 65 | Hall | 107336 | Hall | 0.00037892
Ceiling Fixture | Incandescent |  | Standard A Lamp | 1 | 75 | Laundry Room | 107337 | Laundry Room | 0.00037892
Ceiling Fixture | Incandescent |  | Standard A Lamp | 1 | 100 | Laundry Room | 107337 | Laundry Room | 0.00037892
Track | Halogen |  | MR | 5 | 50 | Dining Room | 107338 | Dining Room | 0.00037892
Table | Compact Fluorescent |  | Twist | 1 | 15 | Dining Room | 107338 | Dining Room | 0.00037892
Recessed Can | Incandescent |  | Reflector | 1 | 65 | Family Room | 107339 | Family Room | 0.00037892
Ceiling Fixture | Compact Fluorescent |  | Twist | 1 | 22 | Hall | 1073310 | Hall | 0.00037892
Ceiling Fixture | Compact Fluorescent |  | Twist | 1 | 15 | Kitchen | 1073311 | Kitchen | 0.00037892
Wall Mount | Halogen |  | MR | 3 | 30 | Kitchen | 1073311 | Kitchen | 0.00037892
Floor lamp | Compact Fluorescent |  | Twist | 1 | 15 | Living Room | 1073312 | Living Room | 0.00037892
Wall Mount | Compact Fluorescent |  | Twist | 3 | 15 | Bathroom | 107381 | Bathroom | 0.00029524
Ceiling Fixture | Compact Fluorescent |  | Twist | 1 | 15 | Bathroom | 107381 | Bathroom | 0.00029524
Ceiling Fixture | Incandescent |  | Standard A Lamp | 2 | 75 | Bedroom | 107382 | Bedroom | 0.00029524
Table | Compact Fluorescent |  | Twist | 1 | 15 | Bedroom | 107383 | Bedroom | 0.00029524
Ceiling Fixture | Incandescent |  | Standard A Lamp | 2 | 60 | Bedroom | 107383 | Bedroom | 0.00029524
Table | Compact Fluorescent |  | Twist | 1 | 28 | Family Room | 107384 | Family Room | 0.00029524
Ceiling Fan | Compact Fluorescent |  | Twist | 3 | 28 | Family Room | 107384 | Family Room | 0.00029524
Ceiling Fixture | Incandescent |  | Standard A Lamp | 2 | 75 | Kitchen | 107385 | Kitchen | 0.00029524
Ceiling Fixture | Compact Fluorescent |  | Twist | 1 | 15 | Laundry Room | 107386 | Laundry Room | 0.00029524
Ceiling Fixture | Incandescent |  | Standard A Lamp | 1 | 75 | Laundry Room | 107386 | Laundry Room | 0.00029524
Table | Incandescent |  | Standard A Lamp | 1 | 100 | Living Room | 107387 | Living Room | 0.00029524
Floor lamp | Halogen |  | Quartz Tube | 1 | 100 | Living Room | 107387 | Living Room | 0.00029524
Floor lamp | Incandescent |  | Clear | 1 | 75 | Living Room | 107387 | Living Room | 0.00029524
Ceiling Fixture | Incandescent |  | Standard A Lamp | 2 | 60 | Living Room | 107387 | Living Room | 0.00029524
Ceiling Fixture | Compact Fluorescent |  | Twist | 1 | 28 | Closet | 107411 | Closet | 0.00037892
Table | Incandescent |  | Standard A Lamp | 1 | 40 | Laundry Room | 107412 | Laundry Room | 0.00037892
Ceiling Fixture | Incandescent |  | Standard A Lamp | 1 | 60 | Hall | 107413 | Hall | 0.00037892
Ceiling Fixture | Incandescent |  | Standard A Lamp | 1 | 100 | Garage | 107414 | Garage | 0.00037892
Ceiling Fixture | Incandescent |  | Standard A Lamp | 2 | 60 | Kitchen | 107415 | Kitchen | 0.00037892
Ceiling Fixture | Incandescent |  | Standard A Lamp | 2 | 25 | Dining Room | 107416 | Dining Room | 0.00037892
Table | Incandescent |  | Standard A Lamp | 1 | 25 | Dining Room | 107416 | Dining Room | 0.00037892
Table | Halogen |  | MR | 1 | 100 | Dining Room | 107416 | Dining Room | 0.00037892
Ceiling Fixture | Incandescent |  | Standard A Lamp | 1 | 40 | Living Room | 107417 | Living Room | 0.00037892
Table | Incandescent |  | Standard A Lamp | 1 | 40 | Living Room | 107417 | Living Room | 0.00037892
Table | Incandescent |  | Standard A Lamp | 1 | 100 | Living Room | 107417 | Living Room | 0.00037892
Table | Incandescent |  | Reflector | 1 | 60 | Living Room | 107417 | Living Room | 0.00037892
Floor lamp | Incandescent |  | Standard A Lamp | 1 | 150 | Living Room | 107417 | Living Room | 0.00037892
Floor lamp | Halogen |  | MR | 1 | 30 | Living Room | 107417 | Living Room | 0.00037892
Ceiling Fixture | Incandescent |  | Standard A Lamp | 2 | 60 | Office | 107418 | Office | 0.00037892
Table | Halogen |  | MR | 1 | 30 | Office | 107418 | Office | 0.00037892
Ceiling Fixture | Incandescent |  | Reflector | 1 | 40 | Master Bedroom | 107419 | Master Bedroom | 0.00037892
Table | Incandescent |  | Standard A Lamp | 1 | 40 | Master Bedroom | 107419 | Master Bedroom | 0.00037892
Table | Incandescent |  | Standard A Lamp | 1 | 60 | Master Bedroom | 107419 | Master Bedroom | 0.00037892
Other | Incandescent |  |  | 1 | 5 | Master Bedroom | 107419 | Master Bedroom | 0.00037892
Ceiling Fixture | Incandescent |  | Standard A Lamp | 1 | 25 | Closet | 1074110 | Closet | 0.00037892
Ceiling Fixture | Compact Fluorescent |  | Twist | 1 | 15 | Bathroom | 1074111 | Bathroom | 0.00037892
Floor lamp | Incandescent |  | 3-Way Incandescent | 1 | 100 | Laundry Room | 107521 | Laundry Room | 0.0012318
Table | Incandescent |  | Standard A Lamp | 1 | 40 | Laundry Room | 107521 | Laundry Room | 0.0012318
Table | Compact Fluorescent |  | Twist | 1 | 15 | Laundry Room | 107521 | Laundry Room | 0.0012318
Ceiling Fixture | Compact Fluorescent |  | Twist | 2 | 15 | Bedroom | 107522 | Bedroom | 0.0012318
Table | Incandescent |  | 3-Way Incandescent | 1 | 100 | Bedroom | 107522 | Bedroom | 0.0012318
Wall Mount | Incandescent |  | Clear | 2 | 60 | Bathroom | 107523 | Bathroom | 0.0012318
Ceiling Fixture | Incandescent |  | Standard A Lamp | 1 | 40 | Bathroom | 107524 | Bathroom | 0.0012318
Ceiling Fixture | Compact Fluorescent |  | Twist | 2 | 15 | Master Bedroom | 107525 | Master Bedroom | 0.0012318
Track | Halogen |  | MR | 3 | 50 | Master Bedroom | 107525 | Master Bedroom | 0.0012318
Table | Incandescent |  | Standard A Lamp | 3 | 60 | Master Bedroom | 107525 | Master Bedroom | 0.0012318
Wall Mount | Incandescent |  | Globe | 2 | 40 | Bathroom | 107526 | Bathroom | 0.0012318
Ceiling Fixture | Incandescent |  | Standard A Lamp | 1 | 40 | Bathroom | 107526 | Bathroom | 0.0012318
Ceiling Fixture | Incandescent |  | Standard A Lamp | 1 | 40 | Closet | 107527 | Closet | 0.0012318
Wall Mount | Incandescent |  | Standard A Lamp | 2 | 60 | Bathroom | 107528 | Bathroom | 0.0012318
Ceiling Fixture | Incandescent |  | Standard A Lamp | 1 | 60 | Garage | 107529 | Garage | 0.0012318
Garage door opener | Incandescent |  | Standard A Lamp | 2 | 60 | Garage | 107529 | Garage | 0.0012318
Ceiling Fixture | Compact Fluorescent |  | A shape bulb | 2 | 15 | Hall | 1075210 | Hall | 0.0012318
Ceiling Fixture | Incandescent |  | Standard A Lamp | 2 | 60 | Hall | 1075210 | Hall | 0.0012318
Track | Halogen |  | MR | 5 | 50 | Office | 1075211 | Office | 0.0012318
Ceiling Fixture | Incandescent |  | Standard A Lamp | 5 | 60 | Dining Room | 1075212 | Dining Room | 0.0012318
Recessed Can | Compact Fluorescent |  | Reflector | 1 | 22 | Kitchen | 1075213 | Kitchen | 0.0012318
Other | Linear Fluorescent | 12 | T-4 | 5 | 13 | Kitchen | 1075213 | Kitchen | 0.0012318
Track | Halogen |  | MR | 3 | 50 | Living Room | 1075214 | Living Room | 0.0012318
Ceiling Fixture | Compact Fluorescent |  | A shape bulb | 2 | 22 | Living Room | 1075214 | Living Room | 0.0012318
Ceiling Fixture | Incandescent |  | Standard A Lamp | 2 | 60 | Hall | 1075215 | Hall | 0.0012318
Table | Incandescent |  | Standard A Lamp | 1 | 60 | Bedroom | 1075216 | Bedroom | 0.0012318
Ceiling Fixture | Incandescent |  | Standard A Lamp | 3 | 60 | Bedroom | 1075216 | Bedroom | 0.0012318
Track | Halogen |  | MR | 5 | 50 | Bedroom | 1075217 | Bedroom | 0.0012318
Table | Compact Fluorescent |  | Twist | 2 | 15 | Bedroom | 1075217 | Bedroom | 0.0012318
Table | Incandescent |  | Standard A Lamp | 1 | 60 | Bedroom | 1075217 | Bedroom | 0.0012318
Table | Halogen |  | MR | 1 | 50 | Bedroom | 1075217 | Bedroom | 0.0012318
Wall Mount | Incandescent |  | Globe | 6 | 40 | Bathroom | 107641 | Bathroom | 0.00037892
Ceiling Fixture | Incandescent |  | Heat Lamp | 2 | 150 | Bathroom | 107641 | Bathroom | 0.00037892
Wall Mount | Incandescent |  | Globe | 6 | 40 | Bathroom | 107642 | Bathroom | 0.00037892
Ceiling Fixture | Incandescent |  | Standard A Lamp | 3 | 60 | Bedroom | 107643 | Bedroom | 0.00037892
Floor lamp | Incandescent |  | Standard A Lamp | 2 | 75 | Bedroom | 107643 | Bedroom | 0.00037892
Ceiling Fixture | Incandescent |  | Standard A Lamp | 3 | 60 | Bedroom | 107644 | Bedroom | 0.00037892
Table | Incandescent |  | Standard A Lamp | 1 | 60 | Bedroom | 107644 | Bedroom | 0.00037892
Recessed Can | Halogen |  | PAR | 1 | 50 | Family Room | 107645 | Family Room | 0.00037892
Ceiling Fixture | Halogen |  | PAR | 1 | 75 | Garage | 107646 | Garage | 0.00037892
Ceiling Fixture | Compact Fluorescent |  | Straight Tube | 1 | 25 | Garage | 107646 | Garage | 0.00037892
Ceiling Fixture | Incandescent |  | Standard A Lamp | 2 | 60 | Hall | 107647 | Hall | 0.00037892
Chandelier (Hanging) | Incandescent |  | Colored | 1 | 40 | Kitchen | 107648 | Kitchen | 0.00037892
Recessed Can | Halogen |  | PAR | 1 | 50 | Kitchen | 107648 | Kitchen | 0.00037892
Recessed Can | Halogen |  | PAR | 1 | 40 | Kitchen | 107648 | Kitchen | 0.00037892
Ceiling Fixture | Incandescent |  | Standard A Lamp | 2 | 60 | Laundry Room | 107649 | Laundry Room | 0.00037892
Table | Compact Fluorescent |  | Twist | 1 | 20 | Living Room | 1076410 | Living Room | 0.00037892
Floor lamp | Incandescent |  | Standard A Lamp | 2 | 75 | Living Room | 1076410 | Living Room | 0.00037892
Table | Incandescent |  | Standard A Lamp | 1 | 75 | Living Room | 1076410 | Living Room | 0.00037892
Ceiling Fixture | Incandescent |  | Standard A Lamp | 2 | 60 | Master Bedroom | 1076411 | Master Bedroom | 0.00037892
Table | Incandescent |  | Clear | 1 | 40 | Master Bedroom | 1076411 | Master Bedroom | 0.00037892
Ceiling Fixture | Incandescent |  | Standard A Lamp | 1 | 60 | Other | 107861 | Other | 0.00049795
Wall Mount | Incandescent |  | Standard A Lamp | 3 | 75 | Bathroom | 107862 | Bathroom | 0.00049795
Ceiling Fixture | Compact Fluorescent |  | Twist | 1 | 15 | Bathroom | 107862 | Bathroom | 0.00049795
Chandelier (Hanging) | Incandescent |  | Mini base | 5 | 5 | Bedroom | 107863 | Bedroom | 0.00049795
Chandelier (Hanging) | Compact Fluorescent |  | Twist | 1 | 15 | Bedroom | 107863 | Bedroom | 0.00049795
Ceiling Fixture | Linear Fluorescent | 48 | T-12 | 2 | 32 | Other | 107864 | Other | 0.00049795
Ceiling Fixture | Incandescent |  | Standard A Lamp | 1 | 60 | Other | 107864 | Other | 0.00049795
Ceiling Fixture | Linear Fluorescent | 48 | T-12 | 2 | 32 | Closet | 107865 | Closet | 0.00049795
Ceiling Fixture | Incandescent |  | Standard A Lamp | 2 | 60 | Office | 107866 | Office | 0.00049795
Table | Compact Fluorescent |  | Twist | 1 | 15 | Office | 107866 | Office | 0.00049795
Chandelier (Hanging) | Incandescent |  | Decorative | 1 | 60 | Office | 107866 | Office | 0.00049795
Chandelier (Hanging) | Incandescent |  | Standard A Lamp | 3 | 60 | Dining Room | 107867 | Dining Room | 0.00049795
Ceiling Fixture | Incandescent |  | Standard A Lamp | 2 | 60 | Hall | 107868 | Hall | 0.00049795
Recessed - other | Linear Fluorescent | 48 | T-12 | 3 | 32 | Kitchen | 107869 | Kitchen | 0.00049795
Table | Compact Fluorescent |  | Twist | 1 | 15 | Living Room | 1078610 | Living Room | 0.00049795
Chandelier (Hanging) | Incandescent |  | Standard A Lamp | 3 | 60 | Living Room | 1078610 | Living Room | 0.00049795
Ceiling Fixture | Compact Fluorescent |  | Twist | 2 | 15 | Office | 1078611 | Office | 0.00049795
Ceiling Fixture | Incandescent |  | Standard A Lamp | 1 | 60 | Hall | 1078612 | Hall | 0.00049795
Wall Mount | Incandescent |  | Standard A Lamp | 3 | 75 | Bathroom | 107951 | Bathroom | 0.0017229
Ceiling Fixture | Incandescent |  | Standard A Lamp | 3 | 60 | Dining Room | 107952 | Dining Room | 0.0017229
Ceiling Fixture | Linear Fluorescent | 24 | T-12 | 2 | 40 | Garage | 107953 | Garage | 0.0017229
Track | Incandescent |  | Mini base | 4 | 40 | Hall | 107954 | Hall | 0.0017229
Recessed Can | Incandescent |  | Reflector | 1 | 65 | Kitchen | 107955 | Kitchen | 0.0017229
Recessed Can | Incandescent |  | Reflector | 1 | 45 | Kitchen | 107955 | Kitchen | 0.0017229
Torchiere | Halogen |  | Quartz Tube | 1 | 300 | Living Room | 107956 | Living Room | 0.0017229
Floor lamp | Incandescent |  | 3-Way Incandescent | 1 | 150 | Living Room | 107956 | Living Room | 0.0017229
Ceiling Fixture | Incandescent |  | Standard A Lamp | 2 | 60 | Master Bedroom | 107957 | Master Bedroom | 0.0017229
Floor lamp | Incandescent |  | Standard A Lamp | 1 | 60 | Master Bedroom | 107957 | Master Bedroom | 0.0017229
Wall Mount | Incandescent |  | Standard A Lamp | 4 | 60 | Master Bedroom | 107957 | Master Bedroom | 0.0017229
Ceiling Fixture | Incandescent |  | Standard A Lamp | 1 | 60 | Office | 107958 | Office | 0.0017229
Floor lamp | Incandescent |  | Mini base | 1 | 40 | Office | 107958 | Office | 0.0017229
Wall Mount | Incandescent |  | Globe | 5 | 40 | Bathroom | 108011 | Bathroom | 0.0012318
Recessed - other | Incandescent |  | Heat Lamp | 1 | 250 | Bathroom | 108011 | Bathroom | 0.0012318
Ceiling Fan | Compact Fluorescent |  | Twist | 3 | 15 | Bedroom | 108012 | Bedroom | 0.0012318
Ceiling Fan | Compact Fluorescent |  | Twist | 3 | 15 | Bedroom | 108013 | Bedroom | 0.0012318
Ceiling Fan | Compact Fluorescent |  | Twist | 3 | 15 | Other | 108014 | Other | 0.0012318
Chandelier (Hanging) | Compact Fluorescent |  | Twist | 4 | 15 | Dining Room | 108015 | Dining Room | 0.0012318
Chandelier (Hanging) | Incandescent |  | Standard A Lamp | 4 | 40 | Dining Room | 108016 | Dining Room | 0.0012318
Ceiling Fixture | Linear Fluorescent | 48 | T-12 | 2 | 40 | Garage | 108017 | Garage | 0.0012318
Ceiling Fixture | Incandescent |  | Standard A Lamp | 1 | 60 | Garage | 108017 | Garage | 0.0012318
Garage door opener | Incandescent |  | Standard A Lamp | 1 | 60 | Garage | 108017 | Garage | 0.0012318
Wall Mount | Compact Fluorescent |  | Twist | 1 | 15 | Hall | 108018 | Hall | 0.0012318
Ceiling Fixture | Compact Fluorescent |  | Twist | 1 | 15 | Hall | 108019 | Hall | 0.0012318
Ceiling Fixture | Incandescent |  | Standard A Lamp | 1 | 60 | Kitchen | 1080110 | Kitchen | 0.0012318
Recessed Can | Incandescent |  | Reflector | 1 | 65 | Kitchen | 1080110 | Kitchen | 0.0012318
Ceiling Fixture | Compact Fluorescent |  | Twist | 1 | 15 | Laundry Room | 1080111 | Laundry Room | 0.0012318
Ceiling Fan | Incandescent |  | Standard A Lamp | 4 | 60 | Living Room | 1080112 | Living Room | 0.0012318
Wall Mount | Incandescent |  | Standard A Lamp | 4 | 60 | Bathroom | 1080113 | Bathroom | 0.0012318
Ceiling Fan | Compact Fluorescent |  | Twist | 3 | 15 | Master Bedroom | 1080114 | Master Bedroom | 0.0012318
Wall Mount | Compact Fluorescent |  | Twist | 1 | 15 | Other | 1080115 | Other | 0.0012318
Wall Mount | Incandescent |  | Standard A Lamp | 3 | 60 | Bathroom | 108071 | Bathroom | 0.00037892
Recessed Can | Compact Fluorescent |  | Twist | 1 | 22 | Bathroom | 108071 | Bathroom | 0.00037892
Wall Mount | Compact Fluorescent |  | Twist | 2 | 15 | Bathroom | 108072 | Bathroom | 0.00037892
Recessed Can | Incandescent |  | Reflector | 1 | 60 | Bathroom | 108072 | Bathroom | 0.00037892
Recessed Can | Incandescent |  | Reflector | 1 | 60 | Other | 108073 | Other | 0.00037892
Chandelier (Hanging) | Incandescent |  | Clear | 1 | 100 | Dining Room | 108074 | Dining Room | 0.00037892
Recessed Can | Incandescent |  | Reflector | 1 | 60 | Dining Room | 108074 | Dining Room | 0.00037892
Table | Compact Fluorescent |  | Twist | 1 | 15 | Dining Room | 108074 | Dining Room | 0.00037892
Recessed Can | Incandescent |  | Standard A Lamp | 1 | 100 | Other | 108075 | Other | 0.00037892
Recessed Can | Incandescent |  | Reflector | 1 | 60 | Kitchen | 108076 | Kitchen | 0.00037892
Architectural | Halogen |  | Other | 1 | 10 | Kitchen | 108076 | Kitchen | 0.00037892
Other | Halogen |  | Other | 1 | 10 | Kitchen | 108076 | Kitchen | 0.00037892
Chandelier (Hanging) | Compact Fluorescent |  | Twist | 1 | 15 | Kitchen | 108076 | Kitchen | 0.00037892
Recessed Can | Incandescent |  | Reflector | 1 | 60 | Living Room | 108077 | Living Room | 0.00037892
Floor lamp | Compact Fluorescent |  | Twist | 1 | 7 | Living Room | 108077 | Living Room | 0.00037892
Table | Incandescent |  | 3-Way Incandescent | 1 | 100 | Living Room | 108077 | Living Room | 0.00037892
Table | Incandescent |  | Standard A Lamp | 1 | 75 | Living Room | 108077 | Living Room | 0.00037892
Recessed Can | Halogen |  | PAR | 1 | 60 | Master Bedroom | 108078 | Master Bedroom | 0.00037892
Table | Compact Fluorescent |  | Twist | 2 | 15 | Master Bedroom | 108078 | Master Bedroom | 0.00037892
Recessed Can | Compact Fluorescent |  | Twist | 1 | 22 | Closet | 108079 | Closet | 0.00037892
Recessed Can | Incandescent |  | Reflector | 1 | 60 | Hall | 1080710 | Hall | 0.00037892
Recessed Can | Incandescent |  | Standard A Lamp | 1 | 60 | Office | 1080711 | Office | 0.00037892
Recessed Can | Compact Fluorescent |  | Twist | 1 | 22 | Office | 1080711 | Office | 0.00037892
Table | Compact Fluorescent |  | Twist | 1 | 15 | Office | 1080711 | Office | 0.00037892
Recessed Can | Compact Fluorescent |  | Twist | 1 | 22 | Hall | 1080712 | Hall | 0.00037892
Recessed Can | Compact Fluorescent |  | Twist | 1 | 15 | Other | 1080713 | Other | 0.00037892
Recessed Can | Compact Fluorescent |  | Flood | 1 | 22 | Other | 1080713 | Other | 0.00037892
Recessed Can | Compact Fluorescent |  | Twist | 1 | 15 | Other | 1080714 | Other | 0.00037892
Ceiling Fixture | Linear Fluorescent | 18 | T-8 | 1 | 20 | Other | 1080714 | Other | 0.00037892
Chandelier (Hanging) | Compact Fluorescent |  | Twist | 8 | 15 | Living Room | 108091 | Living Room | 0.0012318
Table | Compact Fluorescent |  | Twist | 2 | 15 | Living Room | 108091 | Living Room | 0.0012318
Ceiling Fixture | Halogen |  | MR | 1 | 50 | Living Room | 108091 | Living Room | 0.0012318
Track | Halogen |  | MR | 4 | 50 | Office | 108092 | Office | 0.0012318
Table | Incandescent |  | Standard A Lamp | 1 | 60 | Office | 108092 | Office | 0.0012318
Table | Compact Fluorescent |  | Twist | 2 | 15 | Office | 108092 | Office | 0.0012318
Ceiling Fixture | Compact Fluorescent |  | Twist | 3 | 15 | Laundry Room | 108093 | Laundry Room | 0.0012318
Wall Mount | Compact Fluorescent |  | Twist | 3 | 15 | Bathroom | 108094 | Bathroom | 0.0012318
Recessed Can | Incandescent |  | Reflector | 1 | 65 | Hall | 108095 | Hall | 0.0012318
Ceiling Fixture | Compact Fluorescent |  | Twist | 3 | 15 | Bedroom | 108096 | Bedroom | 0.0012318
Table | Compact Fluorescent |  | Twist | 1 | 15 | Bedroom | 108096 | Bedroom | 0.0012318
Ceiling Fixture | Compact Fluorescent |  | Twist | 3 | 15 | Bedroom | 108097 | Bedroom | 0.0012318
Table | Compact Fluorescent |  | Twist | 1 | 15 | Bedroom | 108097 | Bedroom | 0.0012318
Chandelier (Hanging) | Compact Fluorescent |  | Twist | 3 | 15 | Dining Room | 108098 | Dining Room | 0.0012318
Recessed Can | Incandescent |  | Reflector | 1 | 65 | Dining Room | 108098 | Dining Room | 0.0012318
Table | Compact Fluorescent |  | Twist | 1 | 15 | Dining Room | 108098 | Dining Room | 0.0012318
Recessed Can | Incandescent |  | Reflector | 1 | 65 | Kitchen | 108099 | Kitchen | 0.0012318
Ceiling Fixture | Compact Fluorescent |  | Twist | 1 | 15 | Kitchen | 108099 | Kitchen | 0.0012318
Other | Linear Fluorescent | 12 | T-5 | 1 | 16 | Kitchen | 108099 | Kitchen | 0.0012318
Ceiling Fixture | Compact Fluorescent |  | Twist | 1 | 15 | Garage | 1080910 | Garage | 0.0012318
Garage door opener | Compact Fluorescent |  | Twist | 1 | 15 | Garage | 1080910 | Garage | 0.0012318
Recessed Can | Incandescent |  | Reflector | 1 | 65 | Hall | 1080911 | Hall | 0.0012318
Ceiling Fixture | Halogen |  | MR | 1 | 50 | Hall | 1080911 | Hall | 0.0012318
Ceiling Fixture | Compact Fluorescent |  | Twist | 2 | 15 | Hall | 1080911 | Hall | 0.0012318
Ceiling Fixture | Compact Fluorescent |  | Twist | 2 | 15 | Bathroom | 1080912 | Bathroom | 0.0012318
Recessed Can | Incandescent |  | Reflector | 1 | 65 | Bathroom | 1080912 | Bathroom | 0.0012318
Recessed Can | Incandescent |  | Reflector | 1 | 65 | Master Bedroom | 1080913 | Master Bedroom | 0.0012318
Table | Compact Fluorescent |  | Twist | 1 | 15 | Master Bedroom | 1080913 | Master Bedroom | 0.0012318
Ceiling Fixture | Compact Fluorescent |  | Twist | 3 | 15 | Closet | 1080914 | Closet | 0.0012318
Ceiling Fixture | Compact Fluorescent |  | Twist | 1 | 15 | Closet | 1080914 | Closet | 0.0012318
Wall Mount | Compact Fluorescent |  | Twist | 3 | 15 | Bathroom | 1080915 | Bathroom | 0.0012318
Recessed Can | Compact Fluorescent |  | Twist | 1 | 15 | Bathroom | 1080915 | Bathroom | 0.0012318
Wall Mount | Incandescent |  | Globe | 4 | 40 | Bathroom | 108111 | Bathroom | 0.00049795
Ceiling Fan | Incandescent |  | Heat Lamp | 2 | 250 | Bathroom | 108111 | Bathroom | 0.00049795
Ceiling Fixture | Incandescent |  | Standard A Lamp | 2 | 40 | Bedroom | 108112 | Bedroom | 0.00049795
Table | Compact Fluorescent |  | Twist | 1 | 13 | Bedroom | 108112 | Bedroom | 0.00049795
Chandelier (Hanging) | Incandescent |  | Globe | 5 | 40 | Family Room | 108113 | Family Room | 0.00049795
Recessed - other | Incandescent |  | Standard A Lamp | 3 | 75 | Office | 108114 | Office | 0.00049795
Ceiling Fixture | Incandescent |  | Standard A Lamp | 2 | 60 | Kitchen | 108115 | Kitchen | 0.00049795
Recessed Can | Compact Fluorescent |  | Reflector | 1 | 15 | Kitchen | 108115 | Kitchen | 0.00049795
Other | Halogen |  | MR | 2 | 20 | Kitchen | 108115 | Kitchen | 0.00049795
Architectural | Incandescent |  | Standard A Lamp | 1 | 90 | Kitchen | 108115 | Kitchen | 0.00049795
Floor lamp | Linear Fluorescent | 48 | T-4 | 0 | 40 | Living Room | 108116 | Living Room | 0.00049795
Ceiling Fixture | Incandescent |  | Standard A Lamp | 2 | 60 | Living Room | 108116 | Living Room | 0.00049795
Floor lamp | Compact Fluorescent |  | Twist | 1 | 13 | Living Room | 108116 | Living Room | 0.00049795
Table | Compact Fluorescent |  | Twist | 1 | 13 | Living Room | 108116 | Living Room | 0.00049795
Wall Mount | Incandescent |  | Standard A Lamp | 2 | 60 | Bathroom | 108117 | Bathroom | 0.00049795
Ceiling Fan | Incandescent |  | Standard A Lamp | 1 | 60 | Bathroom | 108117 | Bathroom | 0.00049795
Ceiling Fan | Incandescent |  | Standard A Lamp | 3 | 40 | Bedroom | 108118 | Bedroom | 0.00049795
Table | Compact Fluorescent |  | Twist | 1 | 15 | Bedroom | 108118 | Bedroom | 0.00049795
Table | Compact Fluorescent |  | Twist | 1 | 15 | Bedroom | 108118 | Bedroom | 0.00049795
Ceiling Fixture | Incandescent |  | Standard A Lamp | 2 | 60 | Bedroom | 108119 | Bedroom | 0.00049795
Ceiling Fixture | Compact Fluorescent |  | Twist | 1 | 15 | Bedroom | 108221 | Bedroom | 0.00049795
Ceiling Fixture | Compact Fluorescent |  | Twist | 1 | 15 | Dining Room | 108222 | Dining Room | 0.00049795
Ceiling Fixture | Compact Fluorescent |  | Twist | 2 | 15 | Hall | 108223 | Hall | 0.00049795
Recessed - other | Incandescent |  | Standard A Lamp | 1 | 60 | Kitchen | 108224 | Kitchen | 0.00049795
Ceiling Fixture | Compact Fluorescent |  | Twist | 3 | 15 | Kitchen | 108224 | Kitchen | 0.00049795
Ceiling Fan | Compact Fluorescent |  | Twist | 1 | 15 | Laundry Room | 108225 | Laundry Room | 0.00049795
Recessed Can | Compact Fluorescent |  | Twist | 1 | 15 | Living Room | 108226 | Living Room | 0.00049795
Wall Mount | Compact Fluorescent |  | Twist | 1 | 15 | Living Room | 108226 | Living Room | 0.00049795
Table | Incandescent |  | Mini base | 1 | 25 | Master Bedroom | 108227 | Master Bedroom | 0.00049795
Floor lamp | Compact Fluorescent |  | Twist | 3 | 15 | Master Bedroom | 108227 | Master Bedroom | 0.00049795
Table | Incandescent |  | Standard A Lamp | 1 | 100 | Master Bedroom | 108227 | Master Bedroom | 0.00049795
Table | Incandescent |  | Globe | 2 | 40 | Master Bedroom | 108227 | Master Bedroom | 0.00049795
Wall Mount | Incandescent |  | Globe | 8 | 40 | Bathroom | 108228 | Bathroom | 0.00049795
Ceiling Fixture | Compact Fluorescent |  | Twist | 2 | 15 | Bedroom | 108229 | Bedroom | 0.00049795
Table | Incandescent |  | Mini base | 1 | 25 | Bedroom | 108229 | Bedroom | 0.00049795
Ceiling Fixture | Compact Fluorescent |  | Twist | 1 | 15 | Bedroom | 1082210 | Bedroom | 0.00049795
Ceiling Fixture | Compact Fluorescent |  | Twist | 1 | 15 | Bedroom | 1082211 | Bedroom | 0.00049795
Ceiling Fixture | Compact Fluorescent |  | Twist | 2 | 15 | Hall | 1082212 | Hall | 0.00049795
Ceiling Fixture | Compact Fluorescent |  | Twist | 1 | 15 | Closet | 1082213 | Closet | 0.00049795
Ceiling Fixture | Compact Fluorescent |  | Twist | 2 | 15 | Bedroom | 1082214 | Bedroom | 0.00049795
Ceiling Fixture | Compact Fluorescent |  | Twist | 2 | 15 | Hall | 1082215 | Hall | 0.00049795
Ceiling Fixture | Incandescent |  | Standard A Lamp | 1 | 60 | Bathroom | 108231 | Bathroom | 0.00037892
Architectural | Incandescent |  | Standard A Lamp | 1 | 40 | Closet | 108232 | Closet | 0.00037892
Ceiling Fixture | Compact Fluorescent |  | A shape bulb | 2 | 15 | Bedroom | 108233 | Bedroom | 0.00037892
Chandelier (Hanging) | Incandescent |  | Mini base | 6 | 40 | Dining Room | 108234 | Dining Room | 0.00037892
Floor lamp | Incandescent |  | Standard A Lamp | 3 | 60 | Dining Room | 108234 | Dining Room | 0.00037892
Floor lamp | Incandescent |  | 3-Way Incandescent | 1 | 100 | Dining Room | 108234 | Dining Room | 0.00037892
Wall Mount | Incandescent |  | Globe | 3 | 40 | Bathroom | 108235 | Bathroom | 0.00037892
Ceiling Fixture | Incandescent |  | Heat Lamp | 1 | 250 | Bathroom | 108235 | Bathroom | 0.00037892
Chandelier (Hanging) | Incandescent |  | Clear | 1 | 60 | Hall | 108236 | Hall | 0.00037892
Ceiling Fixture | Incandescent |  | Globe | 1 | 40 | Bedroom | 108237 | Bedroom | 0.00037892
Table | Incandescent |  | Clear | 1 | 40 | Bedroom | 108237 | Bedroom | 0.00037892
Recessed Can | Incandescent |  | Reflector | 1 | 65 | Kitchen | 108238 | Kitchen | 0.00037892
Ceiling Fixture | Incandescent |  | Standard A Lamp | 1 | 60 | Kitchen | 108238 | Kitchen | 0.00037892
Low bay | Linear Fluorescent | 34 | T-8 | 1 | 25 | Kitchen | 108238 | Kitchen | 0.00037892
High bay | Linear Fluorescent | 47 | T-12 | 2 | 40 | Laundry Room | 108239 | Laundry Room | 0.00037892
Architectural | Compact Fluorescent |  | Twist | 1 | 9 | Laundry Room | 108239 | Laundry Room | 0.00037892
Ceiling Fixture | Compact Fluorescent |  | A shape bulb | 3 | 15 | Master Bedroom | 1082310 | Master Bedroom | 0.00037892
Table | Compact Fluorescent |  | Twist | 1 | 23 | Master Bedroom | 1082310 | Master Bedroom | 0.00037892
Ceiling Fixture | Incandescent |  | Clear | 2 | 40 | Office | 1082311 | Office | 0.00037892
Table | Incandescent |  | Clear | 1 | 40 | Office | 1082311 | Office | 0.00037892
Table | Incandescent |  | Standard A Lamp | 1 | 60 | Living Room | 1082312 | Living Room | 0.00037892
Floor lamp | Incandescent |  | Standard A Lamp | 1 | 60 | Living Room | 1082312 | Living Room | 0.00037892
Table | Incandescent |  | Standard A Lamp | 1 | 60 | Living Room | 1082312 | Living Room | 0.00037892
Floor lamp | Incandescent |  | Standard A Lamp | 1 | 100 | Living Room | 1082312 | Living Room | 0.00037892
Table | Incandescent |  | Clear | 2 | 40 | Living Room | 1082312 | Living Room | 0.00037892
High bay | Compact Fluorescent |  | Twist | 1 | 9 | Hall | 1082313 | Hall | 0.00037892
High bay | Linear Fluorescent | 47 | T-12 | 2 | 32 | Other | 1082314 | Other | 0.00037892
Recessed Can | Incandescent |  | Standard A Lamp | 1 | 60 | Family Room | 1082315 | Family Room | 0.00037892
Wall Mount | Incandescent |  | Standard A Lamp | 1 | 40 | Bathroom | 1082316 | Bathroom | 0.00037892
Ceiling Fixture | Incandescent |  | Standard A Lamp | 1 | 60 | Hall | 1082317 | Hall | 0.00037892
Ceiling Fixture | Compact Fluorescent |  | Twist | 1 | 15 | Other | 108401 | Other | 0.00037892
Wall Mount | Incandescent |  | Standard A Lamp | 1 | 60 | Other | 108401 | Other | 0.00037892
Wall Mount | Incandescent |  | Globe | 3 | 40 | Bathroom | 108402 | Bathroom | 0.00037892
Ceiling Fixture | Compact Fluorescent |  | Twist | 1 | 15 | Bedroom | 108403 | Bedroom | 0.00037892
Ceiling Fixture | Compact Fluorescent |  | Twist | 1 | 15 | Bedroom | 108404 | Bedroom | 0.00037892
Ceiling Fixture | Incandescent |  | Standard A Lamp | 2 | 75 | Dining Room | 108405 | Dining Room | 0.00037892
Ceiling Fixture | Incandescent |  | Standard A Lamp | 2 | 60 | Hall | 108406 | Hall | 0.00037892
Garage door opener | Incandescent |  | Standard A Lamp | 1 | 60 | Garage | 108407 | Garage | 0.00037892
Ceiling Fixture | Incandescent |  | Standard A Lamp | 1 | 60 | Hall | 108408 | Hall | 0.00037892
Ceiling Fixture | Compact Fluorescent |  | Twist | 1 | 15 | Kitchen | 108409 | Kitchen | 0.00037892
Table | Incandescent |  | Standard A Lamp | 1 | 60 | Living Room | 1084010 | Living Room | 0.00037892
Table | Compact Fluorescent |  | Twist | 1 | 15 | Living Room | 1084010 | Living Room | 0.00037892
Ceiling Fixture | Incandescent |  | Standard A Lamp | 2 | 60 | Other | 1084011 | Other | 0.00037892
Ceiling Fixture | Compact Fluorescent |  | Twist | 1 | 15 | Other | 1084011 | Other | 0.00037892
Wall Mount | Incandescent |  | Standard A Lamp | 2 | 60 | Bathroom | 108431 | Bathroom | 0.00049795
Recessed Can | Incandescent |  | Reflector | 1 | 40 | Bathroom | 108431 | Bathroom | 0.00049795
Ceiling Fixture | Compact Fluorescent |  | A shape bulb | 2 | 15 | Bathroom | 108432 | Bathroom | 0.00049795
Chandelier (Hanging) | Compact Fluorescent |  | Twist | 2 | 15 | Bedroom | 108433 | Bedroom | 0.00049795
Ceiling Fixture | Compact Fluorescent |  | A shape bulb | 2 | 15 | Bedroom | 108434 | Bedroom | 0.00049795
Recessed Can | Incandescent |  | Reflector | 1 | 25 | Dining Room | 108435 | Dining Room | 0.00049795
Chandelier (Hanging) | Compact Fluorescent |  | Twist | 3 | 15 | Family Room | 108436 | Family Room | 0.00049795
Wall Mount | Compact Fluorescent |  | Twist | 1 | 15 | Kitchen | 108437 | Kitchen | 0.00049795
Recessed Can | Compact Fluorescent |  | Reflector | 1 | 15 | Kitchen | 108438 | Kitchen | 0.00049795
Ceiling Fan | Incandescent |  | Mini base | 6 | 25 | Living Room | 108439 | Living Room | 0.00049795
Ceiling Fixture | Compact Fluorescent |  | Twist | 2 | 15 | Master Bedroom | 1084310 | Master Bedroom | 0.00049795
Chandelier (Hanging) | Compact Fluorescent |  | Twist | 3 | 15 | Office | 1084311 | Office | 0.00049795
Wall Mount | Compact Fluorescent |  | Twist | 1 | 15 | Office | 1084311 | Office | 0.00049795
Wall Mount | Compact Fluorescent |  | Twist | 1 | 15 | Hall | 1084312 | Hall | 0.00049795
Ceiling Fixture | Linear Fluorescent | 48 | T-8 | 2 | 32 | Laundry Room | 1084313 | Laundry Room | 0.00049795
Wall Mount | Compact Fluorescent |  | Twist | 3 | 15 | Bathroom | 108481 | Bathroom | 0.00037892
Ceiling Fixture | Incandescent |  | Standard A Lamp | 1 | 60 | Bedroom | 108482 | Bedroom | 0.00037892
Table | Incandescent |  | Decorative | 1 | 40 | Bedroom | 108482 | Bedroom | 0.00037892
Ceiling Fixture | Compact Fluorescent |  | Circline (Screw Base) | 1 | 22 | Bedroom | 108483 | Bedroom | 0.00037892
Table | Incandescent |  | Standard A Lamp | 1 | 75 | Bedroom | 108483 | Bedroom | 0.00037892
Track | Compact Fluorescent |  | Twist | 2 | 15 | Kitchen | 108484 | Kitchen | 0.00037892
Chandelier (Hanging) | Incandescent |  | Standard A Lamp | 3 | 60 | Kitchen | 108484 | Kitchen | 0.00037892
Ceiling Fixture | Incandescent |  | Standard A Lamp | 1 | 40 | Kitchen | 108484 | Kitchen | 0.00037892
Ceiling Fixture | Compact Fluorescent |  | Straight Tube | 1 | 15 | Laundry Room | 108485 | Laundry Room | 0.00037892
Floor lamp | Compact Fluorescent |  | Twist | 5 | 15 | Living Room | 108486 | Living Room | 0.00037892
Wall Mount | Compact Fluorescent |  | Twist | 1 | 15 | Living Room | 108486 | Living Room | 0.00037892
Wall Mount | Compact Fluorescent |  | Twist | 1 | 22 | Other | 108487 | Other | 0.00037892
Ceiling Fixture | Compact Fluorescent |  | Twist | 1 | 15 | Office | 108488 | Office | 0.00037892
Table | Incandescent |  | Standard A Lamp | 1 | 60 | Office | 108488 | Office | 0.00037892
Ceiling Fixture | Linear Fluorescent | 96 | T-12 | 2 | 100 | Garage | 108521 | Garage | 0.00029524
Ceiling Fixture | Linear Fluorescent | 36 | T-12 | 2 | 40 | Garage | 108521 | Garage | 0.00029524
Ceiling Fixture | Incandescent |  | Standard A Lamp | 2 | 60 | Bedroom | 108522 | Bedroom | 0.00029524
Floor lamp | Incandescent |  | Standard A Lamp | 2 | 60 | Bedroom | 108522 | Bedroom | 0.00029524
Ceiling Fixture | Compact Fluorescent |  | Twist | 1 | 22 | Hall | 108523 | Hall | 0.00029524
Chandelier (Hanging) | Incandescent |  | Clear | 4 | 40 | Kitchen | 108524 | Kitchen | 0.00029524
Ceiling Fixture | Compact Fluorescent |  | Twist | 3 | 15 | Kitchen | 108524 | Kitchen | 0.00029524
Wall Mount | Linear Fluorescent | 16 | T-8 | 1 | 16 | Kitchen | 108524 | Kitchen | 0.00029524
Wall Mount | Incandescent |  | Standard A Lamp | 1 | 25 | Kitchen | 108524 | Kitchen | 0.00029524
Recessed Can | Compact Fluorescent |  | Twist | 1 | 22 | Kitchen | 108524 | Kitchen | 0.00029524
Floor lamp | Incandescent |  | Standard A Lamp | 1 | 75 | Living Room | 108525 | Living Room | 0.00029524
Floor lamp | Compact Fluorescent |  | Twist | 1 | 22 | Living Room | 108525 | Living Room | 0.00029524
Ceiling Fixture | Compact Fluorescent |  | Twist | 1 | 15 | Bedroom | 108526 | Bedroom | 0.00029524
Table | Incandescent |  | Mini base | 3 | 25 | Bedroom | 108526 | Bedroom | 0.00029524
Wall Mount | Linear Fluorescent | 16 | T-5 | 1 | 16 | Bedroom | 108526 | Bedroom | 0.00029524
Wall Mount | Incandescent |  | Heat Lamp | 1 | 60 | Bedroom | 108526 | Bedroom | 0.00029524
Wall Mount | Incandescent |  | Standard A Lamp | 6 | 40 | Bathroom | 108527 | Bathroom | 0.00029524
Recessed Can | Incandescent |  | Reflector | 1 | 65 | Family Room | 108661 | Family Room | 0.00049795
Floor lamp | Incandescent |  | Mini base | 3 | 40 | Family Room | 108661 | Family Room | 0.00049795
Table | Incandescent |  | Standard A Lamp | 1 | 60 | Family Room | 108661 | Family Room | 0.00049795
Table | Incandescent |  | Standard A Lamp | 1 | 25 | Living Room | 108662 | Living Room | 0.00049795
Floor lamp | Compact Fluorescent |  | Twist | 1 | 22 | Living Room | 108662 | Living Room | 0.00049795
Wall Mount | Compact Fluorescent |  | Twist | 2 | 15 | Bathroom | 108663 | Bathroom | 0.00049795
Recessed Can | Compact Fluorescent |  | Reflector | 1 | 15 | Bathroom | 108663 | Bathroom | 0.00049795
Recessed Can | Incandescent |  | Reflector | 1 | 65 | Kitchen | 108664 | Kitchen | 0.00049795
Ceiling Fan | Compact Fluorescent |  | Twist | 2 | 15 | Laundry Room | 108665 | Laundry Room | 0.00049795
Ceiling Fixture | Compact Fluorescent |  | Twist | 3 | 22 | Garage | 108666 | Garage | 0.00049795
Garage door opener | Incandescent |  | Standard A Lamp | 2 | 60 | Garage | 108666 | Garage | 0.00049795
Ceiling Fixture | Compact Fluorescent |  | Twist | 2 | 15 | Office | 108667 | Office | 0.00049795
Table | Linear Fluorescent | 48 | Fluorescent Unknown | 1 | 20 | Office | 108667 | Office | 0.00049795
Recessed Can | Incandescent |  | Reflector | 1 | 60 | Hall | 108668 | Hall | 0.00049795
Recessed Can | Compact Fluorescent |  | Twist | 2 | 22 | Hall | 108668 | Hall | 0.00049795
Ceiling Fixture | Linear Fluorescent |  | T-4 | 3 | 60 | Master Bedroom | 108669 | Master Bedroom | 0.00049795
Table | Incandescent |  | Standard A Lamp | 1 | 60 | Master Bedroom | 108669 | Master Bedroom | 0.00049795
Table | Compact Fluorescent |  | Twist | 1 | 15 | Master Bedroom | 108669 | Master Bedroom | 0.00049795
Wall Mount | Compact Fluorescent |  | Twist | 2 | 15 | Bathroom | 1086610 | Bathroom | 0.00049795
Wall Mount | Incandescent |  | Standard A Lamp | 6 | 60 | Bathroom | 1086610 | Bathroom | 0.00049795
Ceiling Fixture | Incandescent |  | Reflector | 1 | 60 | Bathroom | 1086610 | Bathroom | 0.00049795
Ceiling Fixture | Incandescent |  | Standard A Lamp | 2 | 60 | Closet | 1086611 | Closet | 0.00049795
Ceiling Fixture | Incandescent |  | Standard A Lamp | 2 | 60 | Bedroom | 1086612 | Bedroom | 0.00049795
Floor lamp | Incandescent |  | Standard A Lamp | 1 | 60 | Bedroom | 1086612 | Bedroom | 0.00049795
Ceiling Fixture | Compact Fluorescent |  | Reflector | 1 | 15 | Bathroom | 1086613 | Bathroom | 0.00049795
Wall Mount | Incandescent |  | Globe | 8 | 40 | Bathroom | 1086613 | Bathroom | 0.00049795
Ceiling Fixture | Compact Fluorescent |  | Twist | 2 | 15 | Bedroom | 1086614 | Bedroom | 0.00049795
Recessed Can | Compact Fluorescent |  | Reflector | 1 | 15 | Family Room | 1086615 | Family Room | 0.00049795
Floor lamp | Compact Fluorescent |  | Straight Tube | 1 | 22 | Family Room | 1086615 | Family Room | 0.00049795
Recessed Can | Incandescent |  | Reflector | 1 | 65 | Dining Room | 1086616 | Dining Room | 0.00049795
Chandelier (Hanging) | Incandescent |  | Mini base | 6 | 40 | Dining Room | 1086616 | Dining Room | 0.00049795
Table | Incandescent |  | Mini base | 1 | 40 | Dining Room | 1086616 | Dining Room | 0.00049795
Recessed Can | Compact Fluorescent |  | Reflector | 1 | 22 | Hall | 1086617 | Hall | 0.00049795
Wall Mount | Halogen |  | MR | 1 | 50 | Closet | 1086618 | Closet | 0.00049795
Ceiling Fixture | Compact Fluorescent |  | Twist | 2 | 22 | Office | 1086619 | Office | 0.00049795
Table | Compact Fluorescent |  | Mini base | 1 | 15 | Office | 1086619 | Office | 0.00049795
Table | Compact Fluorescent |  | Twist | 1 | 15 | Office | 1086619 | Office | 0.00049795
Table | Halogen |  | PAR | 1 | 30 | Office | 1086619 | Office | 0.00049795
Wall Mount | Compact Fluorescent |  | Twist | 1 | 22 | Closet | 1086620 | Closet | 0.00049795
Table | Incandescent |  | Decorative | 1 | 40 | Bedroom | 108871 | Bedroom | 0.000364
Track | Incandescent |  | Reflector | 3 | 50 | Bedroom | 108871 | Bedroom | 0.000364
Table | Incandescent |  | Standard A Lamp | 2 | 60 | Bedroom | 108871 | Bedroom | 0.000364
Table | Incandescent |  | Mini base | 1 | 5 | Bedroom | 108871 | Bedroom | 0.000364
Chandelier (Hanging) | Incandescent |  | Mini base | 5 | 60 | Family Room | 108872 | Family Room | 0.000364
Chandelier (Hanging) | Incandescent |  | Standard A Lamp | 1 | 100 | Dining Room | 108873 | Dining Room | 0.000364
Table | Incandescent |  | Mini base | 1 | 5 | Dining Room | 108873 | Dining Room | 0.000364
Wall Mount | Incandescent |  | Standard A Lamp | 3 | 40 | Bathroom | 108874 | Bathroom | 0.000364
Ceiling Fixture | Compact Fluorescent |  | Straight Tube | 1 | 29 | Office | 108875 | Office | 0.000364
Table | Incandescent |  | Other | 1 | 40 | Office | 108875 | Office | 0.000364
Ceiling Fixture | Incandescent |  | Standard A Lamp | 2 | 40 | Hall | 108876 | Hall | 0.000364
Wall Mount | Incandescent |  | Mini base | 1 | 5 | Hall | 108876 | Hall | 0.000364
Ceiling Fixture | Compact Fluorescent |  | Twist | 1 | 13 | Hall | 108876 | Hall | 0.000364
Chandelier (Hanging) | Incandescent |  | Globe | 1 | 100 | Kitchen | 108877 | Kitchen | 0.000364
Recessed Can | Incandescent |  | Standard A Lamp | 1 | 75 | Kitchen | 108877 | Kitchen | 0.000364
Recessed Can | Incandescent |  | Standard A Lamp | 1 | 100 | Kitchen | 108877 | Kitchen | 0.000364
Ceiling Fixture | Incandescent |  | Standard A Lamp | 2 | 60 | Living Room | 108878 | Living Room | 0.000364
Floor lamp | Incandescent |  | Standard A Lamp | 1 | 100 | Living Room | 108878 | Living Room | 0.000364
Table | Compact Fluorescent |  | Twist | 1 | 26 | Living Room | 108878 | Living Room | 0.000364
Wall Mount | Incandescent |  | Decorative | 1 | 40 | Living Room | 108878 | Living Room | 0.000364
Floor lamp | Incandescent |  | Decorative | 1 | 60 | Living Room | 108878 | Living Room | 0.000364
Table | Incandescent |  | 3-Way Incandescent | 1 | 100 | Bedroom | 108879 | Bedroom | 0.000364
Table | Incandescent |  | Standard A Lamp | 1 | 60 | Bedroom | 108879 | Bedroom | 0.000364
Ceiling Fixture | Compact Fluorescent |  | Twist | 1 | 13 | Hall | 1088710 | Hall | 0.000364
Wall Mount | Incandescent |  | Standard A Lamp | 3 | 60 | Bathroom | 1088711 | Bathroom | 0.000364
Recessed - other | Incandescent |  | Standard A Lamp | 1 | 75 | Bathroom | 1088711 | Bathroom | 0.000364
Wall Mount | Incandescent |  | 3-Way Incandescent | 1 | 150 | Master Bedroom | 1088712 | Master Bedroom | 0.000364
Table | Incandescent |  | Standard A Lamp | 1 | 60 | Master Bedroom | 1088712 | Master Bedroom | 0.000364
Ceiling Fixture | Incandescent |  | Standard A Lamp | 1 | 60 | Closet | 1088713 | Closet | 0.000364
Ceiling Fixture | Incandescent |  | Standard A Lamp | 1 | 60 | Other | 1088714 | Other | 0.000364
Ceiling Fixture | Incandescent |  | Standard A Lamp | 1 | 100 | Other | 1088714 | Other | 0.000364
Wall Mount | Incandescent |  | Standard A Lamp | 1 | 40 | Laundry Room | 1088715 | Laundry Room | 0.000364
Ceiling Fixture | Linear Fluorescent | 48 | T-12 | 2 | 40 | Garage | 1088716 | Garage | 0.000364
Ceiling Fixture | Incandescent |  | Standard A Lamp | 1 | 75 | Garage | 1088716 | Garage | 0.000364
Wall Mount | Incandescent |  | Standard A Lamp | 1 | 60 | Bathroom | 108951 | Bathroom | 0.00037892
Ceiling Fixture | Linear Fluorescent | 48 | T-12 | 2 | 40 | Bathroom | 108951 | Bathroom | 0.00037892
Wall Mount | Compact Fluorescent |  | Twist | 1 | 15 | Bathroom | 108951 | Bathroom | 0.00037892
Ceiling Fixture | Incandescent |  | Heat Lamp | 1 | 250 | Bathroom | 108951 | Bathroom | 0.00037892
Ceiling Fixture | Linear Fluorescent | 48 | T-12 | 2 | 40 | Bathroom | 108952 | Bathroom | 0.00037892
Ceiling Fixture | Compact Fluorescent |  | Twist | 2 | 22 | Bedroom | 108953 | Bedroom | 0.00037892
Wall Mount | Compact Fluorescent |  | Twist | 1 | 15 | Bedroom | 108953 | Bedroom | 0.00037892
Ceiling Fixture | Compact Fluorescent |  | Twist | 2 | 22 | Bedroom | 108954 | Bedroom | 0.00037892
Table | Compact Fluorescent |  | Straight Tube | 1 | 42 | Bedroom | 108954 | Bedroom | 0.00037892
Ceiling Fixture | Compact Fluorescent |  | Twist | 2 | 15 | Bedroom | 108955 | Bedroom | 0.00037892
Ceiling Fixture | Compact Fluorescent |  | Twist | 2 | 15 | Other | 108956 | Other | 0.00037892
Ceiling Fixture | Incandescent |  | Standard A Lamp | 1 | 60 | Other | 108956 | Other | 0.00037892
Chandelier (Hanging) | Incandescent |  | Mini base | 4 | 40 | Family Room | 108957 | Family Room | 0.00037892
Ceiling Fixture | Compact Fluorescent |  | Twist | 1 | 15 | Family Room | 108957 | Family Room | 0.00037892
Ceiling Fixture | Linear Fluorescent | 48 | T-12 | 2 | 40 | Kitchen | 108958 | Kitchen | 0.00037892
Ceiling Fixture | Compact Fluorescent |  | Twist | 3 | 15 | Laundry Room | 108959 | Laundry Room | 0.00037892
Floor lamp | Incandescent |  | Standard A Lamp | 1 | 40 | Living Room | 1089510 | Living Room | 0.00037892
Floor lamp | Compact Fluorescent |  | Twist | 2 | 15 | Living Room | 1089510 | Living Room | 0.00037892
Table | Incandescent |  | Standard A Lamp | 2 | 60 | Living Room | 1089510 | Living Room | 0.00037892
Wall Mount | Compact Fluorescent |  | Straight Tube | 1 | 15 | Living Room | 1089510 | Living Room | 0.00037892
Wall Mount | Compact Fluorescent |  | Twist | 1 | 22 | Living Room | 1089510 | Living Room | 0.00037892
Table | Compact Fluorescent |  | Twist | 1 | 22 | Living Room | 1089510 | Living Room | 0.00037892
Ceiling Fan | Incandescent |  | Standard A Lamp | 1 | 25 | Living Room | 1089510 | Living Room | 0.00037892
Wall Mount | Incandescent |  | Standard A Lamp | 1 | 60 | Garage | 1089511 | Garage | 0.00037892
Ceiling Fixture | Compact Fluorescent |  | Twist | 1 | 15 | Other | 109111 | Other | 0.000364
Floor lamp | Incandescent |  | Standard A Lamp | 1 | 60 | Other | 109111 | Other | 0.000364
Ceiling Fixture | Incandescent |  | Standard A Lamp | 1 | 60 | Bedroom | 109112 | Bedroom | 0.000364
Wall Mount | Compact Fluorescent |  | Twist | 1 | 15 | Bedroom | 109112 | Bedroom | 0.000364
Wall Mount | Compact Fluorescent |  | Globe | 4 | 7 | Bathroom | 109113 | Bathroom | 0.000364
Ceiling Fixture | Compact Fluorescent |  | Twist | 1 | 15 | Bedroom | 109114 | Bedroom | 0.000364
Ceiling Fan | Compact Fluorescent |  | Twist | 1 | 15 | Bedroom | 109115 | Bedroom | 0.000364
Table | Compact Fluorescent |  | Twist | 1 | 15 | Bedroom | 109115 | Bedroom | 0.000364
Ceiling Fixture | Compact Fluorescent |  | Twist | 1 | 15 | Hall | 109116 | Hall | 0.000364
Ceiling Fixture | Compact Fluorescent |  | Twist | 1 | 15 | Kitchen | 109117 | Kitchen | 0.000364
Ceiling Fan | Compact Fluorescent |  | Twist | 1 | 15 | Laundry Room | 109118 | Laundry Room | 0.000364
Table | Compact Fluorescent |  | Twist | 2 | 15 | Living Room | 109119 | Living Room | 0.000364
Wall Mount | Compact Fluorescent |  | Twist | 1 | 20 | Bathroom | 109151 | Bathroom | 0.000364
Ceiling Fixture | Compact Fluorescent |  | Twist | 1 | 13 | Bedroom | 109152 | Bedroom | 0.000364
Ceiling Fixture | Compact Fluorescent |  | Twist | 1 | 13 | Bedroom | 109153 | Bedroom | 0.000364
Ceiling Fixture | Compact Fluorescent |  | Twist | 1 | 13 | Bedroom | 109154 | Bedroom | 0.000364
Ceiling Fixture | Compact Fluorescent |  | Twist | 1 | 20 | Bedroom | 109155 | Bedroom | 0.000364
Ceiling Fixture | Compact Fluorescent |  | Twist | 1 | 20 | Other | 109156 | Other | 0.000364
Table | Compact Fluorescent |  | Twist | 1 | 13 | Family Room | 109157 | Family Room | 0.000364
Ceiling Fixture | Compact Fluorescent |  | Twist | 1 | 13 | Hall | 109158 | Hall | 0.000364
Ceiling Fixture | Compact Fluorescent |  | Twist | 1 | 13 | Kitchen | 109159 | Kitchen | 0.000364
Ceiling Fixture | Linear Fluorescent | 24 | T-12 | 2 | 20 | Kitchen | 109159 | Kitchen | 0.000364
Wall Mount | Compact Fluorescent |  | Twist | 2 | 20 | Laundry Room | 1091510 | Laundry Room | 0.000364
Wall Mount | Incandescent |  | Globe | 3 | 25 | Bathroom | 109271 | Bathroom | 0.00037892
Ceiling Fixture | Compact Fluorescent |  | Circline (Screw Base) | 1 | 15 | Bathroom | 109271 | Bathroom | 0.00037892
Track | Compact Fluorescent |  | Twist | 3 | 22 | Laundry Room | 109272 | Laundry Room | 0.00037892
Wall Mount | Incandescent |  | Globe | 3 | 25 | Bathroom | 109273 | Bathroom | 0.00037892
Ceiling Fixture | Compact Fluorescent |  | Twist | 1 | 15 | Bedroom | 109274 | Bedroom | 0.00037892
Ceiling Fixture | Compact Fluorescent |  | Twist | 1 | 15 | Garage | 109275 | Garage | 0.00037892
Ceiling Fixture | Compact Fluorescent |  | Twist | 1 | 15 | Living Room | 109276 | Living Room | 0.00037892
Floor lamp | Incandescent |  | Mini base | 3 | 40 | Living Room | 109276 | Living Room | 0.00037892
Ceiling Fixture | Incandescent |  | Standard A Lamp | 2 | 60 | Master Bedroom | 109277 | Master Bedroom | 0.00037892
Ceiling Fixture | Incandescent |  | Standard A Lamp | 1 | 60 | Master Bedroom | 109277 | Master Bedroom | 0.00037892
Table | Incandescent |  | Standard A Lamp | 1 | 60 | Master Bedroom | 109277 | Master Bedroom | 0.00037892
Ceiling Fixture | Compact Fluorescent |  | Twist | 1 | 15 | Office | 109278 | Office | 0.00037892
Table | Halogen |  | Quartz Tube | 1 | 75 | Office | 109278 | Office | 0.00037892
Recessed Can | Incandescent |  | Reflector | 1 | 75 | Bathroom | 109461 | Bathroom | 0.0012318
Recessed Can | Halogen |  | PAR | 1 | 75 | Bathroom | 109462 | Bathroom | 0.0012318
Recessed Can | Incandescent |  | Standard A Lamp | 1 | 60 | Bathroom | 109462 | Bathroom | 0.0012318
Wall Mount | Incandescent |  | Standard A Lamp | 2 | 40 | Bathroom | 109462 | Bathroom | 0.0012318
Wall Mount | Incandescent |  | Mini base | 1 | 75 | Bathroom | 109462 | Bathroom | 0.0012318
Recessed Can | Halogen |  | PAR | 1 | 75 | Bedroom | 109463 | Bedroom | 0.0012318
Table | Incandescent |  | 3-Way Incandescent | 1 | 150 | Bedroom | 109463 | Bedroom | 0.0012318
Table | Incandescent |  | Standard A Lamp | 1 | 60 | Bedroom | 109463 | Bedroom | 0.0012318
Table | Incandescent |  | Reflector | 1 | 60 | Bedroom | 109463 | Bedroom | 0.0012318
Table | Incandescent |  | Standard A Lamp | 1 | 60 | Bedroom | 109464 | Bedroom | 0.0012318
Garage door opener | Halogen |  | PAR | 1 | 75 | Bedroom | 109464 | Bedroom | 0.0012318
Recessed Can | Halogen |  | PAR | 1 | 75 | Bedroom | 109465 | Bedroom | 0.0012318
Table | Halogen |  | Other | 1 | 50 | Bedroom | 109465 | Bedroom | 0.0012318
Chandelier (Hanging) | Halogen |  | MR | 2 | 50 | Dining Room | 109466 | Dining Room | 0.0012318
Wall Mount | Halogen |  | PAR | 1 | 50 | Dining Room | 109466 | Dining Room | 0.0012318
Recessed Can | Halogen |  | PAR | 1 | 75 | Hall | 109467 | Hall | 0.0012318
Recessed Can | Halogen |  | PAR | 1 | 50 | Hall | 109467 | Hall | 0.0012318
Wall Mount | Incandescent |  | Mini base | 1 | 75 | Hall | 109467 | Hall | 0.0012318
Wall Mount | Incandescent |  | Standard A Lamp | 1 | 60 | Closet | 109468 | Closet | 0.0012318
Ceiling Fixture | Incandescent |  | Standard A Lamp | 1 | 60 | Other | 109469 | Other | 0.0012318
Wall Mount | Incandescent |  | Standard A Lamp | 1 | 60 | Other | 1094610 | Other | 0.0012318
Ceiling Fixture | Incandescent |  | Standard A Lamp | 1 | 60 | Garage | 1094611 | Garage | 0.0012318
Garage door opener | Incandescent |  | Standard A Lamp | 1 | 60 | Garage | 1094611 | Garage | 0.0012318
Recessed Can | Halogen |  | PAR | 1 | 75 | Hall | 1094612 | Hall | 0.0012318
Recessed Can | Halogen |  | PAR | 1 | 50 | Hall | 1094612 | Hall | 0.0012318
Recessed Can | Incandescent |  | Reflector | 1 | 60 | Hall | 1094613 | Hall | 0.0012318
Wall Mount | Linear Fluorescent | 48 | T-12 | 1 | 40 | Closet | 1094614 | Closet | 0.0012318
Wall Mount | Linear Fluorescent | 48 | T-12 | 1 | 40 | Closet | 1094615 | Closet | 0.0012318
Other | Halogen |  | Other | 1 | 25 | Kitchen | 1094616 | Kitchen | 0.0012318
Recessed Can | Halogen |  | PAR | 1 | 75 | Kitchen | 1094616 | Kitchen | 0.0012318
Recessed Can | Halogen |  | PAR | 1 | 50 | Kitchen | 1094616 | Kitchen | 0.0012318
Recessed - other | Halogen |  | PAR | 1 | 50 | Kitchen | 1094616 | Kitchen | 0.0012318
Recessed - other | Incandescent |  | Heat Lamp | 1 | 250 | Kitchen | 1094616 | Kitchen | 0.0012318
Recessed Can | Halogen |  | Other | 1 | 35 | Laundry Room | 1094617 | Laundry Room | 0.0012318
Recessed Can | Halogen |  | PAR | 1 | 50 | Laundry Room | 1094617 | Laundry Room | 0.0012318
Recessed Can | Halogen |  | PAR | 1 | 75 | Living Room | 1094618 | Living Room | 0.0012318
Track | Halogen |  | PAR | 2 | 75 | Living Room | 1094618 | Living Room | 0.0012318
Floor lamp | Incandescent |  | Standard A Lamp | 1 | 75 | Living Room | 1094618 | Living Room | 0.0012318
Recessed Can | Halogen |  | PAR | 1 | 75 | Family Room | 1094619 | Family Room | 0.0012318
Table | Compact Fluorescent |  | Pin base | 1 | 5 | Family Room | 1094619 | Family Room | 0.0012318
Wall Mount | Halogen |  | PAR | 1 | 75 | Family Room | 1094619 | Family Room | 0.0012318
Table | Compact Fluorescent |  | Pin base | 1 | 15 | Family Room | 1094619 | Family Room | 0.0012318
Floor lamp | Incandescent |  | Other | 1 | 100 | Family Room | 1094619 | Family Room | 0.0012318
Floor lamp | Incandescent |  | Standard A Lamp | 1 | 60 | Family Room | 1094619 | Family Room | 0.0012318
Wall Mount | Incandescent |  | Standard A Lamp | 1 | 60 | Closet | 1094620 | Closet | 0.0012318
Recessed Can | Incandescent |  | Standard A Lamp | 1 | 60 | Family Room | 1094621 | Family Room | 0.0012318
Recessed Can | Halogen |  | PAR | 1 | 75 | Family Room | 1094621 | Family Room | 0.0012318
Recessed Can | Incandescent |  | Reflector | 1 | 60 | Family Room | 1094621 | Family Room | 0.0012318
Wall Mount | Incandescent |  | Mini base | 1 | 75 | Family Room | 1094621 | Family Room | 0.0012318
Recessed Can | Halogen |  | PAR | 1 | 75 | Bathroom | 1094622 | Bathroom | 0.0012318
Wall Mount | Incandescent |  | Other | 1 | 60 | Bathroom | 1094622 | Bathroom | 0.0012318
Recessed Can | Incandescent |  | Reflector | 1 | 60 | Bathroom | 1094623 | Bathroom | 0.0012318
Wall Mount | Incandescent |  | Reflector | 1 | 50 | Bathroom | 1094623 | Bathroom | 0.0012318
Ceiling Fixture | Incandescent |  | Standard A Lamp | 1 | 60 | Other | 109481 | Other | 0.00049795
High bay | Linear Fluorescent | 48 | T-8 | 2 | 32 | Other | 109482 | Other | 0.00049795
Ceiling Fixture | Compact Fluorescent |  | Twist | 1 | 15 | Other | 109482 | Other | 0.00049795
Ceiling Fixture | Incandescent |  | Standard A Lamp | 1 | 75 | Other | 109482 | Other | 0.00049795
Ceiling Fixture | Incandescent |  | Standard A Lamp | 1 | 60 | Other | 109483 | Other | 0.00049795
Ceiling Fixture | Incandescent |  | Standard A Lamp | 2 | 60 | Other | 109483 | Other | 0.00049795
Wall Mount | Incandescent |  | Standard A Lamp | 1 | 60 | Bathroom | 109484 | Bathroom | 0.00049795
Wall Mount | Compact Fluorescent |  | Twist | 1 | 13 | Bathroom | 109484 | Bathroom | 0.00049795
Ceiling Fixture | Compact Fluorescent |  | Twist | 2 | 15 | Bedroom | 109485 | Bedroom | 0.00049795
Ceiling Fixture | Incandescent |  | Mini base | 2 | 40 | Bedroom | 109486 | Bedroom | 0.00049795
Ceiling Fixture | Compact Fluorescent |  | Twist | 2 | 15 | Dining Room | 109487 | Dining Room | 0.00049795
Ceiling Fixture | Compact Fluorescent |  | Twist | 1 | 13 | Hall | 109488 | Hall | 0.00049795
Wall Mount | Incandescent |  | Mini base | 1 | 40 | Hall | 109489 | Hall | 0.00049795
Ceiling Fixture | Compact Fluorescent |  | Twist | 2 | 15 | Kitchen | 1094810 | Kitchen | 0.00049795
Ceiling Fixture | Incandescent |  | Colored | 1 | 60 | Hall | 1094812 | Hall | 0.00049795
Wall Mount | Incandescent |  | Standard A Lamp | 4 | 60 | Bathroom | 109511 | Bathroom | 0.0012318
Ceiling Fixture | Compact Fluorescent |  | Twist | 2 | 14 | Bathroom | 109511 | Bathroom | 0.0012318
Wall Mount | Incandescent |  | Standard A Lamp | 3 | 60 | Bathroom | 109512 | Bathroom | 0.0012318
Recessed Can | Halogen |  | PAR | 1 | 75 | Bathroom | 109512 | Bathroom | 0.0012318
Recessed Can | Incandescent |  | Standard A Lamp | 1 | 25 | Bedroom | 109513 | Bedroom | 0.0012318
Floor lamp | Incandescent |  | Standard A Lamp | 1 | 60 | Bedroom | 109513 | Bedroom | 0.0012318
Table | Incandescent |  | Standard A Lamp | 1 | 60 | Bedroom | 109513 | Bedroom | 0.0012318
Recessed Can | Incandescent |  | Standard A Lamp | 1 | 60 | Bedroom | 109514 | Bedroom | 0.0012318
Table | Incandescent |  | Standard A Lamp | 1 | 60 | Bedroom | 109514 | Bedroom | 0.0012318
Floor lamp | Compact Fluorescent |  | Twist | 1 | 18 | Bedroom | 109514 | Bedroom | 0.0012318
Chandelier (Hanging) | Halogen |  | MR | 1 | 40 | Dining Room | 109515 | Dining Room | 0.0012318
Floor lamp | Compact Fluorescent |  | Twist | 3 | 14 | Dining Room | 109515 | Dining Room | 0.0012318
Chandelier (Hanging) | Incandescent |  | Decorative | 3 | 40 | Family Room | 109516 | Family Room | 0.0012318
Table | Compact Fluorescent |  | Twist | 1 | 23 | Family Room | 109516 | Family Room | 0.0012318
Chandelier (Hanging) | Incandescent |  | Standard A Lamp | 3 | 60 | Family Room | 109516 | Family Room | 0.0012318
Ceiling Fixture | Linear Fluorescent | 96 | T-12 | 2 | 75 | Garage | 109517 | Garage | 0.0012318
Garage door opener | Compact Fluorescent |  | A shape bulb | 2 | 14 | Garage | 109517 | Garage | 0.0012318
Recessed Can | Incandescent |  | Reflector | 1 | 65 | Hall | 109518 | Hall | 0.0012318
Ceiling Fixture | Halogen |  | MR | 4 | 50 | Kitchen | 109519 | Kitchen | 0.0012318
Recessed Can | Halogen |  | PAR | 1 | 75 | Kitchen | 109519 | Kitchen | 0.0012318
Ceiling Fixture | Halogen |  | MR | 4 | 50 | Laundry Room | 1095110 | Laundry Room | 0.0012318
Ceiling Fixture | Halogen |  | MR | 3 | 50 | Laundry Room | 1095110 | Laundry Room | 0.0012318
Floor lamp | Compact Fluorescent |  | Twist | 1 | 20 | Master Bedroom | 1095111 | Master Bedroom | 0.0012318
Table | Incandescent |  | Standard A Lamp | 1 | 40 | Master Bedroom | 1095111 | Master Bedroom | 0.0012318
Wall Mount | Incandescent |  | Clear | 3 | 40 | Bathroom | 109651 | Bathroom | 0.0012318
Recessed - other | Incandescent |  | Heat Lamp | 1 | 250 | Bathroom | 109651 | Bathroom | 0.0012318
Ceiling Fixture | Incandescent |  | Standard A Lamp | 3 | 60 | Bedroom | 109652 | Bedroom | 0.0012318
Ceiling Fixture | Compact Fluorescent |  | Twist | 2 | 15 | Bedroom | 109653 | Bedroom | 0.0012318
Ceiling Fixture | Incandescent |  | Standard A Lamp | 3 | 60 | Hall | 109654 | Hall | 0.0012318
Ceiling Fixture | Incandescent |  | Standard A Lamp | 3 | 60 | Kitchen | 109655 | Kitchen | 0.0012318
Floor lamp | Halogen |  | MR | 1 | 30 | Living Room | 109656 | Living Room | 0.0012318
Ceiling Fixture | Compact Fluorescent |  | A shape bulb | 1 | 15 | Bathroom | 109781 | Bathroom | 0.00037892
Ceiling Fan | Compact Fluorescent |  | Twist | 1 | 15 | Bathroom | 109781 | Bathroom | 0.00037892
Ceiling Fixture | Incandescent |  | Reflector | 1 | 250 | Bathroom | 109781 | Bathroom | 0.00037892
Ceiling Fixture | Halogen |  | Quartz Tube | 1 | 50 | Bathroom | 109781 | Bathroom | 0.00037892
Ceiling Fixture | Compact Fluorescent |  | Twist | 1 | 7 | Closet | 109782 | Closet | 0.00037892
Track | Compact Fluorescent |  | Reflector | 4 | 15 | Dining Room | 109783 | Dining Room | 0.00037892
Ceiling Fixture | Compact Fluorescent |  | Twist | 1 | 15 | Garage | 109784 | Garage | 0.00037892
Ceiling Fixture | Incandescent |  | Standard A Lamp | 1 | 100 | Garage | 109784 | Garage | 0.00037892
Exterior | Linear Fluorescent | 48 | T-12 | 2 | 40 | Garage | 109784 | Garage | 0.00037892
Table | Compact Fluorescent |  | Twist | 1 | 15 | Garage | 109784 | Garage | 0.00037892
Ceiling Fixture | Compact Fluorescent |  | Twist | 1 | 22 | Hall | 109785 | Hall | 0.00037892
Ceiling Fixture | Compact Fluorescent |  | Twist | 1 | 22 | Hall | 109786 | Hall | 0.00037892
Ceiling Fixture | Compact Fluorescent |  | Twist | 2 | 15 | Kitchen | 109787 | Kitchen | 0.00037892
Other | Linear Fluorescent | 36 | Fluorescent Other | 1 | 16 | Kitchen | 109787 | Kitchen | 0.00037892
Wall Mount | Compact Fluorescent |  | Twist | 1 | 15 | Living Room | 109788 | Living Room | 0.00037892
Table | Compact Fluorescent |  | Twist | 1 | 22 | Living Room | 109788 | Living Room | 0.00037892
Recessed - other | Halogen |  | MR | 1 | 50 | Living Room | 109788 | Living Room | 0.00037892
Ceiling Fixture | Compact Fluorescent |  | Twist | 1 | 15 | Living Room | 109788 | Living Room | 0.00037892
Ceiling Fixture | Compact Fluorescent |  | Twist | 2 | 15 | Master Bedroom | 109789 | Master Bedroom | 0.00037892
Chandelier (Hanging) | Compact Fluorescent |  | Twist | 2 | 15 | Master Bedroom | 1097810 | Master Bedroom | 0.00037892
Ceiling Fixture | Compact Fluorescent |  | Twist | 1 | 22 | Other | 1097811 | Other | 0.00037892
Wall Mount | Compact Fluorescent |  | Twist | 1 | 22 | Other | 1097811 | Other | 0.00037892
Ceiling Fixture | Compact Fluorescent |  | Twist | 1 | 15 | Office | 1097812 | Office | 0.00037892
Track | Compact Fluorescent |  | Twist | 1 | 15 | Office | 1097812 | Office | 0.00037892
Ceiling Fixture | Incandescent |  | Standard A Lamp | 2 | 60 | Family Room | 109861 | Family Room | 0.00049795
Floor lamp | Compact Fluorescent |  | Twist | 1 | 28 | Family Room | 109861 | Family Room | 0.00049795
Floor lamp | Compact Fluorescent |  | Twist | 1 | 22 | Family Room | 109861 | Family Room | 0.00049795
Chandelier (Hanging) | Incandescent |  | Mini base | 8 | 40 | Living Room | 109862 | Living Room | 0.00049795
Ceiling Fixture | Compact Fluorescent |  | Twist | 1 | 15 | Hall | 109863 | Hall | 0.00049795
Ceiling Fixture | Compact Fluorescent |  | Twist | 1 | 15 | Bedroom | 109864 | Bedroom | 0.00049795
Floor lamp | Incandescent |  | 3-Way Incandescent | 1 | 100 | Bedroom | 109864 | Bedroom | 0.00049795
Ceiling Fixture | Incandescent |  | Standard A Lamp | 2 | 60 | Bedroom | 109865 | Bedroom | 0.00049795
Table | Compact Fluorescent |  | Twist | 1 | 22 | Bedroom | 109865 | Bedroom | 0.00049795
Ceiling Fixture | Compact Fluorescent |  | Twist | 2 | 15 | Office | 109866 | Office | 0.00049795
Ceiling Fixture | Compact Fluorescent |  | Twist | 2 | 15 | Master Bedroom | 109867 | Master Bedroom | 0.00049795
Table | Incandescent |  | Standard A Lamp | 1 | 100 | Master Bedroom | 109867 | Master Bedroom | 0.00049795
Table | Incandescent |  | Standard A Lamp | 1 | 100 | Master Bedroom | 109867 | Master Bedroom | 0.00049795
Ceiling Fixture | Linear Fluorescent | 48 | Fluorescent Unknown | 1 | 40 | Bathroom | 109868 | Bathroom | 0.00049795
Table | Incandescent |  | Standard A Lamp | 1 | 75 | Living Room | 109869 | Living Room | 0.00049795
Floor lamp | Compact Fluorescent |  | Twist | 4 | 22 | Living Room | 109869 | Living Room | 0.00049795
Ceiling Fixture | Incandescent |  | Clear | 2 | 40 | Hall | 1098610 | Hall | 0.00049795
Ceiling Fixture | Linear Fluorescent | 48 | T-12 | 1 | 40 | Kitchen | 1098611 | Kitchen | 0.00049795
Ceiling Fixture | Compact Fluorescent |  | Twist | 2 | 15 | Laundry Room | 1098612 | Laundry Room | 0.00049795
Ceiling Fixture | Linear Fluorescent | 48 | T-12 | 2 | 40 | Garage | 1098613 | Garage | 0.00049795
Ceiling Fixture | Compact Fluorescent |  | Twist | 2 | 15 | Bathroom | 1098614 | Bathroom | 0.00049795
Ceiling Fixture | Linear Fluorescent | 48 | T-12 | 1 | 40 | Bathroom | 1098615 | Bathroom | 0.00049795
Wall Mount | Incandescent |  | Globe | 4 | 40 | Bathroom | 1098615 | Bathroom | 0.00049795
Table | Incandescent |  | Standard A Lamp | 1 | 100 | Master Bedroom | 109901 | Master Bedroom | 0.00049795
Table | Incandescent |  | Standard A Lamp | 1 | 75 | Master Bedroom | 109901 | Master Bedroom | 0.00049795
Recessed Can | Compact Fluorescent |  | Twist | 1 | 15 | Master Bedroom | 109901 | Master Bedroom | 0.00049795
Table | Compact Fluorescent |  | Twist | 2 | 15 | Living Room | 109902 | Living Room | 0.00049795
Table | Compact Fluorescent |  | Twist | 1 | 22 | Living Room | 109902 | Living Room | 0.00049795
Torchiere | Incandescent |  | Mini base | 5 | 25 | Living Room | 109902 | Living Room | 0.00049795
Ceiling Fixture | Incandescent |  | Standard A Lamp | 1 | 75 | Kitchen | 109903 | Kitchen | 0.00049795
Ceiling Fixture | Incandescent |  | Mini base | 2 | 40 | Bedroom | 109904 | Bedroom | 0.00049795
Table | Incandescent |  | Standard A Lamp | 2 | 75 | Bedroom | 109904 | Bedroom | 0.00049795
Floor lamp | Compact Fluorescent |  | Twist | 3 | 15 | Bedroom | 109904 | Bedroom | 0.00049795
Wall Mount | Incandescent |  | Globe | 10 | 40 | Bathroom | 109905 | Bathroom | 0.00049795
Recessed Can | Incandescent |  | Standard A Lamp | 1 | 75 | Bathroom | 109905 | Bathroom | 0.00049795
Ceiling Fixture | Incandescent |  | Mini base | 2 | 40 | Hall | 109906 | Hall | 0.00049795
Other | Other |  | Other | 1 | 12 | Hall | 109907 | Hall | 0.00049795
Chandelier (Hanging) | Incandescent |  | Mini base | 7 | 25 | Dining Room | 109908 | Dining Room | 0.00049795
Ceiling Fixture | Incandescent |  | Mini base | 2 | 40 | Office | 109909 | Office | 0.00049795
Table | Compact Fluorescent |  | Twist | 1 | 15 | Office | 109909 | Office | 0.00049795
Ceiling Fixture | Incandescent |  | Standard A Lamp | 1 | 25 | Bathroom | 1099010 | Bathroom | 0.00049795
Wall Mount | Incandescent |  | Mini base | 4 | 40 | Bathroom | 1099010 | Bathroom | 0.00049795
Ceiling Fixture | Incandescent |  | Standard A Lamp | 1 | 40 | Closet | 1099011 | Closet | 0.00049795
Track | Compact Fluorescent |  | Twist | 1 | 15 | Laundry Room | 1099012 | Laundry Room | 0.00049795
Track | Incandescent |  | Standard A Lamp | 1 | 60 | Laundry Room | 1099012 | Laundry Room | 0.00049795
Ceiling Fixture | Incandescent |  | Mini base | 2 | 60 | Bedroom | 1099013 | Bedroom | 0.00049795
Table | Compact Fluorescent |  | Twist | 1 | 22 | Bedroom | 1099013 | Bedroom | 0.00049795
Ceiling Fixture | Compact Fluorescent |  | Twist | 1 | 15 | Closet | 109951 | Closet | 0.0012318
Ceiling Fixture | Compact Fluorescent |  | Twist | 2 | 15 | Hall | 109952 | Hall | 0.0012318
Ceiling Fixture | Linear Fluorescent | 48 | T-12 | 2 | 40 | Kitchen | 109953 | Kitchen | 0.0012318
Wall Mount | Compact Fluorescent |  | Globe | 3 | 15 | Bathroom | 109954 | Bathroom | 0.0012318
Ceiling Fixture | Compact Fluorescent |  | Twist | 2 | 15 | Laundry Room | 109955 | Laundry Room | 0.0012318
Ceiling Fixture | Compact Fluorescent |  | Twist | 2 | 15 | Garage | 109956 | Garage | 0.0012318
Table | Incandescent |  | Standard A Lamp | 1 | 60 | Master Bedroom | 109957 | Master Bedroom | 0.0012318
Wall Mount | Compact Fluorescent |  | Globe | 3 | 15 | Bathroom | 109958 | Bathroom | 0.0012318
Wall Mount | Compact Fluorescent |  | Globe | 3 | 15 | Bathroom | 109959 | Bathroom | 0.0012318
Recessed - other | Incandescent |  | Heat Lamp | 1 | 150 | Bathroom | 109959 | Bathroom | 0.0012318
Ceiling Fixture | Compact Fluorescent |  | Twist | 2 | 15 | Bedroom | 1099510 | Bedroom | 0.0012318
Table | Incandescent |  | Mini base | 1 | 40 | Bedroom | 1099510 | Bedroom | 0.0012318
Ceiling Fixture | Compact Fluorescent |  | Twist | 2 | 15 | Bedroom | 1099511 | Bedroom | 0.0012318
Chandelier (Hanging) | Compact Fluorescent |  | Twist | 1 | 15 | Hall | 1099512 | Hall | 0.0012318
Ceiling Fixture | Halogen |  | MR | 1 | 50 | Living Room | 1099513 | Living Room | 0.0012318
Chandelier (Hanging) | Compact Fluorescent |  | Twist | 4 | 15 | Dining Room | 1099514 | Dining Room | 0.0012318
Ceiling Fixture | Incandescent |  | Standard A Lamp | 3 | 60 | Living Room | 110031 | Living Room | 0.00049795
Table | Compact Fluorescent |  | Twist | 1 | 15 | Living Room | 110031 | Living Room | 0.00049795
Floor lamp | Incandescent |  | Standard A Lamp | 1 | 60 | Living Room | 110031 | Living Room | 0.00049795
Ceiling Fixture | Other |  | Other | 1 | 15 | Closet | 110032 | Closet | 0.00049795
Ceiling Fan | Incandescent |  | Standard A Lamp | 4 | 60 | Dining Room | 110033 | Dining Room | 0.00049795
Ceiling Fixture | Incandescent |  | Standard A Lamp | 1 | 60 | Dining Room | 110033 | Dining Room | 0.00049795
Table | Incandescent |  | Standard A Lamp | 1 | 60 | Bedroom | 110034 | Bedroom | 0.00049795
Chandelier (Hanging) | Incandescent |  | Standard A Lamp | 1 | 60 | Bedroom | 110034 | Bedroom | 0.00049795
Ceiling Fixture | Incandescent |  | Standard A Lamp | 1 | 60 | Hall | 110035 | Hall | 0.00049795
Ceiling Fixture | Incandescent |  | Standard A Lamp | 1 | 60 | Bedroom | 110036 | Bedroom | 0.00049795
Wall Mount | Incandescent |  | Standard A Lamp | 1 | 40 | Bathroom | 110037 | Bathroom | 0.00049795
Ceiling Fixture | Compact Fluorescent |  | Twist | 1 | 15 | Kitchen | 110038 | Kitchen | 0.00049795
Ceiling Fixture | Linear Fluorescent | 48 | T-8 | 2 | 32 | Laundry Room | 110039 | Laundry Room | 0.00049795
Recessed Can | Incandescent |  | Standard A Lamp | 1 | 100 | Office | 110061 | Office | 0.00037892
Ceiling Fixture | Compact Fluorescent |  | Twist | 1 | 22 | Office | 110061 | Office | 0.00037892
Ceiling Fixture | Compact Fluorescent |  | Twist | 1 | 15 | Office | 110061 | Office | 0.00037892
Ceiling Fixture | Incandescent |  | Standard A Lamp | 1 | 100 | Office | 110061 | Office | 0.00037892
Wall Mount | Incandescent |  | Standard A Lamp | 1 | 100 | Bathroom | 110062 | Bathroom | 0.00037892
Ceiling Fixture | Incandescent |  | Standard A Lamp | 1 | 60 | Bathroom | 110062 | Bathroom | 0.00037892
Ceiling Fixture | Incandescent |  | Standard A Lamp | 2 | 60 | Bedroom | 110063 | Bedroom | 0.00037892
Table | Incandescent |  | Standard A Lamp | 2 | 60 | Bedroom | 110063 | Bedroom | 0.00037892
Table | Incandescent |  | Standard A Lamp | 1 | 60 | Bedroom | 110063 | Bedroom | 0.00037892
Ceiling Fixture | Incandescent |  | Standard A Lamp | 2 | 60 | Bedroom | 110064 | Bedroom | 0.00037892
Table | Incandescent |  | Standard A Lamp | 2 | 60 | Bedroom | 110064 | Bedroom | 0.00037892
Ceiling Fixture | Incandescent |  | Standard A Lamp | 4 | 100 | Dining Room | 110065 | Dining Room | 0.00037892
Ceiling Fixture | Incandescent |  | Standard A Lamp | 1 | 100 | Hall | 110066 | Hall | 0.00037892
Recessed Can | Incandescent |  | Standard A Lamp | 1 | 100 | Kitchen | 110067 | Kitchen | 0.00037892
Chandelier (Hanging) | Incandescent |  | Colored | 3 | 40 | Kitchen | 110067 | Kitchen | 0.00037892
Ceiling Fixture | Incandescent |  | Standard A Lamp | 1 | 100 | Laundry Room | 110068 | Laundry Room | 0.00037892
Table | Incandescent |  | Standard A Lamp | 1 | 100 | Living Room | 110069 | Living Room | 0.00037892
Ceiling Fixture | Incandescent |  | Decorative | 1 | 40 | Bathroom | 110141 | Bathroom | 0.00029524
Wall Mount | Incandescent |  | Decorative | 1 | 40 | Bathroom | 110141 | Bathroom | 0.00029524
Chandelier (Hanging) | Incandescent |  | Heat Lamp | 1 | 500 | Bathroom | 110141 | Bathroom | 0.00029524
Wall Mount | Incandescent |  | Globe | 3 | 40 | Bathroom | 110142 | Bathroom | 0.00029524
Ceiling Fixture | Incandescent |  | Heat Lamp | 1 | 500 | Bathroom | 110142 | Bathroom | 0.00029524
Ceiling Fixture | Incandescent |  | Clear | 5 | 40 | Bathroom | 110142 | Bathroom | 0.00029524
Ceiling Fixture | Incandescent |  | Standard A Lamp | 3 | 60 | Bedroom | 110143 | Bedroom | 0.00029524
Table | Compact Fluorescent |  | Twist | 2 | 15 | Bedroom | 110143 | Bedroom | 0.00029524
Wall Mount | Halogen |  | Other | 1 | 40 | Bedroom | 110143 | Bedroom | 0.00029524
Table | Compact Fluorescent |  | Twist | 1 | 15 | Bedroom | 110144 | Bedroom | 0.00029524
Ceiling Fixture | Incandescent |  | Standard A Lamp | 1 | 60 | Bedroom | 110144 | Bedroom | 0.00029524
Table | Incandescent |  | Standard A Lamp | 1 | 60 | Bedroom | 110144 | Bedroom | 0.00029524
Ceiling Fixture | Incandescent |  | Standard A Lamp | 1 | 60 | Dining Room | 110145 | Dining Room | 0.00029524
Ceiling Fixture | Compact Fluorescent |  | Twist | 1 | 15 | Living Room | 110146 | Living Room | 0.00029524
Wall Mount | Compact Fluorescent |  | Twist | 1 | 15 | Living Room | 110146 | Living Room | 0.00029524
Ceiling Fixture | Linear Fluorescent | 48 | T-12 | 2 | 40 | Garage | 110147 | Garage | 0.00029524
Garage door opener | Incandescent |  | Clear | 1 | 60 | Garage | 110147 | Garage | 0.00029524
Ceiling Fixture | Incandescent |  | Standard A Lamp | 1 | 60 | Hall | 110148 | Hall | 0.00029524
Ceiling Fixture | Compact Fluorescent |  | Twist | 1 | 15 | Hall | 110148 | Hall | 0.00029524
Ceiling Fixture | Incandescent |  | Globe | 1 | 40 | Kitchen | 110149 | Kitchen | 0.00029524
Recessed Can | Incandescent |  | Reflector | 1 | 65 | Kitchen | 110149 | Kitchen | 0.00029524
Ceiling Fixture | Halogen |  | PAR | 1 | 65 | Living Room | 1101410 | Living Room | 0.00029524
Table | Compact Fluorescent |  | Twist | 1 | 22 | Living Room | 1101410 | Living Room | 0.00029524
Floor lamp | Compact Fluorescent |  | Twist | 1 | 22 | Living Room | 1101410 | Living Room | 0.00029524
Ceiling Fixture | Halogen |  | MR | 3 | 50 | Bedroom | 1101411 | Bedroom | 0.00029524
Ceiling Fixture | Incandescent |  | Decorative | 1 | 40 | Bedroom | 1101411 | Bedroom | 0.00029524
Table | Compact Fluorescent |  | Twist | 2 | 15 | Bedroom | 1101411 | Bedroom | 0.00029524
Floor lamp | Incandescent |  | Decorative | 5 | 40 | Bedroom | 1101411 | Bedroom | 0.00029524
Ceiling Fixture | Compact Fluorescent |  | Twist | 2 | 22 | Bedroom | 1101412 | Bedroom | 0.00029524
Ceiling Fixture | Compact Fluorescent |  | Twist | 1 | 13 | Bathroom | 110211 | Bathroom | 0.000364
Wall Mount | Compact Fluorescent |  | Twist | 1 | 13 | Bathroom | 110211 | Bathroom | 0.000364
Ceiling Fixture | Compact Fluorescent |  | Twist | 2 | 13 | Bedroom | 110212 | Bedroom | 0.000364
Ceiling Fixture | Compact Fluorescent |  | Twist | 1 | 13 | Bedroom | 110213 | Bedroom | 0.000364
Ceiling Fixture | Compact Fluorescent |  | Twist | 1 | 20 | Bedroom | 110213 | Bedroom | 0.000364
Ceiling Fixture | Incandescent |  | Mini base | 3 | 40 | Dining Room | 110214 | Dining Room | 0.000364
Ceiling Fixture | Incandescent |  | Decorative | 1 | 40 | Other | 110215 | Other | 0.000364
Ceiling Fixture | Compact Fluorescent |  | Twist | 1 | 20 | Other | 110215 | Other | 0.000364
Floor lamp | Compact Fluorescent |  | Twist | 1 | 20 | Family Room | 110216 | Family Room | 0.000364
Other | Linear Fluorescent | 24 | T-8 | 1 | 20 | Family Room | 110216 | Family Room | 0.000364
Ceiling Fan | Compact Fluorescent |  | Twist | 3 | 14 | Kitchen | 110217 | Kitchen | 0.000364
Ceiling Fixture | Compact Fluorescent |  | Twist | 1 | 13 | Kitchen | 110217 | Kitchen | 0.000364
Ceiling Fixture | Compact Fluorescent |  | Twist | 1 | 20 | Master Bedroom | 110218 | Master Bedroom | 0.000364
Ceiling Fixture | Linear Fluorescent | 24 | T-8 | 2 | 16 | Bathroom | 110301 | Bathroom | 0.000364
Ceiling Fixture | Incandescent |  | Standard A Lamp | 1 | 60 | Bedroom | 110302 | Bedroom | 0.000364
Ceiling Fixture | Incandescent |  | Standard A Lamp | 1 | 60 | Bedroom | 110303 | Bedroom | 0.000364
Ceiling Fixture | Incandescent |  | Standard A Lamp | 1 | 60 | Dining Room | 110304 | Dining Room | 0.000364
Table | Incandescent |  | Standard A Lamp | 1 | 100 | Dining Room | 110304 | Dining Room | 0.000364
Ceiling Fixture | Linear Fluorescent | 48 | T-12 | 2 | 40 | Kitchen | 110305 | Kitchen | 0.000364
Ceiling Fixture | Incandescent |  | Standard A Lamp | 1 | 60 | Laundry Room | 110306 | Laundry Room | 0.000364
Ceiling Fixture | Incandescent |  | Standard A Lamp | 1 | 60 | Living Room | 110307 | Living Room | 0.000364
Ceiling Fixture | Compact Fluorescent |  | Twist | 1 | 22 | Bathroom | 110321 | Bathroom | 0.00029524
Floor lamp | Compact Fluorescent |  | Twist | 1 | 13 | Bathroom | 110321 | Bathroom | 0.00029524
Ceiling Fixture | Compact Fluorescent |  | Twist | 1 | 22 | Bedroom | 110322 | Bedroom | 0.00029524
Wall Mount | Compact Fluorescent |  | Twist | 1 | 23 | Bedroom | 110323 | Bedroom | 0.00029524
Table | Compact Fluorescent |  | Pin base | 1 | 13 | Bedroom | 110323 | Bedroom | 0.00029524
Ceiling Fixture | Compact Fluorescent |  | Twist | 1 | 22 | Kitchen | 110324 | Kitchen | 0.00029524
Ceiling Fixture | Compact Fluorescent |  | Twist | 1 | 13 | Kitchen | 110324 | Kitchen | 0.00029524
Ceiling Fixture | Linear Fluorescent | 36 | T-8 | 2 | 20 | Bathroom | 110351 | Bathroom | 0.00028601
Ceiling Fixture | Incandescent |  | Standard A Lamp | 1 | 60 | Bedroom | 110352 | Bedroom | 0.00028601
Table | Incandescent |  | Standard A Lamp | 1 | 60 | Bedroom | 110352 | Bedroom | 0.00028601
Ceiling Fixture | Incandescent |  | Standard A Lamp | 2 | 60 | Bedroom | 110353 | Bedroom | 0.00028601
Recessed Can | Incandescent |  | Reflector | 1 | 75 | Hall | 110354 | Hall | 0.00028601
Chandelier (Hanging) | Incandescent |  | Decorative | 4 | 40 | Living Room | 110355 | Living Room | 0.00028601
Chandelier (Hanging) | Incandescent |  | Decorative | 4 | 25 | Hall | 110356 | Hall | 0.00028601
Recessed Can | Compact Fluorescent |  | Reflector | 1 | 22 | Kitchen | 110357 | Kitchen | 0.00028601
Recessed Can | Incandescent |  | Reflector | 2 | 75 | Kitchen | 110357 | Kitchen | 0.00028601
Architectural | Linear Fluorescent | 48 | T-12 | 2 | 40 | Kitchen | 110357 | Kitchen | 0.00028601
Architectural | Linear Fluorescent | 36 | T-12 | 2 | 32 | Kitchen | 110357 | Kitchen | 0.00028601
Ceiling Fixture | Incandescent |  | Standard A Lamp | 2 | 60 | Laundry Room | 110358 | Laundry Room | 0.00028601
Architectural | Linear Fluorescent | 36 | T-12 | 2 | 32 | Living Room | 110359 | Living Room | 0.00028601
Torchiere | Halogen |  | Quartz Tube | 1 | 150 | Living Room | 110359 | Living Room | 0.00028601
Chandelier (Hanging) | Incandescent |  | Standard A Lamp | 3 | 60 | Living Room | 110359 | Living Room | 0.00028601
Chandelier (Hanging) | Incandescent |  | Decorative | 24 | 25 | Living Room | 110359 | Living Room | 0.00028601
Ceiling Fan | Incandescent |  | Standard A Lamp | 1 | 75 | Bathroom | 1103510 | Bathroom | 0.00028601
Wall Mount | Incandescent |  | Globe | 8 | 40 | Bathroom | 1103510 | Bathroom | 0.00028601
Recessed Can | Halogen |  | PAR | 1 | 100 | Master Bedroom | 1103511 | Master Bedroom | 0.00028601
Architectural | Halogen |  | PAR | 1 | 75 | Master Bedroom | 1103511 | Master Bedroom | 0.00028601
Ceiling Fixture | Incandescent |  | Standard A Lamp | 2 | 60 | Closet | 1103512 | Closet | 0.00028601
Ceiling Fixture | Incandescent |  | Standard A Lamp | 2 | 60 | Office | 1103513 | Office | 0.00028601
Recessed - other | Linear Fluorescent | 36 | T-12 | 1 | 20 | Hall | 1103514 | Hall | 0.00028601
Recessed - other | Incandescent |  | Reflector | 1 | 75 | Other | 1103515 | Other | 0.00028601
Architectural | Linear Fluorescent | 36 | T-12 | 2 | 32 | Other | 1103515 | Other | 0.00028601
Wall Mount | Compact Fluorescent |  | Mini base | 7 | 15 | Bathroom | 1103516 | Bathroom | 0.00028601
Recessed Can | Incandescent |  | Reflector | 1 | 75 | Bathroom | 1103516 | Bathroom | 0.00028601
Recessed Can | Incandescent |  | Reflector | 1 | 65 | Hall | 110411 | Hall | 0.00037892
Recessed Can | Compact Fluorescent |  | Reflector | 1 | 15 | Family Room | 110412 | Family Room | 0.00037892
Wall Mount | Compact Fluorescent |  | Twist | 2 | 13 | Bathroom | 110413 | Bathroom | 0.00037892
Ceiling Fixture | Compact Fluorescent |  | Twist | 2 | 13 | Bedroom | 110414 | Bedroom | 0.00037892
Ceiling Fixture | Compact Fluorescent |  | Twist | 2 | 13 | Bedroom | 110415 | Bedroom | 0.00037892
Wall Mount | Compact Fluorescent |  | Twist | 1 | 13 | Closet | 110416 | Closet | 0.00037892
Wall Mount | Compact Fluorescent |  | Twist | 1 | 13 | Closet | 110417 | Closet | 0.00037892
Chandelier (Hanging) | Compact Fluorescent |  | Twist | 7 | 13 | Dining Room | 110418 | Dining Room | 0.00037892
Ceiling Fixture | Compact Fluorescent |  | Twist | 2 | 13 | Hall | 110419 | Hall | 0.00037892
Ceiling Fixture | Compact Fluorescent |  | Twist | 1 | 23 | Hall | 1104110 | Hall | 0.00037892
Chandelier (Hanging) | Compact Fluorescent |  | Twist | 3 | 13 | Hall | 1104111 | Hall | 0.00037892
Recessed Can | Incandescent |  | Reflector | 1 | 65 | Kitchen | 1104112 | Kitchen | 0.00037892
Chandelier (Hanging) | Incandescent |  | Mini base | 1 | 40 | Kitchen | 1104112 | Kitchen | 0.00037892
Ceiling Fixture | Compact Fluorescent |  | Twist | 2 | 13 | Master Bedroom | 1104114 | Master Bedroom | 0.00037892
Table | Compact Fluorescent |  | Pin base | 1 | 14 | Master Bedroom | 1104114 | Master Bedroom | 0.00037892
Wall Mount | Compact Fluorescent |  | Twist | 1 | 13 | Closet | 1104115 | Closet | 0.00037892
Architectural | Compact Fluorescent |  | Twist | 1 | 13 | Laundry Room | 1104116 | Laundry Room | 0.00037892
Wall Mount | Incandescent |  | Mini base | 3 | 40 | Bathroom | 1104117 | Bathroom | 0.00037892
Ceiling Fixture | Compact Fluorescent |  | Twist | 2 | 15 | Bedroom | 110471 | Bedroom | 0.00037892
Table | Compact Fluorescent |  | Twist | 1 | 15 | Bedroom | 110471 | Bedroom | 0.00037892
High bay | Compact Fluorescent |  | Twist | 1 | 15 | Living Room | 110472 | Living Room | 0.00037892
Floor lamp | Compact Fluorescent |  | Twist | 1 | 15 | Living Room | 110472 | Living Room | 0.00037892
Table | Compact Fluorescent |  | Twist | 1 | 15 | Office | 110473 | Office | 0.00037892
Wall Mount | Incandescent |  | Reflector | 4 | 40 | Bathroom | 110474 | Bathroom | 0.00037892
Ceiling Fixture | Incandescent |  | Clear | 1 | 60 | Kitchen | 110475 | Kitchen | 0.00037892
Ceiling Fixture | Incandescent |  | Clear | 2 | 40 | Laundry Room | 110476 | Laundry Room | 0.00037892
Wall Mount | Incandescent |  | Standard A Lamp | 2 | 60 | Bathroom | 110481 | Bathroom | 0.000364
Wall Mount | Incandescent |  | Standard A Lamp | 2 | 75 | Bathroom | 110482 | Bathroom | 0.000364
Ceiling Fixture | Incandescent |  | Standard A Lamp | 1 | 60 | Bathroom | 110483 | Bathroom | 0.000364
Ceiling Fixture | Incandescent |  | Standard A Lamp | 2 | 60 | Bedroom | 110484 | Bedroom | 0.000364
Ceiling Fixture | Incandescent |  | Standard A Lamp | 1 | 60 | Bedroom | 110485 | Bedroom | 0.000364
Table | Incandescent |  | Standard A Lamp | 1 | 60 | Bedroom | 110485 | Bedroom | 0.000364
Ceiling Fixture | Incandescent |  | Standard A Lamp | 2 | 60 | Bedroom | 110486 | Bedroom | 0.000364
Chandelier (Hanging) | Incandescent |  | Decorative | 10 | 25 | Dining Room | 110487 | Dining Room | 0.000364
Ceiling Fixture | Incandescent |  | Standard A Lamp | 3 | 60 | Family Room | 110488 | Family Room | 0.000364
Ceiling Fixture | Incandescent |  | Standard A Lamp | 1 | 60 | Garage | 110489 | Garage | 0.000364
Ceiling Fixture | Incandescent |  | Standard A Lamp | 1 | 60 | Hall | 1104810 | Hall | 0.000364
Recessed Can | Incandescent |  | Reflector | 1 | 65 | Hall | 1104811 | Hall | 0.000364
Ceiling Fixture | Incandescent |  | Standard A Lamp | 2 | 60 | Kitchen | 1104812 | Kitchen | 0.000364
Recessed - other | Incandescent |  | Standard A Lamp | 1 | 60 | Kitchen | 1104812 | Kitchen | 0.000364
Ceiling Fixture | Incandescent |  | Standard A Lamp | 2 | 60 | Laundry Room | 1104813 | Laundry Room | 0.000364
Table | Compact Fluorescent |  | Straight Tube | 1 | 22 | Living Room | 1104814 | Living Room | 0.000364
Ceiling Fixture | Linear Fluorescent | 48 | T-12 | 2 | 40 | Bathroom | 110511 | Bathroom | 0.0017229
Table | Compact Fluorescent |  | Twist | 1 | 15 | Master Bedroom | 110512 | Master Bedroom | 0.0017229
Ceiling Fixture | Incandescent |  | Standard A Lamp | 3 | 60 | Master Bedroom | 110512 | Master Bedroom | 0.0017229
Ceiling Fixture | Incandescent |  | Standard A Lamp | 1 | 60 | Bedroom | 110513 | Bedroom | 0.0017229
Table | Incandescent |  | Other | 1 | 60 | Bedroom | 110513 | Bedroom | 0.0017229
Chandelier (Hanging) | Incandescent |  | Standard A Lamp | 1 | 100 | Dining Room | 110514 | Dining Room | 0.0017229
Garage door opener | Incandescent |  | Decorative | 2 | 40 | Garage | 110515 | Garage | 0.0017229
Ceiling Fixture | Incandescent |  | Standard A Lamp | 1 | 60 | Garage | 110515 | Garage | 0.0017229
Recessed - other | Incandescent |  | Standard A Lamp | 1 | 60 | Hall | 110516 | Hall | 0.0017229
Ceiling Fixture | Linear Fluorescent | 48 | T-12 | 4 | 40 | Kitchen | 110517 | Kitchen | 0.0017229
Torchiere | Compact Fluorescent |  | Twist | 1 | 28 | Living Room | 110518 | Living Room | 0.0017229
Table | Incandescent |  | Standard A Lamp | 1 | 100 | Living Room | 110518 | Living Room | 0.0017229
Table | Incandescent |  | Standard A Lamp | 1 | 75 | Living Room | 110518 | Living Room | 0.0017229
Table | Incandescent |  | Decorative | 1 | 25 | Living Room | 110518 | Living Room | 0.0017229
Floor lamp | Halogen |  | MR | 3 | 50 | Living Room | 110541 | Living Room | 0.00049795
Ceiling Fixture | Halogen |  | MR | 3 | 50 | Bedroom | 110542 | Bedroom | 0.00049795
Table | Incandescent |  | Decorative | 1 | 40 | Bedroom | 110542 | Bedroom | 0.00049795
Floor lamp | Halogen |  | Quartz Tube | 2 | 50 | Master Bedroom | 110543 | Master Bedroom | 0.00049795
Wall Mount | Incandescent |  | Globe | 8 | 40 | Bathroom | 110544 | Bathroom | 0.00049795
Ceiling Fixture | Incandescent |  | Standard A Lamp | 1 | 100 | Bathroom | 110544 | Bathroom | 0.00049795
Ceiling Fixture | Incandescent |  | Standard A Lamp | 3 | 60 | Closet | 110545 | Closet | 0.00049795
Chandelier (Hanging) | Incandescent |  | Mini base | 6 | 40 | Dining Room | 110546 | Dining Room | 0.00049795
Ceiling Fixture | Linear Fluorescent | 48 | T-12 | 6 | 40 | Kitchen | 110547 | Kitchen | 0.00049795
Ceiling Fixture | Linear Fluorescent | 48 | T-12 | 2 | 40 | Garage | 110548 | Garage | 0.00049795
Garage door opener | Incandescent |  | Standard A Lamp | 1 | 60 | Garage | 110548 | Garage | 0.00049795
Ceiling Fixture | Compact Fluorescent |  | A shape bulb | 1 | 19 | Garage | 110548 | Garage | 0.00049795
Ceiling Fixture | Halogen |  | Quartz Tube | 1 | 50 | Laundry Room | 110549 | Laundry Room | 0.00049795
Wall Mount | Halogen |  | Quartz Tube | 3 | 35 | Bathroom | 1105410 | Bathroom | 0.00049795
Ceiling Fixture | Halogen |  | MR | 3 | 50 | Bedroom | 1105411 | Bedroom | 0.00049795
Wall Mount | Incandescent |  | Standard A Lamp | 1 | 100 | Hall | 1105412 | Hall | 0.00049795
Ceiling Fixture | Halogen |  | MR | 3 | 50 | Bedroom | 1105413 | Bedroom | 0.00049795
Ceiling Fixture | Halogen |  | MR | 3 | 50 | Living Room | 1105414 | Living Room | 0.00049795
Floor lamp | Incandescent |  | Standard A Lamp | 1 | 100 | Living Room | 1105414 | Living Room | 0.00049795
Ceiling Fixture | Compact Fluorescent |  | Twist | 3 | 19 | Dining Room | 1105415 | Dining Room | 0.00049795
Chandelier (Hanging) | Incandescent |  | Standard A Lamp | 9 | 60 | Hall | 1105416 | Hall | 0.00049795
Ceiling Fixture | Halogen |  | MR | 3 | 50 | Office | 1105417 | Office | 0.00049795
Table | Incandescent |  | Clear | 1 | 100 | Office | 1105417 | Office | 0.00049795
Wall Mount | Incandescent |  | Standard A Lamp | 4 | 100 | Bathroom | 110551 | Bathroom | 0.000364
Ceiling Fixture | Incandescent |  | Standard A Lamp | 2 | 60 | Bedroom | 110552 | Bedroom | 0.000364
Table | Incandescent |  | 3-Way Incandescent | 1 | 150 | Bedroom | 110552 | Bedroom | 0.000364
Ceiling Fixture | Incandescent |  | Standard A Lamp | 2 | 60 | Closet | 110553 | Closet | 0.000364
Recessed Can | Incandescent |  | Reflector | 1 | 45 | Family Room | 110554 | Family Room | 0.000364
Torchiere | Incandescent |  | 3-Way Incandescent | 1 | 150 | Family Room | 110554 | Family Room | 0.000364
Table | Incandescent |  | 3-Way Incandescent | 1 | 150 | Family Room | 110554 | Family Room | 0.000364
Ceiling Fixture | Incandescent |  | Standard A Lamp | 2 | 60 | Family Room | 110554 | Family Room | 0.000364
Recessed Can | Incandescent |  | Reflector | 2 | 65 | Family Room | 110554 | Family Room | 0.000364
Ceiling Fixture | Incandescent |  | Standard A Lamp | 1 | 60 | Hall | 110555 | Hall | 0.000364
Ceiling Fixture | Incandescent |  | Standard A Lamp | 2 | 60 | Kitchen | 110556 | Kitchen | 0.000364
Ceiling Fixture | Incandescent |  | Standard A Lamp | 2 | 60 | Office | 110557 | Office | 0.000364
Table | Incandescent |  | 3-Way Incandescent | 1 | 150 | Office | 110557 | Office | 0.000364
Chandelier (Hanging) | Incandescent |  | Decorative | 5 | 40 | Office | 110558 | Office | 0.000364
Ceiling Fixture | Incandescent |  | Standard A Lamp | 1 | 60 | Hall | 110559 | Hall | 0.000364
Ceiling Fixture | Incandescent |  | Standard A Lamp | 1 | 200 | Garage | 1105510 | Garage | 0.000364
Ceiling Fixture | Compact Fluorescent |  | Twist | 1 | 42 | Garage | 1105510 | Garage | 0.000364
Garage door opener | Compact Fluorescent |  | Twist | 2 | 15 | Garage | 1105510 | Garage | 0.000364
Recessed Can | Incandescent |  | Reflector | 1 | 65 | Living Room | 1105511 | Living Room | 0.000364
Table | Incandescent |  | 3-Way Incandescent | 1 | 150 | Living Room | 1105511 | Living Room | 0.000364
Wall Mount | Incandescent |  | Standard A Lamp | 1 | 75 | Bathroom | 1105512 | Bathroom | 0.000364
Wall Mount | Incandescent |  | Standard A Lamp | 2 | 60 | Bathroom | 1105512 | Bathroom | 0.000364
Recessed Can | Halogen |  | MR | 1 | 50 | Bathroom | 1105512 | Bathroom | 0.000364
Chandelier (Hanging) | Incandescent |  | Standard A Lamp | 5 | 60 | Dining Room | 1105513 | Dining Room | 0.000364
Floor lamp | Incandescent |  | Standard A Lamp | 1 | 100 | Hall | 1105514 | Hall | 0.000364
Chandelier (Hanging) | Incandescent |  | Mini base | 18 | 40 | Hall | 1105514 | Hall | 0.000364
Table | Incandescent |  | 3-Way Incandescent | 1 | 150 | Family Room | 1105515 | Family Room | 0.000364
Recessed Can | Incandescent |  | Reflector | 1 | 45 | Family Room | 1105515 | Family Room | 0.000364
Floor lamp | Incandescent |  | 3-Way Incandescent | 1 | 150 | Family Room | 1105515 | Family Room | 0.000364
Torchiere | Incandescent |  | 3-Way Incandescent | 1 | 150 | Family Room | 1105515 | Family Room | 0.000364
Recessed Can | Incandescent |  | Reflector | 1 | 65 | Family Room | 1105515 | Family Room | 0.000364
Chandelier (Hanging) | Incandescent |  | Standard A Lamp | 10 | 60 | Dining Room | 1105516 | Dining Room | 0.000364
Recessed Can | Incandescent |  | Reflector | 1 | 60 | Hall | 1105517 | Hall | 0.000364
Recessed Can | Incandescent |  | Reflector | 1 | 65 | Hall | 1105517 | Hall | 0.000364
Recessed Can | Incandescent |  | Reflector | 1 | 65 | Kitchen | 1105518 | Kitchen | 0.000364
Other | Incandescent |  | Other | 5 | 30 | Kitchen | 1105518 | Kitchen | 0.000364
Ceiling Fixture | Incandescent |  | Standard A Lamp | 2 | 60 | Laundry Room | 1105519 | Laundry Room | 0.000364
Other | Incandescent |  | Other | 3 | 30 | Other | 1105520 | Other | 0.000364
Recessed Can | Incandescent |  | Reflector | 1 | 75 | Other | 1105520 | Other | 0.000364
Ceiling Fixture | Incandescent |  | Standard A Lamp | 2 | 60 | Closet | 1105521 | Closet | 0.000364
Recessed Can | Incandescent |  | Reflector | 1 | 65 | Hall | 1105522 | Hall | 0.000364
Wall Mount | Incandescent |  | Standard A Lamp | 4 | 60 | Bathroom | 1105523 | Bathroom | 0.000364
Ceiling Fixture | Incandescent |  | Reflector | 1 | 65 | Bathroom | 1105524 | Bathroom | 0.000364
Ceiling Fixture | Incandescent |  | Standard A Lamp | 1 | 60 | Closet | 1105525 | Closet | 0.000364
Recessed Can | Incandescent |  | Standard A Lamp | 1 | 60 | Bathroom | 1105526 | Bathroom | 0.000364
Wall Mount | Incandescent |  | Standard A Lamp | 3 | 100 | Bathroom | 1105526 | Bathroom | 0.000364
Recessed Can | Incandescent |  | Reflector | 1 | 65 | Bathroom | 1105526 | Bathroom | 0.000364
Recessed Can | Incandescent |  | Standard A Lamp | 3 | 60 | Bathroom | 1105526 | Bathroom | 0.000364
Recessed Can | Incandescent |  | Heat Lamp | 1 | 250 | Bathroom | 1105527 | Bathroom | 0.000364
Ceiling Fixture | Incandescent |  | Standard A Lamp | 2 | 60 | Closet | 1105528 | Closet | 0.000364
Recessed Can | Incandescent |  | Reflector | 1 | 60 | Master Bedroom | 1105529 | Master Bedroom | 0.000364
Wall Mount | Incandescent |  | Standard A Lamp | 1 | 60 | Master Bedroom | 1105529 | Master Bedroom | 0.000364
Table | Incandescent |  | Mini base | 1 | 25 | Master Bedroom | 1105529 | Master Bedroom | 0.000364
Recessed Can | Incandescent |  | Reflector | 1 | 65 | Master Bedroom | 1105529 | Master Bedroom | 0.000364
Ceiling Fixture | Incandescent |  | Standard A Lamp | 1 | 60 | Bedroom | 1105530 | Bedroom | 0.000364
Ceiling Fixture | Incandescent |  | Standard A Lamp | 1 | 60 | Closet | 1105531 | Closet | 0.000364
Ceiling Fixture | Incandescent |  | Standard A Lamp | 2 | 60 | Office | 1105532 | Office | 0.000364
Table | Incandescent |  | Standard A Lamp | 1 | 100 | Office | 1105532 | Office | 0.000364
Table | Incandescent |  | Standard A Lamp | 2 | 60 | Office | 1105532 | Office | 0.000364
Ceiling Fixture | Incandescent |  | Standard A Lamp | 1 | 60 | Closet | 1105533 | Closet | 0.000364
Ceiling Fixture | Incandescent |  | Standard A Lamp | 2 | 60 | Bedroom | 1105534 | Bedroom | 0.000364
Floor lamp | Incandescent |  | Standard A Lamp | 1 | 100 | Bedroom | 1105534 | Bedroom | 0.000364
Wall Mount | Incandescent |  | Mini base | 1 | 5 | Bedroom | 1105534 | Bedroom | 0.000364
Ceiling Fixture | Incandescent |  | Standard A Lamp | 1 | 60 | Closet | 1105535 | Closet | 0.000364
Wall Mount | Incandescent |  | Standard A Lamp | 3 | 60 | Bathroom | 110611 | Bathroom | 0.0017229
Recessed Can | Incandescent |  | Reflector | 1 | 65 | Bathroom | 110611 | Bathroom | 0.0017229
Recessed Can | Incandescent |  | Reflector | 1 | 65 | Bathroom | 110612 | Bathroom | 0.0017229
Wall Mount | Compact Fluorescent |  | Twist | 3 | 13 | Bathroom | 110612 | Bathroom | 0.0017229
Ceiling Fixture | Compact Fluorescent |  | Twist | 1 | 13 | Bedroom | 110613 | Bedroom | 0.0017229
Torchiere | Incandescent |  | Standard A Lamp | 1 | 120 | Bedroom | 110613 | Bedroom | 0.0017229
Chandelier (Hanging) | Compact Fluorescent |  | Twist | 1 | 13 | Dining Room | 110614 | Dining Room | 0.0017229
Recessed Can | Incandescent |  | Reflector | 1 | 65 | Dining Room | 110614 | Dining Room | 0.0017229
Recessed Can | Incandescent |  | Reflector | 1 | 65 | Family Room | 110615 | Family Room | 0.0017229
Ceiling Fixture | Incandescent |  | Standard A Lamp | 1 | 40 | Other | 110616 | Other | 0.0017229
Ceiling Fixture | Compact Fluorescent |  | Twist | 1 | 13 | Hall | 110617 | Hall | 0.0017229
Recessed Can | Incandescent |  | Reflector | 1 | 65 | Hall | 110617 | Hall | 0.0017229
Recessed Can | Incandescent |  | Reflector | 1 | 65 | Kitchen | 110618 | Kitchen | 0.0017229
Track | Incandescent |  | Mini base | 1 | 40 | Kitchen | 110618 | Kitchen | 0.0017229
Wall Mount | Incandescent |  | Standard A Lamp | 1 | 60 | Other | 110619 | Other | 0.0017229
Recessed Can | Incandescent |  | Reflector | 1 | 65 | Laundry Room | 1106110 | Laundry Room | 0.0017229
Ceiling Fixture | Incandescent |  | Standard A Lamp | 1 | 60 | Laundry Room | 1106110 | Laundry Room | 0.0017229
Ceiling Fixture | Compact Fluorescent |  | Twist | 1 | 13 | Laundry Room | 1106110 | Laundry Room | 0.0017229
Floor lamp | Compact Fluorescent |  | Twist | 1 | 15 | Living Room | 1106111 | Living Room | 0.0017229
Ceiling Fixture | Incandescent |  | Decorative | 2 | 40 | Other | 1106112 | Other | 0.0017229
Recessed Can | Halogen |  | PAR | 1 | 75 | Bathroom | 1106113 | Bathroom | 0.0017229
Wall Mount | Compact Fluorescent |  | Twist | 3 | 13 | Bathroom | 1106113 | Bathroom | 0.0017229
Wall Mount | Incandescent |  | Decorative | 1 | 40 | Bathroom | 1106113 | Bathroom | 0.0017229
Track | Halogen |  | PAR | 3 | 75 | Master Bedroom | 1106114 | Master Bedroom | 0.0017229
Ceiling Fixture | Compact Fluorescent |  | Twist | 1 | 13 | Office | 1106115 | Office | 0.0017229
Recessed Can | Incandescent |  | Reflector | 1 | 65 | Bedroom | 1106116 | Bedroom | 0.0017229
Floor lamp | Incandescent |  | Standard A Lamp | 1 | 40 | Bedroom | 1106116 | Bedroom | 0.0017229
Recessed Can | Incandescent |  | Reflector | 1 | 65 | Hall | 1106117 | Hall | 0.0017229
Wall Mount | Incandescent |  | Decorative | 1 | 40 | Hall | 1106117 | Hall | 0.0017229
Ceiling Fixture | Incandescent |  | Standard A Lamp | 1 | 60 | Closet | 110841 | Closet | 0.00049795
Table | Incandescent |  | Standard A Lamp | 2 | 40 | Living Room | 110842 | Living Room | 0.00049795
Table | Incandescent |  | Standard A Lamp | 1 | 60 | Living Room | 110842 | Living Room | 0.00049795
Table | Incandescent |  | Mini base | 1 | 40 | Living Room | 110842 | Living Room | 0.00049795
Ceiling Fixture | Incandescent |  | Standard A Lamp | 1 | 60 | Other | 110843 | Other | 0.00049795
Ceiling Fixture | Compact Fluorescent |  | Twist | 2 | 15 | Other | 110843 | Other | 0.00049795
Ceiling Fixture | Incandescent |  | Standard A Lamp | 1 | 60 | Hall | 110844 | Hall | 0.00049795
Table | Incandescent |  | Standard A Lamp | 1 | 40 | Hall | 110844 | Hall | 0.00049795
Ceiling Fixture | Incandescent |  | Standard A Lamp | 1 | 60 | Master Bedroom | 110845 | Master Bedroom | 0.00049795
Table | Incandescent |  | Standard A Lamp | 1 | 60 | Master Bedroom | 110845 | Master Bedroom | 0.00049795
Floor lamp | Incandescent |  | Standard A Lamp | 1 | 60 | Master Bedroom | 110845 | Master Bedroom | 0.00049795
Ceiling Fixture | Incandescent |  | Standard A Lamp | 1 | 75 | Closet | 110846 | Closet | 0.00049795
Ceiling Fixture | Compact Fluorescent |  | Twist | 2 | 15 | Bedroom | 110847 | Bedroom | 0.00049795
Table | Incandescent |  | Standard A Lamp | 1 | 60 | Bedroom | 110847 | Bedroom | 0.00049795
Ceiling Fixture | Incandescent |  | Standard A Lamp | 1 | 60 | Bathroom | 110848 | Bathroom | 0.00049795
Wall Mount | Incandescent |  | Standard A Lamp | 1 | 60 | Bathroom | 110848 | Bathroom | 0.00049795
Ceiling Fixture | Incandescent |  | Standard A Lamp | 2 | 60 | Bedroom | 110849 | Bedroom | 0.00049795
Table | Incandescent |  | Standard A Lamp | 1 | 60 | Bedroom | 110849 | Bedroom | 0.00049795
Ceiling Fixture | Incandescent |  | Standard A Lamp | 2 | 60 | Other | 1108410 | Other | 0.00049795
Ceiling Fixture | Compact Fluorescent |  | Twist | 1 | 22 | Garage | 1108411 | Garage | 0.00049795
Ceiling Fixture | Linear Fluorescent | 48 | T-12 | 2 | 40 | Garage | 1108411 | Garage | 0.00049795
Table | Linear Fluorescent | 48 | Fluorescent Unknown | 2 | 40 | Dining Room | 1108412 | Dining Room | 0.00049795
Chandelier (Hanging) | Incandescent |  | Standard A Lamp | 4 | 60 | Dining Room | 1108412 | Dining Room | 0.00049795
Table | Incandescent |  | Standard A Lamp | 1 | 40 | Dining Room | 1108412 | Dining Room | 0.00049795
Ceiling Fixture | Incandescent |  | Standard A Lamp | 2 | 60 | Family Room | 1108413 | Family Room | 0.00049795
Wall Mount | Incandescent |  | Standard A Lamp | 1 | 40 | Family Room | 1108413 | Family Room | 0.00049795
Ceiling Fixture | Incandescent |  | Standard A Lamp | 2 | 60 | Bedroom | 1108414 | Bedroom | 0.00049795
Ceiling Fixture | Incandescent |  | Standard A Lamp | 1 | 60 | Closet | 1108415 | Closet | 0.00049795
Ceiling Fixture | Incandescent |  | Standard A Lamp | 1 | 60 | Kitchen | 1108416 | Kitchen | 0.00049795
Chandelier (Hanging) | Incandescent |  | Standard A Lamp | 3 | 60 | Kitchen | 1108416 | Kitchen | 0.00049795
Table | Incandescent |  | Standard A Lamp | 1 | 25 | Kitchen | 1108416 | Kitchen | 0.00049795
Ceiling Fixture | Incandescent |  | Standard A Lamp | 2 | 60 | Closet | 1108417 | Closet | 0.00049795
Wall Mount | Incandescent |  | Standard A Lamp | 1 | 60 | Laundry Room | 1108418 | Laundry Room | 0.00049795
Ceiling Fixture | Incandescent |  | Standard A Lamp | 2 | 60 | Laundry Room | 1108418 | Laundry Room | 0.00049795
Ceiling Fixture | Incandescent |  | Standard A Lamp | 2 | 60 | Bathroom | 1108419 | Bathroom | 0.00049795
Wall Mount | Incandescent |  | Standard A Lamp | 1 | 60 | Bathroom | 1108419 | Bathroom | 0.00049795
Wall Mount | Incandescent |  | Standard A Lamp | 1 | 60 | Living Room | 110861 | Living Room | 0.0012318
Ceiling Fixture | Linear Fluorescent | 48 | T-12 | 1 | 40 | Bathroom | 110862 | Bathroom | 0.0012318
Ceiling Fixture | Incandescent |  | Standard A Lamp | 1 | 60 | Hall | 110863 | Hall | 0.0012318
Recessed Can | Incandescent |  | Reflector | 1 | 65 | Family Room | 110864 | Family Room | 0.0012318
Table | Incandescent |  | Standard A Lamp | 1 | 60 | Family Room | 110864 | Family Room | 0.0012318
Ceiling Fixture | Incandescent |  | Standard A Lamp | 1 | 60 | Laundry Room | 110865 | Laundry Room | 0.0012318
Ceiling Fixture | Incandescent |  | Standard A Lamp | 2 | 60 | Laundry Room | 110865 | Laundry Room | 0.0012318
Ceiling Fixture | Linear Fluorescent | 48 | T-12 | 2 | 40 | Laundry Room | 110865 | Laundry Room | 0.0012318
Wall Mount | Incandescent |  | Standard A Lamp | 2 | 60 | Bathroom | 110866 | Bathroom | 0.0012318
Track | Halogen |  | MR | 4 | 30 | Office | 110867 | Office | 0.0012318
Table | Incandescent |  | Colored | 1 | 25 | Office | 110867 | Office | 0.0012318
Ceiling Fixture | Incandescent |  | Standard A Lamp | 3 | 60 | Other | 110868 | Other | 0.0012318
Garage door opener | Incandescent |  | Standard A Lamp | 1 | 60 | Garage | 110869 | Garage | 0.0012318
Ceiling Fixture | Linear Fluorescent | 96 | T-12 | 2 | 60 | Garage | 110869 | Garage | 0.0012318
Recessed Can | Incandescent |  | Reflector | 1 | 65 | Dining Room | 1108610 | Dining Room | 0.0012318
Floor lamp | Incandescent |  | Clear | 2 | 40 | Dining Room | 1108610 | Dining Room | 0.0012318
Recessed Can | Incandescent |  | Reflector | 1 | 65 | Kitchen | 1108611 | Kitchen | 0.0012318
Ceiling Fan | Incandescent |  | Standard A Lamp | 1 | 60 | Bathroom | 1108612 | Bathroom | 0.0012318
Ceiling Fixture | Incandescent |  | Mini base | 4 | 40 | Hall | 1108613 | Hall | 0.0012318
Ceiling Fan | Incandescent |  | Standard A Lamp | 1 | 60 | Bedroom | 1108614 | Bedroom | 0.0012318
Table | Incandescent |  | Standard A Lamp | 2 | 60 | Bedroom | 1108614 | Bedroom | 0.0012318
Ceiling Fan | Incandescent |  | Standard A Lamp | 3 | 75 | Master Bedroom | 1108615 | Master Bedroom | 0.0012318
Table | Incandescent |  | Standard A Lamp | 1 | 60 | Master Bedroom | 1108615 | Master Bedroom | 0.0012318
Recessed Can | Incandescent |  | Reflector | 1 | 65 | Bathroom | 1108616 | Bathroom | 0.0012318
Ceiling Fixture | Incandescent |  | Mini base | 2 | 40 | Hall | 1108617 | Hall | 0.0012318
Wall Mount | Incandescent |  | Decorative | 4 | 60 | Bathroom | 110891 | Bathroom | 0.00049795
Ceiling Fixture | Incandescent |  | Heat Lamp | 1 | 125 | Bathroom | 110891 | Bathroom | 0.00049795
Recessed Can | Halogen |  | PAR | 1 | 50 | Master Bedroom | 110892 | Master Bedroom | 0.00049795
Table | Incandescent |  | 3-Way Incandescent | 1 | 100 | Master Bedroom | 110892 | Master Bedroom | 0.00049795
Table | Compact Fluorescent |  | Twist | 1 | 22 | Master Bedroom | 110892 | Master Bedroom | 0.00049795
Table | Incandescent |  | Mini base | 1 | 25 | Master Bedroom | 110892 | Master Bedroom | 0.00049795
Wall Mount | Incandescent |  | Standard A Lamp | 3 | 60 | Bathroom | 110893 | Bathroom | 0.00049795
Ceiling Fixture | Incandescent |  | Standard A Lamp | 1 | 40 | Bathroom | 110893 | Bathroom | 0.00049795
Ceiling Fixture | Incandescent |  | Standard A Lamp | 3 | 60 | Bedroom | 110894 | Bedroom | 0.00049795
Table | Incandescent |  | 3-Way Incandescent | 1 | 100 | Bedroom | 110894 | Bedroom | 0.00049795
Table | Incandescent |  | Standard A Lamp | 1 | 60 | Bedroom | 110894 | Bedroom | 0.00049795
Ceiling Fixture | Incandescent |  | Standard A Lamp | 2 | 60 | Hall | 110895 | Hall | 0.00049795
Table | Incandescent |  | Standard A Lamp | 1 | 60 | Bedroom | 110896 | Bedroom | 0.00049795
Wall Mount | Incandescent |  | Globe | 4 | 40 | Bedroom | 110896 | Bedroom | 0.00049795
Wall Mount | Incandescent |  | Mini base | 6 | 25 | Bathroom | 110897 | Bathroom | 0.00049795
Ceiling Fixture | Incandescent |  | Heat Lamp | 1 | 150 | Bathroom | 110897 | Bathroom | 0.00049795
Ceiling Fixture | Incandescent |  | Reflector | 2 | 40 | Bedroom | 110898 | Bedroom | 0.00049795
Wall Mount | Incandescent |  | Mini base | 6 | 25 | Bedroom | 110898 | Bedroom | 0.00049795
Table | Incandescent |  | Mini base | 1 | 60 | Bedroom | 110898 | Bedroom | 0.00049795
Ceiling Fixture | Incandescent |  | Reflector | 2 | 75 | Hall | 110899 | Hall | 0.00049795
Wall Mount | Compact Fluorescent |  | Circline (Screw Base) | 1 | 22 | Hall | 110899 | Hall | 0.00049795
Ceiling Fixture | Incandescent |  | Standard A Lamp | 1 | 40 | Hall | 110899 | Hall | 0.00049795
Wall Mount | Halogen |  | Quartz Tube | 1 | 75 | Office | 1108910 | Office | 0.00049795
Floor lamp | Incandescent |  | Standard A Lamp | 1 | 60 | Office | 1108910 | Office | 0.00049795
Table | Incandescent |  | Standard A Lamp | 1 | 60 | Office | 1108910 | Office | 0.00049795
Torchiere | Halogen |  | Quartz Tube | 2 | 75 | Office | 1108910 | Office | 0.00049795
Recessed Can | Halogen |  | PAR | 1 | 75 | Other | 1108911 | Other | 0.00049795
Ceiling Fixture | Halogen |  | PAR | 3 | 75 | Bedroom | 1108912 | Bedroom | 0.00049795
Table | Incandescent |  | Standard A Lamp | 1 | 60 | Bedroom | 1108912 | Bedroom | 0.00049795
Wall Mount | Incandescent |  | Globe | 6 | 40 | Bathroom | 1108913 | Bathroom | 0.00049795
Wall Mount | Incandescent |  | Clear | 1 | 60 | Bathroom | 1108913 | Bathroom | 0.00049795
Ceiling Fixture | Incandescent |  | Heat Lamp | 1 | 150 | Bathroom | 1108913 | Bathroom | 0.00049795
Ceiling Fixture | Incandescent |  | Standard A Lamp | 2 | 40 | Hall | 1108914 | Hall | 0.00049795
Ceiling Fixture | Incandescent |  | Standard A Lamp | 2 | 40 | Closet | 1108915 | Closet | 0.00049795
Ceiling Fixture | Linear Fluorescent | 48 | T-12 | 2 | 40 | Laundry Room | 1108916 | Laundry Room | 0.00049795
Other | Linear Fluorescent | 48 | T-12 | 1 | 40 | Laundry Room | 1108916 | Laundry Room | 0.00049795
Chandelier (Hanging) | Incandescent |  | Mini base | 4 | 60 | Dining Room | 1108917 | Dining Room | 0.00049795
Table | Compact Fluorescent |  | Twist | 1 | 22 | Dining Room | 1108917 | Dining Room | 0.00049795
Recessed - other | Halogen |  | PAR | 1 | 20 | Dining Room | 1108917 | Dining Room | 0.00049795
Ceiling Fixture | Linear Fluorescent | 48 | T-12 | 1 | 32 | Kitchen | 1108918 | Kitchen | 0.00049795
Ceiling Fixture | Incandescent |  | Standard A Lamp | 1 | 40 | Other | 1108919 | Other | 0.00049795
Table | Compact Fluorescent |  | Twist | 1 | 15 | Living Room | 1108920 | Living Room | 0.00049795
Floor lamp | Incandescent |  | Standard A Lamp | 1 | 40 | Living Room | 1108920 | Living Room | 0.00049795
Wall Mount | Incandescent |  | Globe | 4 | 40 | Bathroom | 110941 | Bathroom | 0.00037892
Wall Mount | Compact Fluorescent |  | Twist | 2 | 15 | Bathroom | 110942 | Bathroom | 0.00037892
Wall Mount | Compact Fluorescent |  | Globe | 2 | 15 | Bathroom | 110942 | Bathroom | 0.00037892
Wall Mount | Incandescent |  | Globe | 1 | 40 | Bathroom | 110942 | Bathroom | 0.00037892
Wall Mount | Incandescent |  | Globe | 4 | 25 | Bathroom | 110943 | Bathroom | 0.00037892
Torchiere | Incandescent |  | Standard A Lamp | 1 | 100 | Bedroom | 110944 | Bedroom | 0.00037892
Ceiling Fixture | Incandescent |  | Standard A Lamp | 1 | 100 | Bedroom | 110945 | Bedroom | 0.00037892
Ceiling Fixture | Incandescent |  | Standard A Lamp | 2 | 60 | Bedroom | 110946 | Bedroom | 0.00037892
Wall Mount | Incandescent |  | Mini base | 1 | 5 | Bedroom | 110946 | Bedroom | 0.00037892
Ceiling Fixture | Incandescent |  | Standard A Lamp | 1 | 60 | Bedroom | 110947 | Bedroom | 0.00037892
Table | Incandescent |  | Mini base | 1 | 25 | Bedroom | 110947 | Bedroom | 0.00037892
Ceiling Fixture | Incandescent |  | Standard A Lamp | 2 | 60 | Dining Room | 110948 | Dining Room | 0.00037892
Floor lamp | Compact Fluorescent |  | Twist | 1 | 22 | Dining Room | 110948 | Dining Room | 0.00037892
Floor lamp | Halogen |  | Quartz Tube | 2 | 20 | Family Room | 110949 | Family Room | 0.00037892
Ceiling Fixture | Incandescent |  | Standard A Lamp | 1 | 75 | Family Room | 110949 | Family Room | 0.00037892
Ceiling Fixture | Incandescent |  | Standard A Lamp | 1 | 150 | Garage | 1109410 | Garage | 0.00037892
Garage door opener | Incandescent |  | Standard A Lamp | 1 | 60 | Garage | 1109410 | Garage | 0.00037892
Ceiling Fixture | Incandescent |  | Standard A Lamp | 1 | 75 | Hall | 1109411 | Hall | 0.00037892
Recessed Can | Incandescent |  | Standard A Lamp | 1 | 75 | Hall | 1109412 | Hall | 0.00037892
Ceiling Fixture | Linear Fluorescent | 46 | T-8 | 2 | 40 | Kitchen | 1109413 | Kitchen | 0.00037892
Ceiling Fixture | Incandescent |  | Standard A Lamp | 2 | 60 | Laundry Room | 1109414 | Laundry Room | 0.00037892
Table | Compact Fluorescent |  | Twist | 2 | 15 | Living Room | 1109415 | Living Room | 0.00037892
Ceiling Fixture | Incandescent |  | Standard A Lamp | 2 | 60 | Office | 1109416 | Office | 0.00037892
Wall Mount | Incandescent |  | Standard A Lamp | 1 | 60 | Bathroom | 111101 | Bathroom | 0.00029524
Ceiling Fixture | Incandescent |  | Standard A Lamp | 2 | 60 | Bedroom | 111102 | Bedroom | 0.00029524
Table | Incandescent |  | Standard A Lamp | 1 | 65 | Bedroom | 111102 | Bedroom | 0.00029524
Ceiling Fixture | Incandescent |  | Standard A Lamp | 2 | 60 | Bedroom | 111103 | Bedroom | 0.00029524
Table | Incandescent |  | Standard A Lamp | 1 | 100 | Bedroom | 111103 | Bedroom | 0.00029524
Floor lamp | Incandescent |  | Standard A Lamp | 2 | 60 | Bedroom | 111103 | Bedroom | 0.00029524
Ceiling Fixture | Incandescent |  | Standard A Lamp | 1 | 60 | Dining Room | 111104 | Dining Room | 0.00029524
Ceiling Fixture | Incandescent |  | Standard A Lamp | 1 | 75 | Garage | 111105 | Garage | 0.00029524
Garage door opener | Incandescent |  | Standard A Lamp | 2 | 60 | Garage | 111105 | Garage | 0.00029524
Ceiling Fixture | Incandescent |  | Standard A Lamp | 2 | 60 | Hall | 111106 | Hall | 0.00029524
Ceiling Fixture | Halogen |  | MR | 4 | 50 | Kitchen | 111107 | Kitchen | 0.00029524
Other | Halogen |  | Quartz Tube | 1 | 50 | Kitchen | 111107 | Kitchen | 0.00029524
Table | Incandescent |  | Standard A Lamp | 1 | 60 | Kitchen | 111107 | Kitchen | 0.00029524
Ceiling Fixture | Linear Fluorescent | 44 | T-12 | 2 | 32 | Laundry Room | 111108 | Laundry Room | 0.00029524
Ceiling Fixture | Incandescent |  | Standard A Lamp | 2 | 60 | Living Room | 111109 | Living Room | 0.00029524
Table | Incandescent |  | Standard A Lamp | 1 | 60 | Living Room | 111109 | Living Room | 0.00029524
Table | Incandescent |  | Standard A Lamp | 2 | 60 | Living Room | 111109 | Living Room | 0.00029524
Floor lamp | Incandescent |  | Standard A Lamp | 1 | 60 | Living Room | 111109 | Living Room | 0.00029524
High bay | Incandescent |  | Clear | 5 | 75 | Bathroom | 1111010 | Bathroom | 0.00029524
Table | Incandescent |  | Standard A Lamp | 1 | 90 | Closet | 1111011 | Closet | 0.00029524
Ceiling Fixture | Compact Fluorescent |  | Twist | 1 | 13 | Bathroom | 111181 | Bathroom | 0.00028601
Wall Mount | Incandescent |  | Standard A Lamp | 3 | 100 | Bathroom | 111181 | Bathroom | 0.00028601
Ceiling Fixture | Compact Fluorescent |  | Twist | 2 | 13 | Bedroom | 111182 | Bedroom | 0.00028601
Floor lamp | Incandescent |  | Standard A Lamp | 1 | 60 | Bedroom | 111182 | Bedroom | 0.00028601
Ceiling Fixture | Compact Fluorescent |  | Twist | 2 | 23 | Bedroom | 111183 | Bedroom | 0.00028601
Ceiling Fixture | Compact Fluorescent |  | Twist | 2 | 13 | Bedroom | 111184 | Bedroom | 0.00028601
Chandelier (Hanging) | Incandescent |  | Standard A Lamp | 6 | 60 | Dining Room | 111185 | Dining Room | 0.00028601
Ceiling Fixture | Compact Fluorescent |  | Twist | 1 | 23 | Family Room | 111186 | Family Room | 0.00028601
Ceiling Fixture | Compact Fluorescent |  | Twist | 1 | 36 | Garage | 111187 | Garage | 0.00028601
Ceiling Fixture | Compact Fluorescent |  | Twist | 1 | 23 | Hall | 111188 | Hall | 0.00028601
Wall Mount | Incandescent |  | Standard A Lamp | 1 | 40 | Kitchen | 111189 | Kitchen | 0.00028601
Ceiling Fixture | Compact Fluorescent |  | Twist | 1 | 13 | Kitchen | 111189 | Kitchen | 0.00028601
Ceiling Fixture | Compact Fluorescent |  | Twist | 1 | 13 | Laundry Room | 1111810 | Laundry Room | 0.00028601
Chandelier (Hanging) | Incandescent |  | Decorative | 4 | 40 | Living Room | 1111811 | Living Room | 0.00028601
Wall Mount | Incandescent |  | Standard A Lamp | 3 | 100 | Bathroom | 1111812 | Bathroom | 0.00028601
Ceiling Fixture | Compact Fluorescent |  | Twist | 2 | 13 | Master Bedroom | 1111813 | Master Bedroom | 0.00028601
Floor lamp | Compact Fluorescent |  | Twist | 1 | 23 | Master Bedroom | 1111813 | Master Bedroom | 0.00028601
Chandelier (Hanging) | Incandescent |  | Decorative | 5 | 40 | Other | 1111814 | Other | 0.00028601
Floor lamp | Compact Fluorescent |  | Twist | 1 | 13 | Other | 1111814 | Other | 0.00028601
Wall Mount | Compact Fluorescent |  | Twist | 2 | 15 | Bathroom | 111191 | Bathroom | 0.00049795
Ceiling Fixture | Compact Fluorescent |  | Twist | 1 | 15 | Bathroom | 111191 | Bathroom | 0.00049795
Wall Mount | Incandescent |  | Clear | 6 | 40 | Bathroom | 111192 | Bathroom | 0.00049795
Ceiling Fixture | Incandescent |  | Standard A Lamp | 1 | 60 | Bedroom | 111193 | Bedroom | 0.00049795
Ceiling Fixture | Compact Fluorescent |  | Pin base | 1 | 15 | Bedroom | 111194 | Bedroom | 0.00049795
Recessed Can | Incandescent |  | Reflector | 1 | 65 | Bedroom | 111194 | Bedroom | 0.00049795
Chandelier (Hanging) | Incandescent |  | Mini base | 6 | 25 | Dining Room | 111195 | Dining Room | 0.00049795
Wall Mount | Incandescent |  | Reflector | 1 | 40 | Dining Room | 111195 | Dining Room | 0.00049795
Recessed Can | Incandescent |  | Reflector | 1 | 65 | Family Room | 111196 | Family Room | 0.00049795
Recessed Can | Incandescent |  | Reflector | 1 | 65 | Hall | 111197 | Hall | 0.00049795
Recessed Can | Incandescent |  | Reflector | 1 | 65 | Hall | 111198 | Hall | 0.00049795
Recessed Can | Incandescent |  | Reflector | 1 | 65 | Kitchen | 111199 | Kitchen | 0.00049795
Ceiling Fixture | Linear Fluorescent | 24 | T-5 | 2 | 16 | Laundry Room | 1111910 | Laundry Room | 0.00049795
Recessed Can | Incandescent |  | Reflector | 1 | 65 | Living Room | 1111911 | Living Room | 0.00049795
Floor lamp | Incandescent |  | 3-Way Incandescent | 1 | 150 | Living Room | 1111911 | Living Room | 0.00049795
Wall Mount | Compact Fluorescent |  | Twist | 1 | 15 | Bathroom | 1111912 | Bathroom | 0.00049795
Recessed Can | Incandescent |  | Reflector | 1 | 65 | Bathroom | 1111912 | Bathroom | 0.00049795
Recessed Can | Incandescent |  | Reflector | 1 | 65 | Master Bedroom | 1111913 | Master Bedroom | 0.00049795
Table | Compact Fluorescent |  | Twist | 1 | 7 | Master Bedroom | 1111913 | Master Bedroom | 0.00049795
Recessed Can | Compact Fluorescent |  | Twist | 1 | 15 | Family Room | 1111914 | Family Room | 0.00049795
Ceiling Fixture | Incandescent |  | Standard A Lamp | 2 | 60 | Kitchen | 1111915 | Kitchen | 0.00049795
Chandelier (Hanging) | Compact Fluorescent |  | Twist | 1 | 15 | Hall | 1111916 | Hall | 0.00049795
Ceiling Fixture | Incandescent |  | Standard A Lamp | 1 | 60 | Living Room | 111381 | Living Room | 0.00037892
Floor lamp | Incandescent |  | Standard A Lamp | 3 | 60 | Living Room | 111381 | Living Room | 0.00037892
Table | Incandescent |  | Standard A Lamp | 1 | 60 | Living Room | 111381 | Living Room | 0.00037892
Table | Compact Fluorescent |  | Twist | 1 | 15 | Living Room | 111381 | Living Room | 0.00037892
Wall Mount | Incandescent |  | Standard A Lamp | 1 | 25 | Bathroom | 111382 | Bathroom | 0.00037892
Ceiling Fan | Incandescent |  | Standard A Lamp | 1 | 100 | Bathroom | 111382 | Bathroom | 0.00037892
Ceiling Fixture | Compact Fluorescent |  | Twist | 2 | 15 | Bedroom | 111383 | Bedroom | 0.00037892
Table | Incandescent |  | Standard A Lamp | 1 | 100 | Bedroom | 111383 | Bedroom | 0.00037892
Ceiling Fixture | Incandescent |  | Standard A Lamp | 1 | 60 | Closet | 111384 | Closet | 0.00037892
Ceiling Fixture | Incandescent |  | Standard A Lamp | 1 | 60 | Bedroom | 111385 | Bedroom | 0.00037892
Table | Compact Fluorescent |  | Twist | 1 | 15 | Bedroom | 111385 | Bedroom | 0.00037892
Wall Mount | Incandescent |  | Standard A Lamp | 1 | 100 | Closet | 111386 | Closet | 0.00037892
Wall Mount | Compact Fluorescent |  | Twist | 1 | 22 | Closet | 111387 | Closet | 0.00037892
Wall Mount | Incandescent |  | Standard A Lamp | 1 | 75 | Closet | 111388 | Closet | 0.00037892
Ceiling Fixture | Incandescent |  | Standard A Lamp | 1 | 75 | Other | 111389 | Other | 0.00037892
Ceiling Fixture | Compact Fluorescent |  | Twist | 1 | 15 | Other | 111389 | Other | 0.00037892
Ceiling Fixture | Linear Fluorescent | 48 | T-4 | 4 | 40 | Other | 111389 | Other | 0.00037892
Ceiling Fixture | Linear Fluorescent | 48 | T-4 | 1 | 40 | Other | 111389 | Other | 0.00037892
Garage door opener | Incandescent |  | Decorative | 1 | 25 | Garage | 1113810 | Garage | 0.00037892
Ceiling Fixture | Incandescent |  | Standard A Lamp | 2 | 60 | Dining Room | 1113811 | Dining Room | 0.00037892
Ceiling Fixture | Compact Fluorescent |  | Twist | 2 | 15 | Kitchen | 1113812 | Kitchen | 0.00037892
Ceiling Fixture | Incandescent |  | Globe | 3 | 40 | Kitchen | 1113812 | Kitchen | 0.00037892
Recessed Can | Compact Fluorescent |  | Reflector | 1 | 22 | Kitchen | 1113812 | Kitchen | 0.00037892
Ceiling Fixture | Incandescent |  | Standard A Lamp | 1 | 60 | Living Room | 1113813 | Living Room | 0.00037892
Table | Incandescent |  | Standard A Lamp | 1 | 40 | Living Room | 1113813 | Living Room | 0.00037892
Table | Compact Fluorescent |  | Twist | 1 | 15 | Living Room | 1113813 | Living Room | 0.00037892
Ceiling Fixture | Incandescent |  | Decorative | 1 | 100 | Master Bedroom | 1113814 | Master Bedroom | 0.00037892
Table | Incandescent |  | Decorative | 1 | 75 | Master Bedroom | 1113814 | Master Bedroom | 0.00037892
Ceiling Fixture | Incandescent |  | Standard A Lamp | 1 | 60 | Closet | 1113815 | Closet | 0.00037892
Ceiling Fixture | Compact Fluorescent |  | Decorative | 1 | 36 | Bedroom | 1113816 | Bedroom | 0.00037892
Ceiling Fixture | Compact Fluorescent |  | Twist | 1 | 15 | Office | 1113817 | Office | 0.00037892
Table | Compact Fluorescent |  | Twist | 1 | 15 | Office | 1113817 | Office | 0.00037892
Floor lamp | Incandescent |  | Standard A Lamp | 1 | 75 | Office | 1113817 | Office | 0.00037892
Other | Other |  | Other | 9 | 15 | Closet | 1113818 | Closet | 0.00037892
Ceiling Fixture | Incandescent |  | Standard A Lamp | 1 | 75 | Family Room | 1113819 | Family Room | 0.00037892
Wall Mount | Compact Fluorescent |  | Twist | 1 | 15 | Family Room | 1113819 | Family Room | 0.00037892
Table | Incandescent |  | Standard A Lamp | 1 | 75 | Family Room | 1113819 | Family Room | 0.00037892
Table | Incandescent |  | Standard A Lamp | 1 | 75 | Family Room | 1113819 | Family Room | 0.00037892
Wall Mount | Incandescent |  | Standard A Lamp | 4 | 40 | Bathroom | 111451 | Bathroom | 0.0012318
Ceiling Fixture | Incandescent |  | Standard A Lamp | 2 | 60 | Bedroom | 111452 | Bedroom | 0.0012318
Ceiling Fixture | Incandescent |  | Standard A Lamp | 2 | 60 | Bedroom | 111453 | Bedroom | 0.0012318
Ceiling Fixture | Incandescent |  | Standard A Lamp | 2 | 60 | Dining Room | 111454 | Dining Room | 0.0012318
Ceiling Fixture | Linear Fluorescent | 48 | T-12 | 2 | 40 | Garage | 111455 | Garage | 0.0012318
Ceiling Fixture | Compact Fluorescent |  | Twist | 2 | 15 | Hall | 111456 | Hall | 0.0012318
Chandelier (Hanging) | Incandescent |  | Standard A Lamp | 1 | 60 | Kitchen | 111457 | Kitchen | 0.0012318
Ceiling Fixture | Incandescent |  | Standard A Lamp | 1 | 60 | Laundry Room | 111458 | Laundry Room | 0.0012318
Track | Incandescent |  | Reflector | 4 | 65 | Living Room | 111459 | Living Room | 0.0012318
Ceiling Fixture | Incandescent |  | Standard A Lamp | 1 | 60 | Bathroom | 1114510 | Bathroom | 0.0012318
Wall Mount | Incandescent |  | Globe | 8 | 40 | Bathroom | 1114510 | Bathroom | 0.0012318
Ceiling Fixture | Incandescent |  | Standard A Lamp | 2 | 60 | Master Bedroom | 1114511 | Master Bedroom | 0.0012318
Chandelier (Hanging) | Incandescent |  | Decorative | 5 | 25 | Dining Room | 1114512 | Dining Room | 0.0012318
Floor lamp | Incandescent |  | Standard A Lamp | 1 | 60 | Office | 111541 | Office | 0.0017229
Ceiling Fixture | Incandescent |  | Decorative | 3 | 40 | Office | 111541 | Office | 0.0017229
Chandelier (Hanging) | Incandescent |  | Decorative | 8 | 40 | Dining Room | 111542 | Dining Room | 0.0017229
Wall Mount | Incandescent |  | Globe | 5 | 40 | Bathroom | 111543 | Bathroom | 0.0017229
Ceiling Fixture | Incandescent |  | Globe | 3 | 25 | Bathroom | 111543 | Bathroom | 0.0017229
Ceiling Fixture | Incandescent |  | Decorative | 4 | 40 | Hall | 111544 | Hall | 0.0017229
Chandelier (Hanging) | Incandescent |  | Decorative | 4 | 40 | Hall | 111545 | Hall | 0.0017229
Ceiling Fixture | Compact Fluorescent |  | Twist | 3 | 13 | Family Room | 111546 | Family Room | 0.0017229
Floor lamp | Compact Fluorescent |  | Pin base | 1 | 13 | Family Room | 111546 | Family Room | 0.0017229
Ceiling Fixture | Incandescent |  | Globe | 4 | 25 | Family Room | 111547 | Family Room | 0.0017229
Garage door opener | Incandescent |  | Standard A Lamp | 2 | 40 | Garage | 111548 | Garage | 0.0017229
Ceiling Fixture | Linear Fluorescent | 48 | T-8 | 2 | 32 | Garage | 111548 | Garage | 0.0017229
Wall Mount | Incandescent |  | Globe | 5 | 25 | Bathroom | 111549 | Bathroom | 0.0017229
Ceiling Fixture | Linear Fluorescent | 24 | T-8 | 1 | 40 | Kitchen | 1115410 | Kitchen | 0.0017229
Ceiling Fixture | Compact Fluorescent |  | Twist | 1 | 23 | Laundry Room | 1115411 | Laundry Room | 0.0017229
Ceiling Fixture | Incandescent |  | Standard A Lamp | 1 | 60 | Bathroom | 1115412 | Bathroom | 0.0017229
Torchiere | Compact Fluorescent |  | Twist | 1 | 22 | Master Bedroom | 1115413 | Master Bedroom | 0.0017229
Chandelier (Hanging) | Compact Fluorescent |  | Twist | 1 | 23 | Master Bedroom | 1115413 | Master Bedroom | 0.0017229
Ceiling Fixture | Incandescent |  | Standard A Lamp | 1 | 60 | Bedroom | 1115414 | Bedroom | 0.0017229
Ceiling Fixture | Incandescent |  | Standard A Lamp | 1 | 40 | Other | 1115415 | Other | 0.0017229
Wall Mount | Incandescent |  | Standard A Lamp | 1 | 60 | Bedroom | 1115416 | Bedroom | 0.0017229
Ceiling Fixture | Compact Fluorescent |  | Flood | 1 | 15 | Living Room | 1115417 | Living Room | 0.0017229
Floor lamp | Compact Fluorescent |  | Twist | 1 | 23 | Living Room | 1115417 | Living Room | 0.0017229
Recessed Can | Compact Fluorescent |  | Flood | 1 | 15 | Office | 1115418 | Office | 0.0017229
Wall Mount | Incandescent |  | Standard A Lamp | 1 | 60 | Office | 1115418 | Office | 0.0017229
Floor lamp | Incandescent |  | Decorative | 1 | 25 | Office | 1115418 | Office | 0.0017229
Ceiling Fixture | Halogen |  | Other | 2 | 52 | Bathroom | 111631 | Bathroom | 0.0012318
Table | Incandescent |  | 3-Way Incandescent | 1 | 100 | Bedroom | 111632 | Bedroom | 0.0012318
Chandelier (Hanging) | Incandescent |  | Mini base | 8 | 40 | Dining Room | 111633 | Dining Room | 0.0012318
Recessed - other | Incandescent |  | Standard A Lamp | 1 | 60 | Hall | 111634 | Hall | 0.0012318
Other | Linear Fluorescent | 48 | T-12 | 1 | 40 | Hall | 111634 | Hall | 0.0012318
Wall Mount | Incandescent |  | 3-Way Incandescent | 1 | 100 | Family Room | 111635 | Family Room | 0.0012318
Ceiling Fixture | Incandescent |  | Standard A Lamp | 1 | 60 | Garage | 111636 | Garage | 0.0012318
Recessed - other | Incandescent |  | Standard A Lamp | 1 | 60 | Hall | 111637 | Hall | 0.0012318
Chandelier (Hanging) | Incandescent |  | Globe | 1 | 40 | Kitchen | 111638 | Kitchen | 0.0012318
Other | Halogen |  | MR | 2 | 30 | Kitchen | 111638 | Kitchen | 0.0012318
Architectural | Linear Fluorescent | 48 | T-12 | 1 | 40 | Kitchen | 111638 | Kitchen | 0.0012318
Ceiling Fixture | Incandescent |  | Standard A Lamp | 1 | 60 | Laundry Room | 111639 | Laundry Room | 0.0012318
Chandelier (Hanging) | Incandescent |  | Mini base | 5 | 40 | Living Room | 1116310 | Living Room | 0.0012318
Table | Incandescent |  | 3-Way Incandescent | 1 | 100 | Living Room | 1116310 | Living Room | 0.0012318
Architectural | Linear Fluorescent | 48 | T-12 | 1 | 40 | Bathroom | 1116311 | Bathroom | 0.0012318
Architectural | Linear Fluorescent | 48 | T-12 | 1 | 40 | Bathroom | 1116312 | Bathroom | 0.0012318
Table | Incandescent |  | Clear | 1 | 25 | Master Bedroom | 1116313 | Master Bedroom | 0.0012318
Table | Incandescent |  | 3-Way Incandescent | 1 | 100 | Master Bedroom | 1116313 | Master Bedroom | 0.0012318
Ceiling Fixture | Incandescent |  | Standard A Lamp | 1 | 40 | Master Bedroom | 1116313 | Master Bedroom | 0.0012318
Table | Incandescent |  | Standard A Lamp | 1 | 75 | Office | 1116314 | Office | 0.0012318
Table | Incandescent |  | Standard A Lamp | 1 | 60 | Office | 1116314 | Office | 0.0012318
Table | Incandescent |  | 3-Way Incandescent | 1 | 100 | Bedroom | 1116315 | Bedroom | 0.0012318
Other | Incandescent |  | Standard A Lamp | 1 | 40 | Bedroom | 1116315 | Bedroom | 0.0012318
Ceiling Fixture | Compact Fluorescent |  | Twist | 1 | 15 | Hall | 111781 | Hall | 0.00037892
Ceiling Fixture | Compact Fluorescent |  | Twist | 1 | 15 | Bedroom | 111782 | Bedroom | 0.00037892
Ceiling Fixture | Compact Fluorescent |  | Twist | 1 | 15 | Closet | 111783 | Closet | 0.00037892
Ceiling Fixture | Compact Fluorescent |  | Twist | 1 | 15 | Bedroom | 111784 | Bedroom | 0.00037892
Table | Halogen |  | MR | 1 | 30 | Bedroom | 111784 | Bedroom | 0.00037892
Ceiling Fixture | Compact Fluorescent |  | Twist | 2 | 15 | Living Room | 111786 | Living Room | 0.00037892
Floor lamp | Compact Fluorescent |  | Twist | 1 | 15 | Living Room | 111786 | Living Room | 0.00037892
Ceiling Fixture | Compact Fluorescent |  | Twist | 1 | 15 | Dining Room | 111787 | Dining Room | 0.00037892
Track | Incandescent |  | Globe | 1 | 40 | Kitchen | 111788 | Kitchen | 0.00037892
Wall Mount | Incandescent |  | Globe | 3 | 40 | Bathroom | 111789 | Bathroom | 0.00037892
Ceiling Fixture | Incandescent |  | Standard A Lamp | 1 | 60 | Bathroom | 111789 | Bathroom | 0.00037892
Ceiling Fixture | Incandescent |  | Standard A Lamp | 1 | 75 | Hall | 1117810 | Hall | 0.00037892
Wall Mount | Incandescent |  | Globe | 5 | 25 | Bathroom | 1117811 | Bathroom | 0.00037892
Ceiling Fixture | Compact Fluorescent |  | Twist | 1 | 15 | Bathroom | 1117811 | Bathroom | 0.00037892
Ceiling Fixture | Incandescent |  | Reflector | 1 | 75 | Bedroom | 1117812 | Bedroom | 0.00037892
Table | Incandescent |  | Standard A Lamp | 1 | 40 | Bedroom | 1117812 | Bedroom | 0.00037892
Ceiling Fixture | Compact Fluorescent |  | Twist | 1 | 15 | Closet | 1117813 | Closet | 0.00037892
Ceiling Fixture | Incandescent |  | Reflector | 1 | 60 | Living Room | 111871 | Living Room | 0.00037892
Floor lamp | Compact Fluorescent |  | Twist | 1 | 15 | Living Room | 111871 | Living Room | 0.00037892
Table | Incandescent |  | Decorative | 1 | 25 | Living Room | 111871 | Living Room | 0.00037892
Ceiling Fixture | Halogen |  | MR | 3 | 50 | Kitchen | 111872 | Kitchen | 0.00037892
Recessed Can | Compact Fluorescent |  | Twist | 1 | 15 | Kitchen | 111872 | Kitchen | 0.00037892
Other | Incandescent |  | Standard A Lamp | 1 | 40 | Kitchen | 111872 | Kitchen | 0.00037892
Ceiling Fixture | Incandescent |  | Globe | 1 | 25 | Dining Room | 111873 | Dining Room | 0.00037892
Ceiling Fixture | Compact Fluorescent |  | Twist | 1 | 15 | Laundry Room | 111874 | Laundry Room | 0.00037892
Ceiling Fixture | Compact Fluorescent |  | Twist | 1 | 15 | Garage | 111875 | Garage | 0.00037892
Garage door opener | Incandescent |  | Standard A Lamp | 1 | 40 | Garage | 111875 | Garage | 0.00037892
Ceiling Fixture | Compact Fluorescent |  | Twist | 2 | 15 | Hall | 111876 | Hall | 0.00037892
Chandelier (Hanging) | Compact Fluorescent |  | Twist | 3 | 15 | Office | 111877 | Office | 0.00037892
Table | Compact Fluorescent |  | Twist | 1 | 15 | Office | 111877 | Office | 0.00037892
Ceiling Fixture | Compact Fluorescent |  | Twist | 1 | 15 | Master Bedroom | 111878 | Master Bedroom | 0.00037892
Table | Incandescent |  | Standard A Lamp | 1 | 75 | Master Bedroom | 111878 | Master Bedroom | 0.00037892
Table | Compact Fluorescent |  | Twist | 1 | 15 | Master Bedroom | 111878 | Master Bedroom | 0.00037892
Ceiling Fixture | Compact Fluorescent |  | Twist | 1 | 15 | Bedroom | 111879 | Bedroom | 0.00037892
Table | Compact Fluorescent |  | Twist | 1 | 15 | Bedroom | 111879 | Bedroom | 0.00037892
Ceiling Fixture | Incandescent |  | Standard A Lamp | 2 | 60 | Office | 111941 | Office | 0.0012318
Wall Mount | Incandescent |  | Globe | 4 | 40 | Bathroom | 111942 | Bathroom | 0.0012318
Recessed - other | Incandescent |  | Heat Lamp | 1 | 250 | Bathroom | 111942 | Bathroom | 0.0012318
Ceiling Fixture | Incandescent |  | Standard A Lamp | 2 | 60 | Bedroom | 111943 | Bedroom | 0.0012318
Chandelier (Hanging) | Incandescent |  | Standard A Lamp | 5 | 60 | Dining Room | 111944 | Dining Room | 0.0012318
Recessed - other | Incandescent |  | Standard A Lamp | 2 | 60 | Dining Room | 111944 | Dining Room | 0.0012318
Other | Incandescent |  | Standard A Lamp | 1 | 60 | Dining Room | 111944 | Dining Room | 0.0012318
Track | Incandescent |  | Reflector | 3 | 65 | Dining Room | 111944 | Dining Room | 0.0012318
Garage door opener | Incandescent |  | Standard A Lamp | 2 | 60 | Garage | 111945 | Garage | 0.0012318
Ceiling Fixture | Compact Fluorescent |  | Twist | 1 | 13 | Garage | 111945 | Garage | 0.0012318
Ceiling Fixture | Incandescent |  | Standard A Lamp | 1 | 60 | Hall | 111946 | Hall | 0.0012318
Ceiling Fixture | Incandescent |  | Standard A Lamp | 2 | 60 | Kitchen | 111947 | Kitchen | 0.0012318
Ceiling Fixture | Incandescent |  | Standard A Lamp | 2 | 60 | Living Room | 111948 | Living Room | 0.0012318
Wall Mount | Incandescent |  | Globe | 4 | 40 | Bathroom | 111949 | Bathroom | 0.0012318
Recessed - other | Incandescent |  | Heat Lamp | 1 | 250 | Bathroom | 111949 | Bathroom | 0.0012318
Ceiling Fixture | Incandescent |  | Standard A Lamp | 2 | 60 | Master Bedroom | 1119410 | Master Bedroom | 0.0012318
Ceiling Fixture | Incandescent |  | Standard A Lamp | 1 | 60 | Closet | 1119411 | Closet | 0.0012318
Wall Mount | Incandescent |  | Standard A Lamp | 2 | 60 | Bathroom | 112101 | Bathroom | 0.00037892
Wall Mount | Incandescent |  | Globe | 4 | 40 | Bathroom | 112102 | Bathroom | 0.00037892
Ceiling Fixture | Incandescent |  | Standard A Lamp | 2 | 60 | Bedroom | 112103 | Bedroom | 0.00037892
Ceiling Fixture | Incandescent |  | Standard A Lamp | 1 | 65 | Bedroom | 112104 | Bedroom | 0.00037892
Ceiling Fixture | Compact Fluorescent |  | Twist | 1 | 15 | Bedroom | 112105 | Bedroom | 0.00037892
Ceiling Fixture | Compact Fluorescent |  | A shape bulb | 1 | 15 | Hall | 112106 | Hall | 0.00037892
Ceiling Fixture | Incandescent |  | Standard A Lamp | 2 | 60 | Family Room | 112107 | Family Room | 0.00037892
Ceiling Fixture | Compact Fluorescent |  | Twist | 1 | 22 | Garage | 112108 | Garage | 0.00037892
Garage door opener | Incandescent |  | Standard A Lamp | 1 | 65 | Garage | 112108 | Garage | 0.00037892
Ceiling Fixture | Incandescent |  | Standard A Lamp | 1 | 60 | Hall | 112109 | Hall | 0.00037892
Ceiling Fixture | Compact Fluorescent |  | Twist | 2 | 15 | Hall | 1121010 | Hall | 0.00037892
Ceiling Fixture | Incandescent |  | Standard A Lamp | 2 | 60 | Kitchen | 1121011 | Kitchen | 0.00037892
Recessed - other | Incandescent |  | Standard A Lamp | 1 | 60 | Kitchen | 1121011 | Kitchen | 0.00037892
Ceiling Fixture | Linear Fluorescent | 48 | T-12 | 2 | 32 | Laundry Room | 1121012 | Laundry Room | 0.00037892
Floor lamp | Compact Fluorescent |  | A shape bulb | 1 | 15 | Living Room | 1121013 | Living Room | 0.00037892
Chandelier (Hanging) | Compact Fluorescent |  | A shape bulb | 3 | 15 | Other | 1121014 | Other | 0.00037892
Ceiling Fixture | Incandescent |  | Standard A Lamp | 1 | 60 | Closet | 1121015 | Closet | 0.00037892
Floor lamp | Incandescent |  | Standard A Lamp | 1 | 60 | Living Room | 112171 | Living Room | 0.0012318
Recessed Can | Compact Fluorescent |  | Reflector | 1 | 22 | Living Room | 112171 | Living Room | 0.0012318
Ceiling Fan | Compact Fluorescent |  | Twist | 1 | 22 | Living Room | 112171 | Living Room | 0.0012318
Ceiling Fixture | Linear Fluorescent | 48 | T-8 | 2 | 32 | Other | 112172 | Other | 0.0012318
Recessed Can | Compact Fluorescent |  | Reflector | 1 | 22 | Kitchen | 112173 | Kitchen | 0.0012318
Ceiling Fixture | Compact Fluorescent |  | Globe | 1 | 22 | Kitchen | 112173 | Kitchen | 0.0012318
Ceiling Fixture | Compact Fluorescent |  | Globe | 1 | 22 | Laundry Room | 112174 | Laundry Room | 0.0012318
Wall Mount | Compact Fluorescent |  | Globe | 3 | 15 | Bathroom | 112175 | Bathroom | 0.0012318
Ceiling Fixture | Compact Fluorescent |  | Globe | 1 | 15 | Bathroom | 112175 | Bathroom | 0.0012318
Chandelier (Hanging) | Compact Fluorescent |  | Globe | 1 | 15 | Hall | 112176 | Hall | 0.0012318
Ceiling Fixture | Compact Fluorescent |  | Globe | 1 | 11 | Bedroom | 112177 | Bedroom | 0.0012318
Wall Mount | Compact Fluorescent |  | Globe | 3 | 11 | Bathroom | 112178 | Bathroom | 0.0012318
Ceiling Fixture | Compact Fluorescent |  | Globe | 1 | 11 | Bathroom | 112178 | Bathroom | 0.0012318
Chandelier (Hanging) | Compact Fluorescent |  | Globe | 2 | 11 | Master Bedroom | 112179 | Master Bedroom | 0.0012318
Table | Incandescent |  | Standard A Lamp | 1 | 60 | Master Bedroom | 112179 | Master Bedroom | 0.0012318
Wall Mount | Incandescent |  | Globe | 3 | 40 | Bathroom | 112191 | Bathroom | 0.0012318
Wall Mount | Incandescent |  | Globe | 4 | 40 | Bathroom | 112192 | Bathroom | 0.0012318
Ceiling Fixture | Compact Fluorescent |  | Twist | 2 | 15 | Bathroom | 112192 | Bathroom | 0.0012318
Ceiling Fixture | Incandescent |  | Standard A Lamp | 3 | 60 | Bedroom | 112193 | Bedroom | 0.0012318
Ceiling Fixture | Incandescent |  | Standard A Lamp | 1 | 60 | Bedroom | 112194 | Bedroom | 0.0012318
Floor lamp | Incandescent |  | 3-Way Incandescent | 2 | 100 | Bedroom | 112194 | Bedroom | 0.0012318
Ceiling Fixture | Incandescent |  | Standard A Lamp | 2 | 60 | Bedroom | 112195 | Bedroom | 0.0012318
Ceiling Fixture | Incandescent |  | Standard A Lamp | 1 | 60 | Other | 112196 | Other | 0.0012318
Floor lamp | Incandescent |  | 3-Way Incandescent | 1 | 70 | Family Room | 112197 | Family Room | 0.0012318
Floor lamp | Compact Fluorescent |  | Twist | 2 | 23 | Family Room | 112197 | Family Room | 0.0012318
Ceiling Fixture | Linear Fluorescent | 48 | T-12 | 2 | 40 | Garage | 112198 | Garage | 0.0012318
Other | Incandescent |  | Standard A Lamp | 1 | 72 | Garage | 112198 | Garage | 0.0012318
Ceiling Fixture | Incandescent |  | Standard A Lamp | 2 | 60 | Hall | 112199 | Hall | 0.0012318
Recessed Can | Compact Fluorescent |  | Flood | 1 | 15 | Kitchen | 1121910 | Kitchen | 0.0012318
Ceiling Fixture | Incandescent |  | Standard A Lamp | 1 | 60 | Kitchen | 1121910 | Kitchen | 0.0012318
Track | Halogen |  | MR | 2 | 20 | Kitchen | 1121910 | Kitchen | 0.0012318
Ceiling Fixture | Incandescent |  | Standard A Lamp | 3 | 40 | Laundry Room | 1121911 | Laundry Room | 0.0012318
Ceiling Fixture | Compact Fluorescent |  | Twist | 2 | 23 | Master Bedroom | 1121912 | Master Bedroom | 0.0012318
Table | Halogen |  | MR | 1 | 8 | Master Bedroom | 1121912 | Master Bedroom | 0.0012318
Table | Compact Fluorescent |  | Twist | 1 | 15 | Master Bedroom | 1121912 | Master Bedroom | 0.0012318
Wall Mount | Incandescent |  | Globe | 8 | 40 | Bathroom | 112211 | Bathroom | 0.0017229
Floor lamp | Incandescent |  | Globe | 2 | 40 | Bedroom | 112212 | Bedroom | 0.0017229
Ceiling Fixture | Compact Fluorescent |  | Twist | 1 | 14 | Bedroom | 112213 | Bedroom | 0.0017229
Ceiling Fixture | Compact Fluorescent |  | Twist | 1 | 14 | Bedroom | 112214 | Bedroom | 0.0017229
Chandelier (Hanging) | Incandescent |  | Decorative | 4 | 40 | Dining Room | 112215 | Dining Room | 0.0017229
Chandelier (Hanging) | Incandescent |  | Reflector | 1 | 65 | Dining Room | 112215 | Dining Room | 0.0017229
Ceiling Fixture | Linear Fluorescent | 36 | T-12 | 2 | 40 | Garage | 112216 | Garage | 0.0017229
Ceiling Fixture | Compact Fluorescent |  | Twist | 1 | 14 | Hall | 112217 | Hall | 0.0017229
Recessed Can | Compact Fluorescent |  | Twist | 1 | 14 | Kitchen | 112218 | Kitchen | 0.0017229
Wall Mount | Incandescent |  | Standard A Lamp | 1 | 60 | Kitchen | 112218 | Kitchen | 0.0017229
Ceiling Fixture | Incandescent |  | Standard A Lamp | 1 | 60 | Laundry Room | 112219 | Laundry Room | 0.0017229
Floor lamp | Incandescent |  | Standard A Lamp | 1 | 75 | Living Room | 1122110 | Living Room | 0.0017229
Ceiling Fixture | Incandescent |  | Standard A Lamp | 2 | 60 | Living Room | 1122110 | Living Room | 0.0017229
Wall Mount | Compact Fluorescent |  | Twist | 4 | 14 | Bathroom | 1122111 | Bathroom | 0.0017229
Ceiling Fixture | Incandescent |  | Standard A Lamp | 1 | 60 | Bathroom | 1122111 | Bathroom | 0.0017229
Floor lamp | Incandescent |  | Standard A Lamp | 1 | 60 | Master Bedroom | 1122112 | Master Bedroom | 0.0017229
Ceiling Fixture | Incandescent |  | Standard A Lamp | 2 | 60 | Master Bedroom | 1122112 | Master Bedroom | 0.0017229
Ceiling Fixture | Incandescent |  | Standard A Lamp | 1 | 60 | Bedroom | 1122113 | Bedroom | 0.0017229
Recessed Can | Incandescent |  | Reflector | 1 | 75 | Master Bedroom | 112221 | Master Bedroom | 0.0012318
Table | Incandescent |  | Standard A Lamp | 1 | 60 | Master Bedroom | 112221 | Master Bedroom | 0.0012318
Table | Compact Fluorescent |  | Twist | 1 | 22 | Master Bedroom | 112221 | Master Bedroom | 0.0012318
Table | Incandescent |  | 3-Way Incandescent | 1 | 75 | Master Bedroom | 112221 | Master Bedroom | 0.0012318
Ceiling Fixture | Incandescent |  | Standard A Lamp | 1 | 60 | Closet | 112222 | Closet | 0.0012318
Ceiling Fixture | Incandescent |  | Standard A Lamp | 3 | 60 | Bedroom | 112223 | Bedroom | 0.0012318
Table | Incandescent |  | Standard A Lamp | 2 | 100 | Bedroom | 112223 | Bedroom | 0.0012318
Recessed - other | Linear Fluorescent | 18 | T-5 | 1 | 32 | Family Room | 112224 | Family Room | 0.0012318
Recessed Can | Incandescent |  | Reflector | 1 | 75 | Family Room | 112224 | Family Room | 0.0012318
Table | Incandescent |  | 3-Way Incandescent | 1 | 100 | Family Room | 112224 | Family Room | 0.0012318
Floor lamp | Incandescent |  | 3-Way Incandescent | 1 | 100 | Family Room | 112224 | Family Room | 0.0012318
Ceiling Fixture | Incandescent |  | Standard A Lamp | 2 | 60 | Laundry Room | 112225 | Laundry Room | 0.0012318
Wall Mount | Incandescent |  | Standard A Lamp | 2 | 25 | Bathroom | 112226 | Bathroom | 0.0012318
Table | Incandescent |  | 3-Way Incandescent | 1 | 100 | Living Room | 112227 | Living Room | 0.0012318
Table | Incandescent |  | Standard A Lamp | 1 | 60 | Living Room | 112227 | Living Room | 0.0012318
Floor lamp | Incandescent |  | Standard A Lamp | 1 | 100 | Living Room | 112227 | Living Room | 0.0012318
Table | Incandescent |  | Standard A Lamp | 1 | 40 | Living Room | 112227 | Living Room | 0.0012318
Chandelier (Hanging) | Incandescent |  | Mini base | 6 | 60 | Dining Room | 112228 | Dining Room | 0.0012318
Ceiling Fixture | Linear Fluorescent | 48 | T-12 | 2 | 40 | Kitchen | 112229 | Kitchen | 0.0012318
Other | Linear Fluorescent | 36 | T-8 | 1 | 30 | Kitchen | 112229 | Kitchen | 0.0012318
Recessed Can | Incandescent |  | Reflector | 1 | 60 | Kitchen | 112229 | Kitchen | 0.0012318
Other | Incandescent |  | Standard A Lamp | 1 | 40 | Kitchen | 112229 | Kitchen | 0.0012318
Ceiling Fixture | Incandescent |  | Standard A Lamp | 2 | 65 | Bedroom | 1122210 | Bedroom | 0.0012318
Ceiling Fixture | Incandescent |  | Mini base | 2 | 60 | Hall | 1122211 | Hall | 0.0012318
Recessed Can | Incandescent |  | Reflector | 1 | 40 | Bathroom | 1122212 | Bathroom | 0.0012318
Wall Mount | Incandescent |  | Standard A Lamp | 2 | 60 | Bathroom | 1122212 | Bathroom | 0.0012318
Ceiling Fan | Incandescent |  | Standard A Lamp | 2 | 60 | Bathroom | 1122212 | Bathroom | 0.0012318
Wall Mount | Incandescent |  | Globe | 4 | 40 | Bathroom | 112331 | Bathroom | 0.0012318
Wall Mount | Incandescent |  | Standard A Lamp | 2 | 60 | Bathroom | 112332 | Bathroom | 0.0012318
Ceiling Fixture | Incandescent |  | Standard A Lamp | 2 | 60 | Bedroom | 112333 | Bedroom | 0.0012318
Ceiling Fixture | Incandescent |  | Standard A Lamp | 2 | 60 | Bedroom | 112334 | Bedroom | 0.0012318
Ceiling Fixture | Incandescent |  | Standard A Lamp | 1 | 60 | Closet | 112335 | Closet | 0.0012318
Chandelier (Hanging) | Incandescent |  | Standard A Lamp | 5 | 60 | Dining Room | 112336 | Dining Room | 0.0012318
Ceiling Fixture | Linear Fluorescent | 48 | T-8 | 2 | 32 | Garage | 112337 | Garage | 0.0012318
Garage door opener | Incandescent |  | Standard A Lamp | 1 | 60 | Garage | 112337 | Garage | 0.0012318
Ceiling Fixture | Incandescent |  | Standard A Lamp | 2 | 60 | Hall | 112338 | Hall | 0.0012318
Ceiling Fixture | Incandescent |  | Standard A Lamp | 2 | 60 | Hall | 112339 | Hall | 0.0012318
Recessed Can | Incandescent |  | Reflector | 1 | 65 | Kitchen | 1123310 | Kitchen | 0.0012318
Ceiling Fixture | Incandescent |  | Standard A Lamp | 1 | 60 | Laundry Room | 1123311 | Laundry Room | 0.0012318
Recessed Can | Incandescent |  | Reflector | 1 | 75 | Living Room | 1123312 | Living Room | 0.0012318
Recessed Can | Incandescent |  | Reflector | 1 | 65 | Bathroom | 1123313 | Bathroom | 0.0012318
Wall Mount | Incandescent |  | Standard A Lamp | 3 | 60 | Bathroom | 1123313 | Bathroom | 0.0012318
Floor lamp | Incandescent |  | Clear | 2 | 60 | Master Bedroom | 1123314 | Master Bedroom | 0.0012318
Ceiling Fixture | Incandescent |  | Standard A Lamp | 2 | 60 | Office | 1123315 | Office | 0.0012318
Chandelier (Hanging) | Incandescent |  | Standard A Lamp | 1 | 60 | Hall | 1123316 | Hall | 0.0012318
Wall Mount | Incandescent |  | Standard A Lamp | 2 | 60 | Bathroom | 112361 | Bathroom | 0.0012318
Ceiling Fixture | Incandescent |  | Standard A Lamp | 1 | 100 | Bathroom | 112361 | Bathroom | 0.0012318
Chandelier (Hanging) | Incandescent |  | Decorative | 3 | 40 | Bedroom | 112362 | Bedroom | 0.0012318
Table | Incandescent |  | Standard A Lamp | 1 | 60 | Bedroom | 112362 | Bedroom | 0.0012318
Ceiling Fixture | Compact Fluorescent |  | Twist | 3 | 22 | Other | 112363 | Other | 0.0012318
Chandelier (Hanging) | Compact Fluorescent |  | Twist | 3 | 22 | Family Room | 112364 | Family Room | 0.0012318
Table | Compact Fluorescent |  | Twist | 1 | 22 | Family Room | 112364 | Family Room | 0.0012318
Recessed Can | Incandescent |  | Reflector | 1 | 40 | Family Room | 112364 | Family Room | 0.0012318
Ceiling Fixture | Halogen |  | PAR | 1 | 50 | Family Room | 112364 | Family Room | 0.0012318
Ceiling Fixture | Incandescent |  | Standard A Lamp | 3 | 60 | Hall | 112365 | Hall | 0.0012318
Ceiling Fixture | Compact Fluorescent |  | Twist | 3 | 22 | Kitchen | 112366 | Kitchen | 0.0012318
Other | Halogen |  | MR | 1 | 30 | Kitchen | 112366 | Kitchen | 0.0012318
Chandelier (Hanging) | Incandescent |  | Standard A Lamp | 5 | 60 | Kitchen | 112366 | Kitchen | 0.0012318
Ceiling Fixture | Linear Fluorescent | 48 | T-12 | 2 | 40 | Laundry Room | 112367 | Laundry Room | 0.0012318
Ceiling Fixture | Incandescent |  | Globe | 3 | 40 | Master Bedroom | 112368 | Master Bedroom | 0.0012318
Ceiling Fixture | Incandescent |  | Standard A Lamp | 2 | 60 | Master Bedroom | 112368 | Master Bedroom | 0.0012318
Table | Incandescent |  | Standard A Lamp | 1 | 60 | Master Bedroom | 112368 | Master Bedroom | 0.0012318
Ceiling Fixture | Incandescent |  | Standard A Lamp | 3 | 60 | Bathroom | 112369 | Bathroom | 0.0012318
Wall Mount | Halogen |  | MR | 3 | 100 | Bathroom | 112369 | Bathroom | 0.0012318
Wall Mount | Incandescent |  | Mini base | 1 | 60 | Bathroom | 112369 | Bathroom | 0.0012318
Chandelier (Hanging) | Incandescent |  | Standard A Lamp | 3 | 60 | Other | 1123610 | Other | 0.0012318
Wall Mount | Halogen |  | Other | 1 | 100 | Other | 1123610 | Other | 0.0012318
Table | Incandescent |  | Standard A Lamp | 1 | 40 | Other | 1123610 | Other | 0.0012318
Table | Linear Fluorescent |  | Fluorescent Other | 1 | 22 | Other | 1123610 | Other | 0.0012318
Ceiling Fixture | Incandescent |  | Standard A Lamp | 1 | 60 | Other | 112461 | Other | 0.00037892
Ceiling Fixture | Linear Fluorescent | 48 | T-12 | 2 | 40 | Other | 112461 | Other | 0.00037892
Ceiling Fixture | Linear Fluorescent | 48 | T-4 | 1 | 40 | Other | 112461 | Other | 0.00037892
Ceiling Fixture | Compact Fluorescent |  | Twist | 1 | 15 | Other | 112461 | Other | 0.00037892
Ceiling Fixture | Compact Fluorescent |  | Twist | 1 | 15 | Bathroom | 112462 | Bathroom | 0.00037892
Track | Compact Fluorescent |  | Twist | 3 | 15 | Bedroom | 112463 | Bedroom | 0.00037892
Ceiling Fixture | Compact Fluorescent |  | Twist | 1 | 15 | Closet | 112464 | Closet | 0.00037892
Ceiling Fixture | Compact Fluorescent |  | Twist | 1 | 15 | Bedroom | 112465 | Bedroom | 0.00037892
Ceiling Fixture | Incandescent |  | Globe | 1 | 60 | Bedroom | 112466 | Bedroom | 0.00037892
Wall Mount | Compact Fluorescent |  | Twist | 1 | 15 | Bedroom | 112466 | Bedroom | 0.00037892
Ceiling Fixture | Compact Fluorescent |  | Twist | 1 | 15 | Closet | 112467 | Closet | 0.00037892
Ceiling Fixture | Compact Fluorescent |  | Twist | 2 | 15 | Closet | 112468 | Closet | 0.00037892
Chandelier (Hanging) | Incandescent |  | Mini base | 7 | 60 | Dining Room | 112469 | Dining Room | 0.00037892
Ceiling Fixture | Incandescent |  | Mini base | 2 | 60 | Hall | 1124610 | Hall | 0.00037892
Other | Linear Fluorescent | 12 | T-8 | 1 | 13 | Kitchen | 1124612 | Kitchen | 0.00037892
Ceiling Fixture | Compact Fluorescent |  | Twist | 1 | 15 | Kitchen | 1124612 | Kitchen | 0.00037892
Ceiling Fixture | Compact Fluorescent |  | Twist | 2 | 15 | Kitchen | 1124612 | Kitchen | 0.00037892
Torchiere | Halogen |  | Quartz Tube | 1 | 500 | Living Room | 1124613 | Living Room | 0.00037892
Table | Incandescent |  | Standard A Lamp | 1 | 60 | Living Room | 1124613 | Living Room | 0.00037892
Ceiling Fixture | Compact Fluorescent |  | Twist | 1 | 15 | Bathroom | 112731 | Bathroom | 0.00037892
Wall Mount | Incandescent |  | Globe | 4 | 60 | Bathroom | 112731 | Bathroom | 0.00037892
Ceiling Fixture | Compact Fluorescent |  | Twist | 1 | 15 | Bedroom | 112732 | Bedroom | 0.00037892
Wall Mount | Compact Fluorescent |  | Twist | 1 | 20 | Hall | 112733 | Hall | 0.00037892
Ceiling Fixture | Compact Fluorescent |  | Twist | 1 | 15 | Hall | 112734 | Hall | 0.00037892
Recessed Can | Incandescent |  | Reflector | 1 | 75 | Kitchen | 112735 | Kitchen | 0.00037892
Wall Mount | Halogen |  | MR | 3 | 50 | Living Room | 112736 | Living Room | 0.00037892
Ceiling Fixture | Incandescent |  | Standard A Lamp | 1 | 60 | Other | 112737 | Other | 0.00037892
Wall Mount | Incandescent |  | Standard A Lamp | 1 | 40 | Bathroom | 112738 | Bathroom | 0.00037892
Track | Compact Fluorescent |  | Twist | 4 | 15 | Master Bedroom | 112739 | Master Bedroom | 0.00037892
Table | Compact Fluorescent |  | Twist | 1 | 15 | Master Bedroom | 112739 | Master Bedroom | 0.00037892
Table | Compact Fluorescent |  | Twist | 1 | 15 | Master Bedroom | 112739 | Master Bedroom | 0.00037892
Table | Incandescent |  | Standard A Lamp | 1 | 25 | Master Bedroom | 112739 | Master Bedroom | 0.00037892
Chandelier (Hanging) | Incandescent |  | Standard A Lamp | 1 | 40 | Dining Room | 1127310 | Dining Room | 0.00037892
Chandelier (Hanging) | Incandescent |  | Standard A Lamp | 1 | 75 | Dining Room | 1127310 | Dining Room | 0.00037892
Chandelier (Hanging) | Compact Fluorescent |  | A shape bulb | 1 | 15 | Hall | 1127311 | Hall | 0.00037892
Ceiling Fixture | Linear Fluorescent | 48 | Fluorescent Unknown | 2 | 40 | Kitchen | 1127312 | Kitchen | 0.00037892
Chandelier (Hanging) | Compact Fluorescent |  | Twist | 1 | 15 | Kitchen | 1127312 | Kitchen | 0.00037892
Other | Linear Fluorescent | 12 | T-4 | 1 | 16 | Kitchen | 1127312 | Kitchen | 0.00037892
Floor lamp | Compact Fluorescent |  | Other | 1 | 40 | Living Room | 1127313 | Living Room | 0.00037892
Floor lamp | Compact Fluorescent |  | Twist | 1 | 22 | Living Room | 1127313 | Living Room | 0.00037892
Table | Compact Fluorescent |  | Twist | 1 | 15 | Living Room | 1127313 | Living Room | 0.00037892
Other | Incandescent |  | Standard A Lamp | 1 | 60 | Living Room | 1127313 | Living Room | 0.00037892
Wall Mount | Incandescent |  | Globe | 6 | 60 | Bathroom | 1127314 | Bathroom | 0.00037892
Ceiling Fixture | Incandescent |  | Reflector | 1 | 120 | Bathroom | 1127314 | Bathroom | 0.00037892
Ceiling Fan | Incandescent |  | Standard A Lamp | 3 | 60 | Bedroom | 1127315 | Bedroom | 0.00037892
Track | Compact Fluorescent |  | Twist | 2 | 15 | Bedroom | 1127315 | Bedroom | 0.00037892
Table | Compact Fluorescent |  | Twist | 1 | 18 | Dining Room | 1127316 | Dining Room | 0.00037892
Ceiling Fixture | Compact Fluorescent |  | Other | 1 | 22 | Dining Room | 1127316 | Dining Room | 0.00037892
Ceiling Fixture | Compact Fluorescent |  | Twist | 1 | 15 | Hall | 1127317 | Hall | 0.00037892
Track | Compact Fluorescent |  | Twist | 2 | 15 | Kitchen | 1127318 | Kitchen | 0.00037892
Wall Mount | Halogen |  | Other | 1 | 50 | Kitchen | 1127318 | Kitchen | 0.00037892
Table | Halogen |  | Other | 1 | 50 | Living Room | 1127319 | Living Room | 0.00037892
Table | Incandescent |  | Standard A Lamp | 1 | 60 | Living Room | 1127319 | Living Room | 0.00037892
Track | Compact Fluorescent |  | Twist | 2 | 15 | Living Room | 1127319 | Living Room | 0.00037892
Table | Linear Fluorescent | 14 | T-12 | 1 | 15 | Living Room | 1127319 | Living Room | 0.00037892
Wall Mount | Linear Fluorescent | 16 | Fluorescent Other | 1 | 16 | Other | 1127320 | Other | 0.00037892
Ceiling Fixture | Compact Fluorescent |  | Twist | 1 | 15 | Hall | 1127321 | Hall | 0.00037892
Chandelier (Hanging) | Compact Fluorescent |  | Twist | 3 | 15 | Family Room | 1127322 | Family Room | 0.00037892
Table | Halogen |  | Other | 1 | 50 | Family Room | 1127322 | Family Room | 0.00037892
Chandelier (Hanging) | Compact Fluorescent |  | Twist | 1 | 15 | Garage | 1127323 | Garage | 0.00037892
Ceiling Fixture | Incandescent |  | Standard A Lamp | 1 | 75 | Garage | 1127323 | Garage | 0.00037892
Other | Linear Fluorescent | 48 | T-12 | 2 | 40 | Garage | 1127323 | Garage | 0.00037892
Ceiling Fixture | Incandescent |  | Standard A Lamp | 1 | 60 | Laundry Room | 1127324 | Laundry Room | 0.00037892
Wall Mount | Incandescent |  | Standard A Lamp | 1 | 100 | Laundry Room | 1127324 | Laundry Room | 0.00037892
High bay | Linear Fluorescent | 48 | T-12 | 2 | 40 | Other | 112821 | Other | 0.0017229
High bay | Linear Fluorescent | 48 | T-12 | 2 | 40 | Other | 112822 | Other | 0.0017229
Ceiling Fixture | Incandescent |  | Standard A Lamp | 2 | 60 | Other | 112822 | Other | 0.0017229
Wall Mount | Incandescent |  | Standard A Lamp | 1 | 60 | Bathroom | 112823 | Bathroom | 0.0017229
Wall Mount | Incandescent |  | Standard A Lamp | 1 | 60 | Hall | 112824 | Hall | 0.0017229
High bay | Linear Fluorescent | 48 | T-12 | 2 | 40 | Kitchen | 112825 | Kitchen | 0.0017229
Ceiling Fixture | Incandescent |  | Standard A Lamp | 1 | 60 | Kitchen | 112825 | Kitchen | 0.0017229
Chandelier (Hanging) | Incandescent |  | Decorative | 7 | 60 | Dining Room | 112826 | Dining Room | 0.0017229
Floor lamp | Incandescent |  | Standard A Lamp | 2 | 60 | Dining Room | 112826 | Dining Room | 0.0017229
Ceiling Fixture | Compact Fluorescent |  | Twist | 2 | 13 | Hall | 112827 | Hall | 0.0017229
Ceiling Fixture | Compact Fluorescent |  | Twist | 2 | 13 | Hall | 112828 | Hall | 0.0017229
Ceiling Fixture | Incandescent |  | Standard A Lamp | 2 | 60 | Closet | 112829 | Closet | 0.0017229
High bay | Linear Fluorescent | 48 | T-12 | 2 | 40 | Other | 1128210 | Other | 0.0017229
Ceiling Fan | Compact Fluorescent |  | Twist | 5 | 13 | Kitchen | 1128211 | Kitchen | 0.0017229
Ceiling Fixture | Compact Fluorescent |  | Other | 1 | 23 | Laundry Room | 1128212 | Laundry Room | 0.0017229
Wall Mount | Incandescent |  | Standard A Lamp | 1 | 60 | Laundry Room | 1128212 | Laundry Room | 0.0017229
Floor lamp | Incandescent |  | Decorative | 4 | 40 | Living Room | 1128213 | Living Room | 0.0017229
Ceiling Fixture | Compact Fluorescent |  | Twist | 3 | 13 | Living Room | 1128213 | Living Room | 0.0017229
Floor lamp | Incandescent |  | Standard A Lamp | 2 | 60 | Living Room | 1128213 | Living Room | 0.0017229
Ceiling Fixture | Incandescent |  | Mini base | 2 | 60 | Bathroom | 1128214 | Bathroom | 0.0017229
High bay | Linear Fluorescent | 24 | T-5 | 1 | 15 | Bathroom | 1128214 | Bathroom | 0.0017229
Ceiling Fan | Compact Fluorescent |  | Twist | 4 | 13 | Master Bedroom | 1128215 | Master Bedroom | 0.0017229
Table | Incandescent |  | Mini base | 3 | 60 | Master Bedroom | 1128215 | Master Bedroom | 0.0017229
Ceiling Fixture | Incandescent |  | Standard A Lamp | 1 | 60 | Closet | 1128216 | Closet | 0.0017229
Ceiling Fixture | Incandescent |  | Standard A Lamp | 2 | 60 | Bedroom | 1128217 | Bedroom | 0.0017229
Table | Compact Fluorescent |  | Twist | 1 | 15 | Bedroom | 1128217 | Bedroom | 0.0017229
Ceiling Fan | Compact Fluorescent |  | Twist | 3 | 13 | Bedroom | 1128218 | Bedroom | 0.0017229
Ceiling Fan | Compact Fluorescent |  | Twist | 4 | 13 | Office | 1128219 | Office | 0.0017229
High bay | Linear Fluorescent | 48 | T-8 | 2 | 32 | Other | 1128220 | Other | 0.0017229
Ceiling Fixture | Incandescent |  | Standard A Lamp | 1 | 60 | Other | 1128221 | Other | 0.0017229
Wall Mount | Incandescent |  | Standard A Lamp | 1 | 60 | Other | 1128222 | Other | 0.0017229
High bay | Linear Fluorescent | 48 | T-12 | 2 | 40 | Other | 1128223 | Other | 0.0017229
Ceiling Fixture | Compact Fluorescent |  | Twist | 1 | 13 | Other | 1128224 | Other | 0.0017229
High bay | Linear Fluorescent | 48 | T-12 | 2 | 40 | Other | 1128224 | Other | 0.0017229
Ceiling Fixture | Incandescent |  | Mini base | 2 | 60 | Bathroom | 1128225 | Bathroom | 0.0017229
High bay | Linear Fluorescent | 24 | T-5 | 1 | 15 | Bathroom | 1128225 | Bathroom | 0.0017229
Ceiling Fixture | Linear Fluorescent | 48 | T-12 | 2 | 40 | Other | 112831 | Other | 0.0017229
Ceiling Fixture | Compact Fluorescent |  | Twist | 1 | 15 | Other | 112831 | Other | 0.0017229
Ceiling Fixture | Incandescent |  | Standard A Lamp | 1 | 60 | Other | 112831 | Other | 0.0017229
Ceiling Fixture | Compact Fluorescent |  | Reflector | 1 | 22 | Other | 112831 | Other | 0.0017229
Wall Mount | Incandescent |  | Standard A Lamp | 1 | 60 | Bathroom | 112832 | Bathroom | 0.0017229
Recessed Can | Incandescent |  | Heat Lamp | 2 | 150 | Bathroom | 112832 | Bathroom | 0.0017229
Wall Mount | Incandescent |  | Standard A Lamp | 3 | 60 | Bathroom | 112833 | Bathroom | 0.0017229
Ceiling Fixture | Incandescent |  | Standard A Lamp | 1 | 40 | Bathroom | 112833 | Bathroom | 0.0017229
Recessed Can | Incandescent |  | Standard A Lamp | 1 | 40 | Bathroom | 112833 | Bathroom | 0.0017229
Wall Mount | Incandescent |  | Standard A Lamp | 1 | 60 | Bathroom | 112834 | Bathroom | 0.0017229
Wall Mount | Incandescent |  | Standard A Lamp | 2 | 60 | Bathroom | 112834 | Bathroom | 0.0017229
Recessed - other | Incandescent |  | Standard A Lamp | 1 | 40 | Bathroom | 112834 | Bathroom | 0.0017229
Wall Mount | Incandescent |  | Standard A Lamp | 1 | 60 | Bathroom | 112835 | Bathroom | 0.0017229
Wall Mount | Incandescent |  | Standard A Lamp | 1 | 60 | Master Bedroom | 112836 | Master Bedroom | 0.0017229
Table | Incandescent |  | Standard A Lamp | 1 | 40 | Master Bedroom | 112836 | Master Bedroom | 0.0017229
Recessed Can | Halogen |  | MR | 1 | 50 | Master Bedroom | 112836 | Master Bedroom | 0.0017229
Wall Mount | Incandescent |  | Standard A Lamp | 1 | 60 | Bedroom | 112837 | Bedroom | 0.0017229
Ceiling Fixture | Incandescent |  | Standard A Lamp | 1 | 60 | Bedroom | 112838 | Bedroom | 0.0017229
Table | Incandescent |  | Decorative | 1 | 40 | Bedroom | 112838 | Bedroom | 0.0017229
Ceiling Fixture | Linear Fluorescent | 48 | T-8 | 2 | 32 | Closet | 112839 | Closet | 0.0017229
Recessed - other | Halogen |  | MR | 1 | 50 | Dining Room | 1128310 | Dining Room | 0.0017229
Track | Halogen |  | MR | 7 | 50 | Family Room | 1128311 | Family Room | 0.0017229
Floor lamp | Halogen |  | Quartz Tube | 1 | 75 | Family Room | 1128311 | Family Room | 0.0017229
Track | Halogen |  | MR | 7 | 50 | Hall | 1128312 | Hall | 0.0017229
Recessed - other | Halogen |  | MR | 1 | 50 | Hall | 1128312 | Hall | 0.0017229
Ceiling Fixture | Incandescent |  | Standard A Lamp | 1 | 60 | Hall | 1128312 | Hall | 0.0017229
Ceiling Fixture | Incandescent |  | Standard A Lamp | 1 | 60 | Hall | 1128312 | Hall | 0.0017229
Ceiling Fixture | Incandescent |  | Reflector | 1 | 60 | Hall | 1128312 | Hall | 0.0017229
Chandelier (Hanging) | Incandescent |  | Standard A Lamp | 1 | 60 | Kitchen | 1128313 | Kitchen | 0.0017229
Ceiling Fixture | Incandescent |  | Reflector | 1 | 65 | Kitchen | 1128313 | Kitchen | 0.0017229
Recessed Can | Halogen |  | MR | 1 | 75 | Kitchen | 1128313 | Kitchen | 0.0017229
Recessed Can | Incandescent |  | Standard A Lamp | 1 | 60 | Laundry Room | 1128314 | Laundry Room | 0.0017229
Recessed Can | Incandescent |  | Standard A Lamp | 1 | 60 | Living Room | 1128315 | Living Room | 0.0017229
Recessed Can | Halogen |  | MR | 2 | 50 | Living Room | 1128315 | Living Room | 0.0017229
Floor lamp | Incandescent |  | 3-Way Incandescent | 1 | 100 | Living Room | 1128315 | Living Room | 0.0017229
Track | Halogen |  | MR | 4 | 50 | Dining Room | 1128316 | Dining Room | 0.0017229
Recessed Can | Halogen |  | MR | 1 | 50 | Office | 1128317 | Office | 0.0017229
Wall Mount | Incandescent |  | Standard A Lamp | 1 | 60 | Office | 1128317 | Office | 0.0017229
Ceiling Fixture | Incandescent |  | Standard A Lamp | 1 | 60 | Office | 1128318 | Office | 0.0017229
Table | Incandescent |  | Standard A Lamp | 2 | 60 | Office | 1128318 | Office | 0.0017229
Table | Halogen |  | Quartz Tube | 1 | 30 | Office | 1128318 | Office | 0.0017229
Table | Compact Fluorescent |  | Twist | 1 | 15 | Living Room | 112841 | Living Room | 0.00037892
Floor lamp | Compact Fluorescent |  | Twist | 2 | 22 | Living Room | 112841 | Living Room | 0.00037892
Ceiling Fixture | Halogen |  | MR | 4 | 50 | Kitchen | 112842 | Kitchen | 0.00037892
Other | Incandescent |  | Decorative | 2 | 40 | Kitchen | 112842 | Kitchen | 0.00037892
Floor lamp | Incandescent |  | Standard A Lamp | 1 | 75 | Living Room | 112843 | Living Room | 0.00037892
Floor lamp | Compact Fluorescent |  | Twist | 1 | 15 | Living Room | 112843 | Living Room | 0.00037892
Ceiling Fixture | Compact Fluorescent |  | Twist | 2 | 15 | Living Room | 112843 | Living Room | 0.00037892
Ceiling Fixture | Incandescent |  | Standard A Lamp | 3 | 60 | Bedroom | 112844 | Bedroom | 0.00037892
Wall Mount | Incandescent |  | Standard A Lamp | 1 | 60 | Bedroom | 112844 | Bedroom | 0.00037892
Table | Compact Fluorescent |  | Twist | 1 | 15 | Bedroom | 112844 | Bedroom | 0.00037892
Ceiling Fixture | Incandescent |  | Standard A Lamp | 2 | 60 | Office | 112845 | Office | 0.00037892
Table | Compact Fluorescent |  | Twist | 1 | 15 | Office | 112845 | Office | 0.00037892
Table | Incandescent |  | Standard A Lamp | 1 | 60 | Office | 112845 | Office | 0.00037892
Ceiling Fixture | Linear Fluorescent | 48 | T-12 | 2 | 32 | Garage | 112846 | Garage | 0.00037892
Garage door opener | Compact Fluorescent |  | Twist | 2 | 15 | Garage | 112846 | Garage | 0.00037892
Ceiling Fan | Incandescent |  | Mini base | 2 | 60 | Dining Room | 112847 | Dining Room | 0.00037892
Wall Mount | Incandescent |  | Standard A Lamp | 1 | 100 | Closet | 112848 | Closet | 0.00037892
Ceiling Fixture | Incandescent |  | Heat Lamp | 1 | 250 | Bathroom | 112849 | Bathroom | 0.00037892
Wall Mount | Compact Fluorescent |  | Twist | 2 | 7 | Bathroom | 112849 | Bathroom | 0.00037892
Ceiling Fixture | Compact Fluorescent |  | Twist | 1 | 15 | Hall | 1128410 | Hall | 0.00037892
Ceiling Fixture | Compact Fluorescent |  | Twist | 2 | 22 | Master Bedroom | 1128411 | Master Bedroom | 0.00037892
Table | Compact Fluorescent |  | Twist | 1 | 22 | Master Bedroom | 1128411 | Master Bedroom | 0.00037892
Ceiling Fixture | Compact Fluorescent |  | Twist | 2 | 22 | Family Room | 1128412 | Family Room | 0.00037892
Table | Compact Fluorescent |  | Twist | 1 | 22 | Family Room | 1128412 | Family Room | 0.00037892
Ceiling Fixture | Compact Fluorescent |  | Twist | 1 | 22 | Hall | 1128413 | Hall | 0.00037892
Recessed Can | Incandescent |  | Reflector | 1 | 65 | Laundry Room | 112891 | Laundry Room | 0.00037892
Recessed Can | Incandescent |  | Reflector | 1 | 65 | Living Room | 112892 | Living Room | 0.00037892
Wall Mount | Compact Fluorescent |  | Twist | 4 | 15 | Living Room | 112892 | Living Room | 0.00037892
Table | Incandescent |  | Standard A Lamp | 2 | 60 | Living Room | 112892 | Living Room | 0.00037892
Ceiling Fixture | Compact Fluorescent |  | Twist | 2 | 15 | Master Bedroom | 112893 | Master Bedroom | 0.00037892
Table | Incandescent |  | Standard A Lamp | 1 | 60 | Master Bedroom | 112893 | Master Bedroom | 0.00037892
Recessed - other | Incandescent |  | Reflector | 1 | 65 | Hall | 112894 | Hall | 0.00037892
Wall Mount | Incandescent |  | Standard A Lamp | 2 | 60 | Bathroom | 112895 | Bathroom | 0.00037892
Ceiling Fixture | Incandescent |  | Standard A Lamp | 2 | 60 | Bathroom | 112895 | Bathroom | 0.00037892
Ceiling Fixture | Compact Fluorescent |  | Twist | 2 | 15 | Bedroom | 112896 | Bedroom | 0.00037892
Table | Halogen |  | MR | 1 | 30 | Bedroom | 112896 | Bedroom | 0.00037892
Garage door opener | Incandescent |  | Standard A Lamp | 1 | 60 | Garage | 112897 | Garage | 0.00037892
Ceiling Fixture | Linear Fluorescent | 96 | T-12 | 2 | 40 | Garage | 112897 | Garage | 0.00037892
Exterior | Compact Fluorescent |  | Twist | 2 | 22 | Garage | 112897 | Garage | 0.00037892
Exterior | Compact Fluorescent |  | Twist | 1 | 15 | Garage | 112897 | Garage | 0.00037892
Wall Mount | Incandescent |  | Standard A Lamp | 2 | 60 | Bathroom | 112898 | Bathroom | 0.00037892
Ceiling Fixture | Incandescent |  | Reflector | 2 | 65 | Bathroom | 112898 | Bathroom | 0.00037892
Recessed Can | Incandescent |  | Reflector | 1 | 65 | Office | 112899 | Office | 0.00037892
Table | Halogen |  | MR | 1 | 20 | Office | 112899 | Office | 0.00037892
Recessed Can | Incandescent |  | Reflector | 1 | 65 | Bedroom | 1128910 | Bedroom | 0.00037892
Wall Mount | Linear Fluorescent | 18 | T-12 | 1 | 20 | Closet | 1128911 | Closet | 0.00037892
Recessed Can | Incandescent |  | Reflector | 1 | 65 | Family Room | 1128912 | Family Room | 0.00037892
Table | Compact Fluorescent |  | Twist | 2 | 15 | Family Room | 1128912 | Family Room | 0.00037892
Recessed Can | Incandescent |  | Reflector | 1 | 65 | Hall | 1128913 | Hall | 0.00037892
Recessed Can | Incandescent |  | Reflector | 1 | 65 | Kitchen | 1128914 | Kitchen | 0.00037892
Recessed Can | Compact Fluorescent |  | Reflector | 1 | 22 | Hall | 1128915 | Hall | 0.00037892
Ceiling Fixture | Compact Fluorescent |  | Twist | 1 | 15 | Other | 113021 | Other | 0.00037892
Ceiling Fixture | Linear Fluorescent | 48 | T-12 | 2 | 40 | Other | 113021 | Other | 0.00037892
Ceiling Fixture | Compact Fluorescent |  | Twist | 1 | 22 | Other | 113021 | Other | 0.00037892
Ceiling Fixture | Incandescent |  | Standard A Lamp | 1 | 100 | Other | 113021 | Other | 0.00037892
Ceiling Fixture | Incandescent |  | Reflector | 1 | 100 | Other | 113021 | Other | 0.00037892
Wall Mount | Incandescent |  | Clear | 4 | 40 | Bathroom | 113022 | Bathroom | 0.00037892
Ceiling Fixture | Compact Fluorescent |  | Twist | 1 | 22 | Bathroom | 113022 | Bathroom | 0.00037892
Ceiling Fixture | Incandescent |  | Standard A Lamp | 2 | 60 | Bedroom | 113023 | Bedroom | 0.00037892
Table | Compact Fluorescent |  | Twist | 1 | 15 | Bedroom | 113023 | Bedroom | 0.00037892
Wall Mount | Incandescent |  | Clear | 1 | 40 | Bedroom | 113023 | Bedroom | 0.00037892
Ceiling Fixture | Incandescent |  | Standard A Lamp | 2 | 60 | Bedroom | 113024 | Bedroom | 0.00037892
Table | Incandescent |  | Decorative | 1 | 25 | Bedroom | 113024 | Bedroom | 0.00037892
Ceiling Fixture | Incandescent |  | Clear | 1 | 60 | Dining Room | 113025 | Dining Room | 0.00037892
Table | Incandescent |  | Decorative | 1 | 40 | Family Room | 113026 | Family Room | 0.00037892
Table | Incandescent |  | Decorative | 1 | 25 | Family Room | 113026 | Family Room | 0.00037892
Floor lamp | Compact Fluorescent |  | Twist | 1 | 15 | Family Room | 113026 | Family Room | 0.00037892
Ceiling Fixture | Compact Fluorescent |  | Twist | 1 | 15 | Hall | 113027 | Hall | 0.00037892
Track | Halogen |  | Other | 4 | 50 | Kitchen | 113028 | Kitchen | 0.00037892
Ceiling Fixture | Linear Fluorescent | 36 | T-12 | 2 | 40 | Kitchen | 113028 | Kitchen | 0.00037892
Ceiling Fixture | Compact Fluorescent |  | Twist | 1 | 22 | Kitchen | 113028 | Kitchen | 0.00037892
Recessed Can | Incandescent |  | Reflector | 1 | 75 | Living Room | 113029 | Living Room | 0.00037892
Table | Compact Fluorescent |  | Twist | 2 | 15 | Living Room | 113029 | Living Room | 0.00037892
Floor lamp | Incandescent |  | Standard A Lamp | 1 | 60 | Living Room | 113029 | Living Room | 0.00037892
Wall Mount | Incandescent |  | Clear | 5 | 40 | Bathroom | 1130210 | Bathroom | 0.00037892
Recessed Can | Incandescent |  | Heat Lamp | 1 | 125 | Bathroom | 1130210 | Bathroom | 0.00037892
Recessed Can | Incandescent |  | Standard A Lamp | 1 | 60 | Bathroom | 1130210 | Bathroom | 0.00037892
Wall Mount | Incandescent |  | Standard A Lamp | 1 | 60 | Master Bedroom | 1130211 | Master Bedroom | 0.00037892
Wall Mount | Halogen |  | PAR | 1 | 50 | Master Bedroom | 1130211 | Master Bedroom | 0.00037892
Ceiling Fixture | Compact Fluorescent |  | Straight Tube | 1 | 15 | Master Bedroom | 1130211 | Master Bedroom | 0.00037892
Ceiling Fixture | Incandescent |  | Standard A Lamp | 1 | 100 | Office | 1130212 | Office | 0.00037892
Ceiling Fixture | Incandescent |  | Standard A Lamp | 1 | 60 | Office | 1130212 | Office | 0.00037892
Floor lamp | Incandescent |  | Standard A Lamp | 1 | 100 | Office | 1130212 | Office | 0.00037892
Ceiling Fixture | Incandescent |  | Standard A Lamp | 2 | 60 | Office | 1130212 | Office | 0.00037892
Ceiling Fixture | Linear Fluorescent | 48 | T-12 | 2 | 40 | Closet | 1130213 | Closet | 0.00037892
Recessed Can | Incandescent |  | Reflector | 1 | 75 | Hall | 1130214 | Hall | 0.00037892
Wall Mount | Incandescent |  | Standard A Lamp | 1 | 60 | Hall | 1130214 | Hall | 0.00037892
Recessed Can | Linear Fluorescent |  | T-12 | 2 | 65 | Bathroom | 113151 | Bathroom | 0.00029524
Other | Incandescent |  | Heat Lamp | 1 | 250 | Bathroom | 113151 | Bathroom | 0.00029524
Recessed Can | Incandescent |  | Reflector | 1 | 65 | Bedroom | 113152 | Bedroom | 0.00029524
Table | Incandescent |  | Standard A Lamp | 1 | 60 | Bedroom | 113152 | Bedroom | 0.00029524
Recessed - other | Incandescent |  | Reflector | 1 | 65 | Bedroom | 113153 | Bedroom | 0.00029524
Chandelier (Hanging) | Incandescent |  | Standard A Lamp | 5 | 60 | Dining Room | 113154 | Dining Room | 0.00029524
Ceiling Fixture | Incandescent |  | Standard A Lamp | 3 | 60 | Garage | 113155 | Garage | 0.00029524
Garage door opener | Incandescent |  | Standard A Lamp | 2 | 60 | Garage | 113155 | Garage | 0.00029524
Recessed Can | Incandescent |  | Reflector | 1 | 60 | Hall | 113156 | Hall | 0.00029524
Recessed Can | Incandescent |  | Reflector | 1 | 65 | Kitchen | 113157 | Kitchen | 0.00029524
Ceiling Fixture | Incandescent |  | Standard A Lamp | 2 | 60 | Kitchen | 113157 | Kitchen | 0.00029524
Recessed Can | Incandescent |  | Reflector | 2 | 65 | Laundry Room | 113158 | Laundry Room | 0.00029524
Recessed Can | Incandescent |  | Reflector | 1 | 65 | Living Room | 113159 | Living Room | 0.00029524
Table | Incandescent |  | Standard A Lamp | 2 | 60 | Living Room | 113159 | Living Room | 0.00029524
Recessed Can | Linear Fluorescent |  | T-12 | 1 | 65 | Bathroom | 1131510 | Bathroom | 0.00029524
Recessed Can | Incandescent |  | Reflector | 1 | 65 | Master Bedroom | 1131511 | Master Bedroom | 0.00029524
Wall Mount | Incandescent |  | Standard A Lamp | 2 | 60 | Bathroom | 113171 | Bathroom | 0.0017229
Wall Mount | Compact Fluorescent |  | Twist | 4 | 13 | Bathroom | 113171 | Bathroom | 0.0017229
Ceiling Fixture | Incandescent |  | Standard A Lamp | 1 | 60 | Other | 113172 | Other | 0.0017229
Chandelier (Hanging) | Incandescent |  | Decorative | 6 | 40 | Dining Room | 113173 | Dining Room | 0.0017229
Chandelier (Hanging) | Incandescent |  | Reflector | 1 | 50 | Dining Room | 113173 | Dining Room | 0.0017229
Table | Incandescent |  | Standard A Lamp | 1 | 60 | Bedroom | 113174 | Bedroom | 0.0017229
Ceiling Fixture | Compact Fluorescent |  | Twist | 2 | 13 | Bedroom | 113174 | Bedroom | 0.0017229
Floor lamp | Incandescent |  | Standard A Lamp | 1 | 60 | Bedroom | 113174 | Bedroom | 0.0017229
Table | Incandescent |  | Standard A Lamp | 1 | 60 | Family Room | 113175 | Family Room | 0.0017229
Track | Halogen |  | PAR | 4 | 50 | Family Room | 113175 | Family Room | 0.0017229
Ceiling Fixture | Incandescent |  | Standard A Lamp | 1 | 60 | Other | 113176 | Other | 0.0017229
Ceiling Fixture | Incandescent |  | Standard A Lamp | 1 | 60 | Hall | 113177 | Hall | 0.0017229
Ceiling Fixture | Incandescent |  | Standard A Lamp | 2 | 60 | Kitchen | 113178 | Kitchen | 0.0017229
Other | Incandescent |  | Reflector | 2 | 40 | Kitchen | 113178 | Kitchen | 0.0017229
Other | Linear Fluorescent | 24 | Fluorescent Other | 2 | 10 | Kitchen | 113178 | Kitchen | 0.0017229
Ceiling Fixture | Linear Fluorescent | 48 | T-12 | 2 | 40 | Laundry Room | 113179 | Laundry Room | 0.0017229
Table | Incandescent |  | Standard A Lamp | 1 | 60 | Living Room | 1131710 | Living Room | 0.0017229
Wall Mount | Incandescent |  | Standard A Lamp | 1 | 60 | Living Room | 1131710 | Living Room | 0.0017229
Ceiling Fixture | Incandescent |  | Standard A Lamp | 2 | 60 | Bedroom | 1131711 | Bedroom | 0.0017229
Table | Compact Fluorescent |  | Twist | 1 | 27 | Bedroom | 1131711 | Bedroom | 0.0017229
Ceiling Fixture | Incandescent |  | Standard A Lamp | 1 | 60 | Bedroom | 1131712 | Bedroom | 0.0017229
Table | Compact Fluorescent |  | Twist | 1 | 13 | Bedroom | 1131712 | Bedroom | 0.0017229
Ceiling Fixture | Compact Fluorescent |  | Twist | 1 | 22 | Family Room | 113231 | Family Room | 0.00049795
Wall Mount | Incandescent |  | Reflector | 1 | 60 | Family Room | 113231 | Family Room | 0.00049795
Wall Mount | Incandescent |  | Standard A Lamp | 1 | 60 | Family Room | 113231 | Family Room | 0.00049795
Ceiling Fixture | Incandescent |  | Standard A Lamp | 1 | 60 | Hall | 113232 | Hall | 0.00049795
Ceiling Fixture | Incandescent |  | Standard A Lamp | 2 | 60 | Laundry Room | 113233 | Laundry Room | 0.00049795
Ceiling Fixture | Linear Fluorescent | 48 | T-12 | 2 | 40 | Other | 113234 | Other | 0.00049795
Wall Mount | Compact Fluorescent |  | A shape bulb | 1 | 15 | Other | 113234 | Other | 0.00049795
Ceiling Fixture | Compact Fluorescent |  | Straight Tube | 1 | 22 | Other | 113234 | Other | 0.00049795
Ceiling Fixture | Incandescent |  | Standard A Lamp | 1 | 60 | Other | 113235 | Other | 0.00049795
Wall Mount | Incandescent |  | Standard A Lamp | 1 | 60 | Bathroom | 113237 | Bathroom | 0.00049795
Ceiling Fixture | Incandescent |  | Standard A Lamp | 1 | 60 | Bathroom | 113237 | Bathroom | 0.00049795
Chandelier (Hanging) | Compact Fluorescent |  | Twist | 5 | 15 | Dining Room | 113238 | Dining Room | 0.00049795
Table | Incandescent |  | Standard A Lamp | 1 | 60 | Dining Room | 113238 | Dining Room | 0.00049795
Chandelier (Hanging) | Incandescent |  | Standard A Lamp | 1 | 60 | Dining Room | 113238 | Dining Room | 0.00049795
Ceiling Fan | Incandescent |  | Standard A Lamp | 1 | 60 | Hall | 113239 | Hall | 0.00049795
Ceiling Fixture | Incandescent |  | Standard A Lamp | 2 | 60 | Bedroom | 1132310 | Bedroom | 0.00049795
Wall Mount | Incandescent |  | Standard A Lamp | 1 | 60 | Bedroom | 1132310 | Bedroom | 0.00049795
Table | Incandescent |  | Standard A Lamp | 1 | 60 | Bedroom | 1132310 | Bedroom | 0.00049795
Ceiling Fixture | Incandescent |  | Standard A Lamp | 1 | 60 | Hall | 1132311 | Hall | 0.00049795
Wall Mount | Compact Fluorescent |  | Twist | 3 | 22 | Bathroom | 1132312 | Bathroom | 0.00049795
Wall Mount | Incandescent |  | Mini base | 1 | 7 | Bathroom | 1132312 | Bathroom | 0.00049795
Ceiling Fixture | Incandescent |  | Standard A Lamp | 1 | 60 | Bathroom | 1132312 | Bathroom | 0.00049795
Ceiling Fixture | Linear Fluorescent | 48 | T-12 | 2 | 40 | Hall | 1132313 | Hall | 0.00049795
Ceiling Fixture | Linear Fluorescent | 24 | T-12 | 2 | 20 | Hall | 1132313 | Hall | 0.00049795
Wall Mount | Linear Fluorescent | 24 | T-12 | 1 | 20 | Hall | 1132313 | Hall | 0.00049795
Floor lamp | Incandescent |  | 3-Way Incandescent | 1 | 150 | Living Room | 1132314 | Living Room | 0.00049795
Table | Compact Fluorescent |  | 3-Way CFL | 1 | 26 | Living Room | 1132314 | Living Room | 0.00049795
Floor lamp | Compact Fluorescent |  | Twist | 1 | 15 | Living Room | 1132314 | Living Room | 0.00049795
Table | Compact Fluorescent |  | Twist | 1 | 23 | Living Room | 1132314 | Living Room | 0.00049795
Wall Mount | Incandescent |  | Standard A Lamp | 1 | 60 | Bathroom | 1132315 | Bathroom | 0.00049795
Wall Mount | Compact Fluorescent |  | Twist | 1 | 15 | Bathroom | 1132315 | Bathroom | 0.00049795
Chandelier (Hanging) | Incandescent |  | Standard A Lamp | 1 | 60 | Master Bedroom | 1132316 | Master Bedroom | 0.00049795
Table | Incandescent |  | Standard A Lamp | 1 | 15 | Master Bedroom | 1132316 | Master Bedroom | 0.00049795
Ceiling Fixture | Compact Fluorescent |  | Twist | 2 | 15 | Master Bedroom | 1132316 | Master Bedroom | 0.00049795
Table | Incandescent |  | Standard A Lamp | 1 | 60 | Other | 1132317 | Other | 0.00049795
Ceiling Fixture | Compact Fluorescent |  | Twist | 2 | 22 | Other | 1132317 | Other | 0.00049795
Ceiling Fixture | Incandescent |  | Standard A Lamp | 1 | 60 | Bedroom | 113271 | Bedroom | 0.00049795
Table | Compact Fluorescent |  | Twist | 1 | 23 | Bedroom | 113271 | Bedroom | 0.00049795
Wall Mount | Incandescent |  | Globe | 4 | 60 | Bathroom | 113272 | Bathroom | 0.00049795
Ceiling Fixture | Incandescent |  | Standard A Lamp | 1 | 60 | Bathroom | 113272 | Bathroom | 0.00049795
Wall Mount | Incandescent |  | Reflector | 1 | 7 | Bathroom | 113272 | Bathroom | 0.00049795
Chandelier (Hanging) | Compact Fluorescent |  | Twist | 1 | 26 | Dining Room | 113273 | Dining Room | 0.00049795
Chandelier (Hanging) | Incandescent |  | Standard A Lamp | 1 | 60 | Hall | 113274 | Hall | 0.00049795
Ceiling Fixture | Linear Fluorescent | 48 | T-12 | 1 | 40 | Garage | 113275 | Garage | 0.00049795
Ceiling Fixture | Linear Fluorescent | 48 | T-12 | 2 | 40 | Garage | 113275 | Garage | 0.00049795
Ceiling Fixture | Linear Fluorescent | 48 | T-12 | 4 | 48 | Garage | 113275 | Garage | 0.00049795
Garage door opener | Incandescent |  | Standard A Lamp | 2 | 60 | Garage | 113275 | Garage | 0.00049795
Ceiling Fixture | Incandescent |  | Standard A Lamp | 1 | 60 | Hall | 113276 | Hall | 0.00049795
Ceiling Fixture | Linear Fluorescent | 48 | T-12 | 1 | 40 | Kitchen | 113277 | Kitchen | 0.00049795
Ceiling Fixture | Incandescent |  | Standard A Lamp | 1 | 60 | Kitchen | 113277 | Kitchen | 0.00049795
Low bay | Linear Fluorescent | 48 | T-12 | 2 | 40 | Laundry Room | 113278 | Laundry Room | 0.00049795
Table | Compact Fluorescent |  | Twist | 1 | 26 | Living Room | 113279 | Living Room | 0.00049795
Ceiling Fan | Incandescent |  | Standard A Lamp | 3 | 60 | Living Room | 113279 | Living Room | 0.00049795
Floor lamp | Compact Fluorescent |  | Twist | 3 | 15 | Living Room | 113279 | Living Room | 0.00049795
Chandelier (Hanging) | Incandescent |  | Standard A Lamp | 1 | 60 | Living Room | 113279 | Living Room | 0.00049795
Ceiling Fixture | Incandescent |  | Standard A Lamp | 2 | 60 | Master Bedroom | 1132710 | Master Bedroom | 0.00049795
Table | Incandescent |  | Standard A Lamp | 1 | 60 | Master Bedroom | 1132710 | Master Bedroom | 0.00049795
Ceiling Fixture | Incandescent |  | Standard A Lamp | 2 | 60 | Office | 1132711 | Office | 0.00049795
Wall Mount | Incandescent |  | Globe | 4 | 40 | Bathroom | 113321 | Bathroom | 0.0012318
Ceiling Fixture | Compact Fluorescent |  | Twist | 2 | 15 | Bedroom | 113322 | Bedroom | 0.0012318
Ceiling Fixture | Incandescent |  | Standard A Lamp | 1 | 60 | Bedroom | 113323 | Bedroom | 0.0012318
Ceiling Fixture | Compact Fluorescent |  | Twist | 2 | 15 | Bedroom | 113324 | Bedroom | 0.0012318
Chandelier (Hanging) | Incandescent |  | Mini base | 5 | 25 | Dining Room | 113325 | Dining Room | 0.0012318
Track | Compact Fluorescent |  | Reflector | 3 | 22 | Family Room | 113326 | Family Room | 0.0012318
Table | Compact Fluorescent |  | Twist | 1 | 15 | Family Room | 113326 | Family Room | 0.0012318
Ceiling Fixture | Compact Fluorescent |  | Twist | 1 | 15 | Garage | 113327 | Garage | 0.0012318
Ceiling Fixture | Incandescent |  | Standard A Lamp | 1 | 60 | Hall | 113328 | Hall | 0.0012318
Track | Incandescent |  | Reflector | 3 | 65 | Kitchen | 113329 | Kitchen | 0.0012318
Floor lamp | Incandescent |  | Standard A Lamp | 1 | 60 | Living Room | 1133210 | Living Room | 0.0012318
Wall Mount | Incandescent |  | Globe | 4 | 40 | Bathroom | 1133211 | Bathroom | 0.0012318
Table | Compact Fluorescent |  | Twist | 1 | 15 | Master Bedroom | 1133212 | Master Bedroom | 0.0012318
Ceiling Fixture | Compact Fluorescent |  | Twist | 2 | 15 | Kitchen | 113391 | Kitchen | 0.00037892
Ceiling Fan | Compact Fluorescent |  | Twist | 5 | 15 | Dining Room | 113392 | Dining Room | 0.00037892
Recessed Can | Incandescent |  | Reflector | 1 | 65 | Living Room | 113393 | Living Room | 0.00037892
Recessed Can | Incandescent |  | Standard A Lamp | 1 | 75 | Living Room | 113393 | Living Room | 0.00037892
Recessed Can | Incandescent |  | Reflector | 1 | 100 | Living Room | 113393 | Living Room | 0.00037892
Ceiling Fixture | Incandescent |  | Standard A Lamp | 1 | 65 | Hall | 113394 | Hall | 0.00037892
Ceiling Fan | Compact Fluorescent |  | Twist | 5 | 15 | Master Bedroom | 113395 | Master Bedroom | 0.00037892
Table | Incandescent |  | Standard A Lamp | 1 | 60 | Master Bedroom | 113395 | Master Bedroom | 0.00037892
Table | Compact Fluorescent |  | Twist | 1 | 15 | Master Bedroom | 113395 | Master Bedroom | 0.00037892
Chandelier (Hanging) | Compact Fluorescent |  | Twist | 1 | 15 | Office | 113396 | Office | 0.00037892
Ceiling Fan | Incandescent |  | Standard A Lamp | 3 | 60 | Bedroom | 113397 | Bedroom | 0.00037892
Wall Mount | Compact Fluorescent |  | Twist | 4 | 15 | Bathroom | 113398 | Bathroom | 0.00037892
Ceiling Fixture | Incandescent |  | Standard A Lamp | 2 | 60 | Garage | 113399 | Garage | 0.00037892
Ceiling Fixture | Compact Fluorescent |  | Twist | 1 | 15 | Garage | 113399 | Garage | 0.00037892
Garage door opener | Incandescent |  | Standard A Lamp | 3 | 60 | Garage | 113399 | Garage | 0.00037892
Table | Incandescent |  | 3-Way Incandescent | 1 | 75 | Living Room | 113411 | Living Room | 0.000364
Wall Mount | Compact Fluorescent |  | Twist | 2 | 23 | Living Room | 113411 | Living Room | 0.000364
Wall Mount | Compact Fluorescent |  | Twist | 2 | 18 | Living Room | 113411 | Living Room | 0.000364
Ceiling Fixture | Compact Fluorescent |  | Globe | 4 | 18 | Bedroom | 113412 | Bedroom | 0.000364
Table | Compact Fluorescent |  | Twist | 1 | 23 | Bedroom | 113412 | Bedroom | 0.000364
Table | Incandescent |  | 3-Way Incandescent | 1 | 100 | Bedroom | 113412 | Bedroom | 0.000364
Ceiling Fixture | Incandescent |  | Standard A Lamp | 1 | 60 | Closet | 113413 | Closet | 0.000364
Ceiling Fixture | Compact Fluorescent |  | Twist | 1 | 23 | Bathroom | 113414 | Bathroom | 0.000364
Ceiling Fixture | Incandescent |  | Globe | 4 | 40 | Laundry Room | 113415 | Laundry Room | 0.000364
Ceiling Fixture | Linear Fluorescent | 48 | T-12 | 1 | 40 | Laundry Room | 113415 | Laundry Room | 0.000364
Ceiling Fixture | Incandescent |  | Standard A Lamp | 1 | 60 | Bathroom | 113416 | Bathroom | 0.000364
Ceiling Fixture | Incandescent |  | Standard A Lamp | 1 | 60 | Garage | 113417 | Garage | 0.000364
Garage door opener | Incandescent |  | Standard A Lamp | 1 | 60 | Garage | 113417 | Garage | 0.000364
Wall Mount | Incandescent |  | Standard A Lamp | 1 | 60 | Garage | 113417 | Garage | 0.000364
Ceiling Fixture | Compact Fluorescent |  | Twist | 1 | 23 | Other | 113418 | Other | 0.000364
Ceiling Fixture | Linear Fluorescent | 48 | T-12 | 2 | 40 | Other | 113418 | Other | 0.000364
Ceiling Fixture | Incandescent |  | Standard A Lamp | 1 | 100 | Other | 113418 | Other | 0.000364
Ceiling Fixture | Incandescent |  | Globe | 4 | 40 | Kitchen | 113419 | Kitchen | 0.000364
Chandelier (Hanging) | Incandescent |  | Globe | 3 | 40 | Kitchen | 113419 | Kitchen | 0.000364
Chandelier (Hanging) | Incandescent |  | Mini base | 5 | 40 | Dining Room | 1134110 | Dining Room | 0.000364
Table | Incandescent |  | 3-Way Incandescent | 1 | 100 | Living Room | 1134111 | Living Room | 0.000364
Floor lamp | Incandescent |  | 3-Way Incandescent | 1 | 100 | Living Room | 1134111 | Living Room | 0.000364
Floor lamp | Compact Fluorescent |  | Twist | 1 | 19 | Living Room | 1134111 | Living Room | 0.000364
Ceiling Fixture | Incandescent |  | Globe | 4 | 40 | Hall | 1134112 | Hall | 0.000364
Ceiling Fixture | Incandescent |  | Standard A Lamp | 2 | 60 | Office | 1134113 | Office | 0.000364
Table | Incandescent |  | 3-Way Incandescent | 1 | 100 | Office | 1134113 | Office | 0.000364
Ceiling Fixture | Compact Fluorescent |  | Twist | 2 | 19 | Bedroom | 1134114 | Bedroom | 0.000364
Table | Compact Fluorescent |  | Twist | 1 | 19 | Bedroom | 1134114 | Bedroom | 0.000364
Table | Incandescent |  | Standard A Lamp | 1 | 25 | Bedroom | 1134114 | Bedroom | 0.000364
Ceiling Fixture | Incandescent |  | Standard A Lamp | 1 | 40 | Bathroom | 1134115 | Bathroom | 0.000364
Ceiling Fixture | Incandescent |  | Heat Lamp | 1 | 250 | Bathroom | 1134115 | Bathroom | 0.000364
Ceiling Fixture | Incandescent |  | Standard A Lamp | 2 | 60 | Bedroom | 1134116 | Bedroom | 0.000364
Table | Incandescent |  | Standard A Lamp | 1 | 60 | Bedroom | 1134116 | Bedroom | 0.000364
Floor lamp | Halogen |  | MR | 1 | 50 | Laundry Room | 113421 | Laundry Room | 0.0012318
Ceiling Fixture | Compact Fluorescent |  | Twist | 1 | 15 | Laundry Room | 113422 | Laundry Room | 0.0012318
Ceiling Fixture | Compact Fluorescent |  | Twist | 1 | 15 | Closet | 113423 | Closet | 0.0012318
Wall Mount | Compact Fluorescent |  | Twist | 4 | 15 | Bathroom | 113424 | Bathroom | 0.0012318
Table | Compact Fluorescent |  | Twist | 1 | 15 | Garage | 113425 | Garage | 0.0012318
Table | Incandescent |  | Standard A Lamp | 1 | 60 | Garage | 113425 | Garage | 0.0012318
Ceiling Fixture | Linear Fluorescent | 48 | T-12 | 2 | 40 | Garage | 113425 | Garage | 0.0012318
Wall Mount | Compact Fluorescent |  | A shape bulb | 3 | 15 | Bathroom | 113426 | Bathroom | 0.0012318
Ceiling Fan | Incandescent |  | Clear | 4 | 25 | Laundry Room | 113427 | Laundry Room | 0.0012318
Recessed Can | Incandescent |  | Reflector | 1 | 65 | Kitchen | 113428 | Kitchen | 0.0012318
Track | Halogen |  | PAR | 5 | 50 | Kitchen | 113428 | Kitchen | 0.0012318
Other | Linear Fluorescent | 18 | T-8 | 2 | 20 | Kitchen | 113428 | Kitchen | 0.0012318
Ceiling Fixture | Compact Fluorescent |  | A shape bulb | 1 | 15 | Hall | 113429 | Hall | 0.0012318
Chandelier (Hanging) | Compact Fluorescent |  | Twist | 5 | 15 | Dining Room | 1134210 | Dining Room | 0.0012318
Ceiling Fixture | Compact Fluorescent |  | Twist | 2 | 15 | Bedroom | 1134211 | Bedroom | 0.0012318
Ceiling Fixture | Compact Fluorescent |  | Twist | 1 | 15 | Hall | 1134212 | Hall | 0.0012318
Ceiling Fixture | Compact Fluorescent |  | Twist | 2 | 15 | Bedroom | 1134213 | Bedroom | 0.0012318
Table | Compact Fluorescent |  | Twist | 1 | 15 | Bedroom | 1134213 | Bedroom | 0.0012318
Table | Compact Fluorescent |  | Twist | 1 | 22 | Master Bedroom | 1134214 | Master Bedroom | 0.0012318
Wall Mount | Compact Fluorescent |  | Twist | 3 | 15 | Bathroom | 113461 | Bathroom | 0.0012318
Ceiling Fixture | Compact Fluorescent |  | Twist | 2 | 15 | Bedroom | 113462 | Bedroom | 0.0012318
Ceiling Fan | Compact Fluorescent |  | Twist | 2 | 15 | Bedroom | 113463 | Bedroom | 0.0012318
Table | Compact Fluorescent |  | Twist | 1 | 15 | Bedroom | 113463 | Bedroom | 0.0012318
Ceiling Fixture | Compact Fluorescent |  | Twist | 1 | 15 | Closet | 113464 | Closet | 0.0012318
Chandelier (Hanging) | Compact Fluorescent |  | Twist | 3 | 15 | Dining Room | 113465 | Dining Room | 0.0012318
Ceiling Fixture | Linear Fluorescent | 48 | T-8 | 2 | 32 | Garage | 113466 | Garage | 0.0012318
Recessed Can | Compact Fluorescent |  | Reflector | 1 | 22 | Hall | 113467 | Hall | 0.0012318
Recessed Can | Compact Fluorescent |  | Reflector | 1 | 22 | Kitchen | 113468 | Kitchen | 0.0012318
Chandelier (Hanging) | Halogen |  | MR | 1 | 35 | Kitchen | 113468 | Kitchen | 0.0012318
Ceiling Fan | Compact Fluorescent |  | Twist | 1 | 15 | Laundry Room | 113469 | Laundry Room | 0.0012318
Chandelier (Hanging) | Compact Fluorescent |  | Twist | 3 | 15 | Living Room | 1134610 | Living Room | 0.0012318
Table | Compact Fluorescent |  | Twist | 1 | 15 | Living Room | 1134610 | Living Room | 0.0012318
Wall Mount | Compact Fluorescent |  | Twist | 4 | 15 | Bathroom | 1134611 | Bathroom | 0.0012318
Ceiling Fan | Compact Fluorescent |  | Twist | 3 | 15 | Master Bedroom | 1134612 | Master Bedroom | 0.0012318
Ceiling Fixture | Compact Fluorescent |  | Twist | 1 | 15 | Dining Room | 1134613 | Dining Room | 0.0012318
Chandelier (Hanging) | Incandescent |  | Globe | 1 | 60 | Dining Room | 113471 | Dining Room | 0.0012318
Ceiling Fixture | Incandescent |  | Standard A Lamp | 1 | 60 | Hall | 113472 | Hall | 0.0012318
Ceiling Fixture | Incandescent |  | Decorative | 1 | 60 | Garage | 113473 | Garage | 0.0012318
Ceiling Fixture | Compact Fluorescent |  | Twist | 2 | 15 | Bedroom | 113474 | Bedroom | 0.0012318
Recessed Can | Compact Fluorescent |  | Reflector | 1 | 15 | Hall | 113475 | Hall | 0.0012318
Wall Mount | Incandescent |  | Clear | 3 | 60 | Bathroom | 113476 | Bathroom | 0.0012318
Ceiling Fixture | Compact Fluorescent |  | Twist | 1 | 15 | Closet | 113477 | Closet | 0.0012318
Recessed Can | Incandescent |  | Reflector | 1 | 100 | Kitchen | 113478 | Kitchen | 0.0012318
Ceiling Fixture | Incandescent |  | Standard A Lamp | 1 | 60 | Laundry Room | 113479 | Laundry Room | 0.0012318
Ceiling Fixture | Compact Fluorescent |  | Twist | 2 | 15 | Living Room | 1134710 | Living Room | 0.0012318
Floor lamp | Incandescent |  | Standard A Lamp | 1 | 100 | Living Room | 1134710 | Living Room | 0.0012318
Floor lamp | Incandescent |  | 3-Way Incandescent | 1 | 150 | Living Room | 1134710 | Living Room | 0.0012318
Wall Mount | Incandescent |  | Globe | 4 | 60 | Bathroom | 1134711 | Bathroom | 0.0012318
Ceiling Fixture | Compact Fluorescent |  | Twist | 2 | 15 | Master Bedroom | 1134712 | Master Bedroom | 0.0012318
Ceiling Fan | Incandescent |  | Standard A Lamp | 1 | 60 | Master Bedroom | 1134712 | Master Bedroom | 0.0012318
Table | Incandescent |  | Standard A Lamp | 1 | 100 | Master Bedroom | 1134712 | Master Bedroom | 0.0012318
Ceiling Fixture | Compact Fluorescent |  | Twist | 1 | 15 | Office | 1134713 | Office | 0.0012318
Table | Incandescent |  | Mini base | 2 | 32 | Office | 1134713 | Office | 0.0012318
Ceiling Fixture | Compact Fluorescent |  | Twist | 3 | 15 | Dining Room | 1134714 | Dining Room | 0.0012318
Wall Mount | Linear Fluorescent | 48 | T-8 | 2 | 32 | Garage | 1134715 | Garage | 0.0012318
Wall Mount | Incandescent |  | Clear | 3 | 40 | Bathroom | 113491 | Bathroom | 0.0012318
Wall Mount | Incandescent |  | Clear | 4 | 60 | Bathroom | 113492 | Bathroom | 0.0012318
Ceiling Fixture | Incandescent |  | Standard A Lamp | 2 | 60 | Bedroom | 113493 | Bedroom | 0.0012318
Ceiling Fixture | Incandescent |  | Standard A Lamp | 2 | 60 | Bedroom | 113494 | Bedroom | 0.0012318
Ceiling Fixture | Incandescent |  | Standard A Lamp | 1 | 60 | Closet | 113495 | Closet | 0.0012318
Chandelier (Hanging) | Incandescent |  | Clear | 5 | 60 | Dining Room | 113496 | Dining Room | 0.0012318
Ceiling Fixture | Linear Fluorescent | 96 | T-12 | 2 | 40 | Garage | 113497 | Garage | 0.0012318
Ceiling Fixture | Incandescent |  | Standard A Lamp | 2 | 60 | Hall | 113498 | Hall | 0.0012318
Recessed Can | Incandescent |  | Reflector | 1 | 65 | Kitchen | 113499 | Kitchen | 0.0012318
Ceiling Fixture | Incandescent |  | Standard A Lamp | 2 | 40 | Laundry Room | 1134910 | Laundry Room | 0.0012318
Floor lamp | Compact Fluorescent |  | Twist | 1 | 15 | Living Room | 1134911 | Living Room | 0.0012318
Wall Mount | Incandescent |  | Clear | 4 | 60 | Bathroom | 1134912 | Bathroom | 0.0012318
Ceiling Fixture | Incandescent |  | Standard A Lamp | 2 | 60 | Master Bedroom | 1134913 | Master Bedroom | 0.0012318
Ceiling Fixture | Incandescent |  | Standard A Lamp | 1 | 60 | Hall | 1134914 | Hall | 0.0012318
Ceiling Fixture | Incandescent |  | Standard A Lamp | 1 | 60 | Bathroom | 113521 | Bathroom | 0.0017229
Recessed Can | Incandescent |  | Reflector | 1 | 75 | Bathroom | 113521 | Bathroom | 0.0017229
Ceiling Fixture | Compact Fluorescent |  | Twist | 2 | 15 | Bedroom | 113522 | Bedroom | 0.0017229
Track | Compact Fluorescent |  | Twist | 3 | 20 | Bedroom | 113522 | Bedroom | 0.0017229
Recessed Can | Compact Fluorescent |  | Reflector | 1 | 22 | Closet | 113523 | Closet | 0.0017229
Chandelier (Hanging) | Incandescent |  | Standard A Lamp | 3 | 60 | Dining Room | 113524 | Dining Room | 0.0017229
Chandelier (Hanging) | Incandescent |  | Standard A Lamp | 2 | 40 | Dining Room | 113524 | Dining Room | 0.0017229
Wall Mount | Incandescent |  | Standard A Lamp | 1 | 60 | Hall | 113525 | Hall | 0.0017229
Ceiling Fixture | Incandescent |  | Standard A Lamp | 1 | 60 | Hall | 113526 | Hall | 0.0017229
Recessed Can | Incandescent |  | Reflector | 1 | 65 | Kitchen | 113527 | Kitchen | 0.0017229
Other | Incandescent |  | Standard A Lamp | 2 | 40 | Kitchen | 113527 | Kitchen | 0.0017229
Ceiling Fixture | Incandescent |  | Standard A Lamp | 2 | 60 | Laundry Room | 113528 | Laundry Room | 0.0017229
Ceiling Fixture | Incandescent |  | Standard A Lamp | 1 | 40 | Laundry Room | 113528 | Laundry Room | 0.0017229
Ceiling Fixture | Compact Fluorescent |  | Twist | 2 | 15 | Living Room | 113529 | Living Room | 0.0017229
Floor lamp | Incandescent |  | Standard A Lamp | 1 | 75 | Living Room | 113529 | Living Room | 0.0017229
Wall Mount | Incandescent |  | Mini base | 1 | 60 | Living Room | 113529 | Living Room | 0.0017229
Table | Incandescent |  | 3-Way Incandescent | 1 | 100 | Living Room | 113529 | Living Room | 0.0017229
Wall Mount | Incandescent |  | Mini base | 1 | 60 | Bathroom | 1135210 | Bathroom | 0.0017229
Ceiling Fixture | Incandescent |  | Standard A Lamp | 1 | 60 | Bathroom | 1135210 | Bathroom | 0.0017229
Wall Mount | Incandescent |  | Reflector | 1 | 30 | Master Bedroom | 1135211 | Master Bedroom | 0.0017229
Table | Incandescent |  | 3-Way Incandescent | 1 | 100 | Master Bedroom | 1135211 | Master Bedroom | 0.0017229
Ceiling Fixture | Compact Fluorescent |  | Twist | 2 | 15 | Bedroom | 1135212 | Bedroom | 0.0017229
Ceiling Fixture | Incandescent |  | Standard A Lamp | 2 | 60 | Office | 1135213 | Office | 0.0017229
Table | Incandescent |  | Standard A Lamp | 1 | 60 | Office | 1135213 | Office | 0.0017229
Ceiling Fixture | Compact Fluorescent |  | Twist | 2 | 15 | Bathroom | 113751 | Bathroom | 0.00037892
Ceiling Fixture | Compact Fluorescent |  | Twist | 1 | 15 | Bedroom | 113752 | Bedroom | 0.00037892
Table | Incandescent |  | Standard A Lamp | 1 | 60 | Bedroom | 113752 | Bedroom | 0.00037892
Table | Incandescent |  | Decorative | 1 | 40 | Bedroom | 113752 | Bedroom | 0.00037892
Table | Halogen |  | Quartz Tube | 1 | 50 | Bedroom | 113752 | Bedroom | 0.00037892
Ceiling Fan | Incandescent |  | Standard A Lamp | 1 | 60 | Other | 113753 | Other | 0.00037892
Floor lamp | Other |  | LED Interior | 1 | 12 | Other | 113753 | Other | 0.00037892
Recessed Can | Incandescent |  | Standard A Lamp | 1 | 25 | Bathroom | 113754 | Bathroom | 0.00037892
Wall Mount | Incandescent |  | Decorative | 2 | 25 | Bathroom | 113754 | Bathroom | 0.00037892
Recessed Can | Compact Fluorescent |  | Twist | 1 | 15 | Other | 113755 | Other | 0.00037892
Chandelier (Hanging) | Incandescent |  | Decorative | 4 | 25 | Dining Room | 113756 | Dining Room | 0.00037892
Table | Incandescent |  | Standard A Lamp | 1 | 60 | Dining Room | 113756 | Dining Room | 0.00037892
Ceiling Fixture | Compact Fluorescent |  | Straight Tube | 3 | 15 | Hall | 113757 | Hall | 0.00037892
Track | Halogen |  | MR | 6 | 50 | Kitchen | 113758 | Kitchen | 0.00037892
Architectural | Halogen |  | MR | 3 | 50 | Kitchen | 113758 | Kitchen | 0.00037892
Recessed Can | Compact Fluorescent |  | Twist | 1 | 15 | Laundry Room | 113759 | Laundry Room | 0.00037892
Table | Incandescent |  | Standard A Lamp | 1 | 60 | Living Room | 1137510 | Living Room | 0.00037892
Table | Compact Fluorescent |  | Twist | 1 | 15 | Living Room | 1137510 | Living Room | 0.00037892
Floor lamp | Halogen |  | Other | 1 | 50 | Living Room | 1137510 | Living Room | 0.00037892
Table | Incandescent |  | Decorative | 1 | 40 | Living Room | 1137510 | Living Room | 0.00037892
Recessed Can | Compact Fluorescent |  | Twist | 1 | 15 | Bathroom | 1137511 | Bathroom | 0.00037892
Recessed Can | Incandescent |  | Heat Lamp | 1 | 60 | Bathroom | 1137511 | Bathroom | 0.00037892
Wall Mount | Compact Fluorescent |  | Twist | 3 | 15 | Bathroom | 1137511 | Bathroom | 0.00037892
Ceiling Fixture | Compact Fluorescent |  | Straight Tube | 3 | 15 | Bedroom | 1137512 | Bedroom | 0.00037892
Table | Halogen |  | Other | 1 | 30 | Bedroom | 1137512 | Bedroom | 0.00037892
Table | Halogen |  | Other | 1 | 30 | Bedroom | 1137512 | Bedroom | 0.00037892
Chandelier (Hanging) | Incandescent |  | Standard A Lamp | 3 | 40 | Bedroom | 1137512 | Bedroom | 0.00037892
Ceiling Fixture | Compact Fluorescent |  | Twist | 1 | 15 | Closet | 1137513 | Closet | 0.00037892
Ceiling Fixture | Compact Fluorescent |  | Straight Tube | 3 | 15 | Office | 1137514 | Office | 0.00037892
Table | Halogen |  | MR | 1 | 50 | Office | 1137514 | Office | 0.00037892
Table | Compact Fluorescent |  | Straight Tube | 1 | 15 | Office | 1137514 | Office | 0.00037892
Floor lamp | Compact Fluorescent |  | Twist | 1 | 15 | Office | 1137514 | Office | 0.00037892
Recessed Can | Incandescent |  | Standard A Lamp | 1 | 25 | Bedroom | 1137515 | Bedroom | 0.00037892
Recessed Can | Incandescent |  | Standard A Lamp | 1 | 25 | Family Room | 1137516 | Family Room | 0.00037892
Table | Halogen |  | Other | 1 | 50 | Family Room | 1137516 | Family Room | 0.00037892
Ceiling Fixture | Incandescent |  | Standard A Lamp | 1 | 60 | Family Room | 1137516 | Family Room | 0.00037892
Wall Mount | Compact Fluorescent |  | Twist | 2 | 15 | Bathroom | 113771 | Bathroom | 0.0012318
Ceiling Fixture | Compact Fluorescent |  | Twist | 1 | 15 | Bathroom | 113772 | Bathroom | 0.0012318
Wall Mount | Compact Fluorescent |  | Globe | 8 | 22 | Bathroom | 113772 | Bathroom | 0.0012318
Wall Mount | Incandescent |  | Globe | 5 | 40 | Bathroom | 113773 | Bathroom | 0.0012318
Ceiling Fixture | Compact Fluorescent |  | Twist | 1 | 15 | Bathroom | 113773 | Bathroom | 0.0012318
Wall Mount | Compact Fluorescent |  | Twist | 1 | 15 | Other | 113774 | Other | 0.0012318
Floor lamp | Incandescent |  | Standard A Lamp | 1 | 150 | Family Room | 113775 | Family Room | 0.0012318
Floor lamp | Compact Fluorescent |  | Twist | 1 | 15 | Family Room | 113775 | Family Room | 0.0012318
Wall Mount | Compact Fluorescent |  | Twist | 1 | 15 | Family Room | 113775 | Family Room | 0.0012318
Ceiling Fixture | Compact Fluorescent |  | Twist | 1 | 15 | Family Room | 113776 | Family Room | 0.0012318
Floor lamp | Compact Fluorescent |  | Twist | 3 | 15 | Family Room | 113776 | Family Room | 0.0012318
Ceiling Fixture | Linear Fluorescent | 48 | T-12 | 2 | 40 | Garage | 113777 | Garage | 0.0012318
Ceiling Fixture | Linear Fluorescent | 48 | T-8 | 2 | 32 | Garage | 113777 | Garage | 0.0012318
Garage door opener | Incandescent |  | Standard A Lamp | 1 | 60 | Garage | 113777 | Garage | 0.0012318
Ceiling Fixture | Compact Fluorescent |  | Twist | 1 | 15 | Hall | 113778 | Hall | 0.0012318
Ceiling Fixture | Compact Fluorescent |  | Twist | 1 | 15 | Hall | 113779 | Hall | 0.0012318
Recessed Can | Compact Fluorescent |  | Flood | 1 | 15 | Kitchen | 1137710 | Kitchen | 0.0012318
Chandelier (Hanging) | Compact Fluorescent |  | Flood | 1 | 15 | Kitchen | 1137710 | Kitchen | 0.0012318
Ceiling Fixture | Incandescent |  | Standard A Lamp | 1 | 60 | Kitchen | 1137710 | Kitchen | 0.0012318
Ceiling Fixture | Compact Fluorescent |  | Twist | 1 | 15 | Kitchen | 1137710 | Kitchen | 0.0012318
Ceiling Fixture | Compact Fluorescent |  | A shape bulb | 1 | 15 | Laundry Room | 1137711 | Laundry Room | 0.0012318
Chandelier (Hanging) | Incandescent |  | Globe | 5 | 40 | Living Room | 1137712 | Living Room | 0.0012318
Table | Incandescent |  | 3-Way Incandescent | 1 | 75 | Living Room | 1137712 | Living Room | 0.0012318
Ceiling Fan | Incandescent |  | Standard A Lamp | 3 | 40 | Master Bedroom | 1137713 | Master Bedroom | 0.0012318
Table | Compact Fluorescent |  | Twist | 1 | 15 | Master Bedroom | 1137713 | Master Bedroom | 0.0012318
Table | Incandescent |  | Standard A Lamp | 1 | 60 | Master Bedroom | 1137713 | Master Bedroom | 0.0012318
Ceiling Fixture | Compact Fluorescent |  | Twist | 2 | 15 | Office | 1137714 | Office | 0.0012318
Table | Compact Fluorescent |  | Twist | 1 | 22 | Office | 1137714 | Office | 0.0012318
Table | Compact Fluorescent |  | Twist | 1 | 15 | Office | 1137714 | Office | 0.0012318
Ceiling Fixture | Compact Fluorescent |  | Twist | 1 | 15 | Other | 1137715 | Other | 0.0012318
Table | Compact Fluorescent |  | Twist | 1 | 15 | Other | 1137715 | Other | 0.0012318
Ceiling Fixture | Compact Fluorescent |  | Twist | 1 | 13 | Closet | 1137716 | Closet | 0.0012318
Ceiling Fixture | Compact Fluorescent |  | Twist | 1 | 15 | Other | 1137717 | Other | 0.0012318
Floor lamp | Compact Fluorescent |  | Twist | 2 | 15 | Other | 1137717 | Other | 0.0012318
High bay | Compact Fluorescent |  | Reflector | 1 | 22 | Master Bedroom | 114091 | Master Bedroom | 0.00029524
Ceiling Fixture | Incandescent |  | Standard A Lamp | 1 | 60 | Bedroom | 114092 | Bedroom | 0.00029524
Wall Mount | Incandescent |  | Standard A Lamp | 3 | 60 | Bathroom | 114093 | Bathroom | 0.00029524
Ceiling Fixture | Linear Fluorescent | 24 | T-8 | 2 | 32 | Garage | 114094 | Garage | 0.00029524
Garage door opener | Incandescent |  | Standard A Lamp | 2 | 60 | Garage | 114094 | Garage | 0.00029524
Wall Mount | Incandescent |  | Standard A Lamp | 2 | 60 | Bathroom | 114095 | Bathroom | 0.00029524
Recessed Can | Compact Fluorescent |  | Reflector | 1 | 22 | Hall | 114096 | Hall | 0.00029524
Ceiling Fixture | Incandescent |  | Standard A Lamp | 1 | 60 | Kitchen | 114097 | Kitchen | 0.00029524
Table | Incandescent |  | Standard A Lamp | 1 | 60 | Living Room | 114098 | Living Room | 0.00029524
Recessed Can | Compact Fluorescent |  | Twist | 1 | 22 | Hall | 114099 | Hall | 0.00029524
Ceiling Fixture | Incandescent |  | Standard A Lamp | 2 | 60 | Family Room | 114111 | Family Room | 0.000364
Wall Mount | Compact Fluorescent |  | Twist | 4 | 13 | Bathroom | 114112 | Bathroom | 0.000364
Ceiling Fixture | Compact Fluorescent |  | Twist | 2 | 13 | Bedroom | 114113 | Bedroom | 0.000364
Table | Incandescent |  | 3-Way Incandescent | 1 | 100 | Bedroom | 114113 | Bedroom | 0.000364
Ceiling Fixture | Compact Fluorescent |  | Twist | 2 | 13 | Bedroom | 114114 | Bedroom | 0.000364
Ceiling Fixture | Compact Fluorescent |  | Twist | 3 | 13 | Bedroom | 114115 | Bedroom | 0.000364
Table | Compact Fluorescent |  | Twist | 1 | 13 | Bedroom | 114115 | Bedroom | 0.000364
Ceiling Fixture | Incandescent |  | Standard A Lamp | 1 | 60 | Closet | 114116 | Closet | 0.000364
Chandelier (Hanging) | Incandescent |  | Standard A Lamp | 3 | 75 | Dining Room | 114117 | Dining Room | 0.000364
Floor lamp | Incandescent |  | 3-Way Incandescent | 1 | 100 | Family Room | 114118 | Family Room | 0.000364
Ceiling Fixture | Compact Fluorescent |  | Twist | 1 | 22 | Garage | 114119 | Garage | 0.000364
Ceiling Fixture | Linear Fluorescent | 48 | T-12 | 2 | 40 | Garage | 114119 | Garage | 0.000364
Garage door opener | Incandescent |  | Clear | 1 | 75 | Garage | 114119 | Garage | 0.000364
Ceiling Fixture | Compact Fluorescent |  | Twist | 2 | 13 | Hall | 1141110 | Hall | 0.000364
Ceiling Fixture | Compact Fluorescent |  | Twist | 2 | 13 | Hall | 1141111 | Hall | 0.000364
Ceiling Fixture | Halogen |  | MR | 4 | 50 | Kitchen | 1141112 | Kitchen | 0.000364
Wall Mount | Halogen |  | Quartz Tube | 2 | 100 | Kitchen | 1141112 | Kitchen | 0.000364
Ceiling Fixture | Compact Fluorescent |  | Twist | 2 | 13 | Laundry Room | 1141113 | Laundry Room | 0.000364
Ceiling Fixture | Halogen |  | MR | 4 | 50 | Office | 1141114 | Office | 0.000364
Chandelier (Hanging) | Compact Fluorescent |  | Twist | 3 | 13 | Other | 1141115 | Other | 0.000364
Ceiling Fan | Incandescent |  | Clear | 4 | 60 | Family Room | 114141 | Family Room | 0.0012318
Recessed Can | Incandescent |  | Reflector | 1 | 65 | Family Room | 114141 | Family Room | 0.0012318
Ceiling Fixture | Linear Fluorescent | 96 | T-8 | 2 | 75 | Garage | 114142 | Garage | 0.0012318
Ceiling Fixture | Linear Fluorescent | 48 | T-8 | 2 | 32 | Garage | 114142 | Garage | 0.0012318
Ceiling Fixture | Linear Fluorescent | 48 | T-12 | 2 | 40 | Garage | 114142 | Garage | 0.0012318
Ceiling Fixture | Incandescent |  | Standard A Lamp | 1 | 60 | Garage | 114142 | Garage | 0.0012318
Ceiling Fixture | Incandescent |  | Standard A Lamp | 1 | 100 | Closet | 114143 | Closet | 0.0012318
Ceiling Fixture | Compact Fluorescent |  | Twist | 3 | 23 | Family Room | 114144 | Family Room | 0.0012318
Ceiling Fixture | Compact Fluorescent |  | Circline (Screw Base) | 1 | 23 | Family Room | 114144 | Family Room | 0.0012318
Floor lamp | Incandescent |  | 3-Way Incandescent | 1 | 100 | Family Room | 114144 | Family Room | 0.0012318
Floor lamp | Incandescent |  | 3-Way Incandescent | 1 | 200 | Family Room | 114144 | Family Room | 0.0012318
Table | Incandescent |  | Standard A Lamp | 1 | 60 | Family Room | 114144 | Family Room | 0.0012318
Ceiling Fixture | Incandescent |  | Standard A Lamp | 1 | 60 | Laundry Room | 114145 | Laundry Room | 0.0012318
Ceiling Fixture | Incandescent |  | Standard A Lamp | 1 | 75 | Garage | 114146 | Garage | 0.0012318
Garage door opener | Incandescent |  | Standard A Lamp | 2 | 40 | Garage | 114146 | Garage | 0.0012318
Ceiling Fixture | Incandescent |  | Standard A Lamp | 2 | 60 | Garage | 114146 | Garage | 0.0012318
Track | Halogen |  | PAR | 4 | 50 | Kitchen | 114147 | Kitchen | 0.0012318
Ceiling Fixture | Incandescent |  | Standard A Lamp | 2 | 60 | Kitchen | 114147 | Kitchen | 0.0012318
Other | Halogen |  | MR | 1 | 25 | Kitchen | 114147 | Kitchen | 0.0012318
Torchiere | Halogen |  | Quartz Tube | 1 | 300 | Living Room | 114148 | Living Room | 0.0012318
Ceiling Fixture | Incandescent |  | Standard A Lamp | 1 | 75 | Living Room | 114148 | Living Room | 0.0012318
Ceiling Fixture | Incandescent |  | Standard A Lamp | 1 | 60 | Hall | 114149 | Hall | 0.0012318
Wall Mount | Incandescent |  | Standard A Lamp | 3 | 60 | Bathroom | 1141410 | Bathroom | 0.0012318
Ceiling Fixture | Incandescent |  | Standard A Lamp | 2 | 40 | Master Bedroom | 1141411 | Master Bedroom | 0.0012318
Table | Incandescent |  | Standard A Lamp | 1 | 150 | Master Bedroom | 1141411 | Master Bedroom | 0.0012318
Ceiling Fixture | Incandescent |  | Standard A Lamp | 2 | 75 | Bedroom | 1141412 | Bedroom | 0.0012318
Ceiling Fixture | Incandescent |  | Standard A Lamp | 2 | 60 | Office | 1141413 | Office | 0.0012318
Table | Incandescent |  | Standard A Lamp | 1 | 75 | Office | 1141413 | Office | 0.0012318
Chandelier (Hanging) | Incandescent |  | Standard A Lamp | 1 | 75 | Hall | 1141414 | Hall | 0.0012318
Wall Mount | Incandescent |  | Standard A Lamp | 3 | 75 | Bathroom | 114161 | Bathroom | 0.00049795
Ceiling Fixture | Compact Fluorescent |  | Twist | 2 | 15 | Bedroom | 114162 | Bedroom | 0.00049795
Table | Compact Fluorescent |  | Twist | 1 | 15 | Bedroom | 114162 | Bedroom | 0.00049795
Chandelier (Hanging) | Compact Fluorescent |  | Twist | 1 | 15 | Bedroom | 114163 | Bedroom | 0.00049795
Ceiling Fixture | Compact Fluorescent |  | Twist | 2 | 15 | Closet | 114164 | Closet | 0.00049795
Chandelier (Hanging) | Incandescent |  | Standard A Lamp | 5 | 60 | Dining Room | 114165 | Dining Room | 0.00049795
Chandelier (Hanging) | Compact Fluorescent |  | Twist | 3 | 15 | Hall | 114166 | Hall | 0.00049795
Ceiling Fixture | Compact Fluorescent |  | Twist | 1 | 22 | Garage | 114167 | Garage | 0.00049795
Garage door opener | Incandescent |  | Standard A Lamp | 1 | 60 | Garage | 114167 | Garage | 0.00049795
Recessed Can | Compact Fluorescent |  | Reflector | 2 | 15 | Kitchen | 114168 | Kitchen | 0.00049795
Ceiling Fixture | Incandescent |  | Standard A Lamp | 2 | 40 | Living Room | 114169 | Living Room | 0.00049795
Recessed Can | Compact Fluorescent |  | Twist | 1 | 15 | Other | 1141610 | Other | 0.00049795
Floor lamp | Halogen |  | Quartz Tube | 1 | 30 | Other | 1141610 | Other | 0.00049795
Floor lamp | Compact Fluorescent |  | Twist | 1 | 15 | Living Room | 1141611 | Living Room | 0.00049795
Table | Compact Fluorescent |  | Twist | 1 | 15 | Living Room | 1141611 | Living Room | 0.00049795
Wall Mount | Incandescent |  | Standard A Lamp | 3 | 75 | Bathroom | 1141612 | Bathroom | 0.00049795
Ceiling Fixture | Incandescent |  | Decorative | 2 | 60 | Bathroom | 1141612 | Bathroom | 0.00049795
Ceiling Fan | Compact Fluorescent |  | Twist | 3 | 15 | Master Bedroom | 1141613 | Master Bedroom | 0.00049795
Wall Mount | Incandescent |  | Standard A Lamp | 2 | 75 | Bathroom | 1141614 | Bathroom | 0.00049795
Chandelier (Hanging) | Incandescent |  | Standard A Lamp | 3 | 60 | Hall | 1141615 | Hall | 0.00049795
Recessed Can | Compact Fluorescent |  | Reflector | 1 | 15 | Family Room | 1141616 | Family Room | 0.00049795
Table | Compact Fluorescent |  | Twist | 2 | 15 | Family Room | 1141616 | Family Room | 0.00049795
Ceiling Fan | Incandescent |  | Standard A Lamp | 1 | 60 | Bedroom | 114171 | Bedroom | 0.0012318
Table | Incandescent |  | Standard A Lamp | 1 | 60 | Bedroom | 114171 | Bedroom | 0.0012318
Ceiling Fixture | Incandescent |  | Standard A Lamp | 2 | 60 | Bedroom | 114172 | Bedroom | 0.0012318
Table | Incandescent |  | Standard A Lamp | 1 | 60 | Bedroom | 114172 | Bedroom | 0.0012318
Wall Mount | Incandescent |  | Clear | 4 | 60 | Bathroom | 114173 | Bathroom | 0.0012318
Ceiling Fixture | Incandescent |  | Standard A Lamp | 1 | 60 | Office | 114174 | Office | 0.0012318
Floor lamp | Incandescent |  | Standard A Lamp | 1 | 60 | Office | 114174 | Office | 0.0012318
Ceiling Fixture | Linear Fluorescent | 48 | T-12 | 2 | 40 | Garage | 114175 | Garage | 0.0012318
Garage door opener | Incandescent |  | Standard A Lamp | 1 | 60 | Garage | 114175 | Garage | 0.0012318
Ceiling Fixture | Compact Fluorescent |  | A shape bulb | 1 | 22 | Garage | 114175 | Garage | 0.0012318
Ceiling Fixture | Compact Fluorescent |  | Twist | 2 | 15 | Master Bedroom | 114176 | Master Bedroom | 0.0012318
Table | Halogen |  | PAR | 1 | 20 | Master Bedroom | 114176 | Master Bedroom | 0.0012318
Table | Compact Fluorescent |  | Twist | 1 | 15 | Master Bedroom | 114176 | Master Bedroom | 0.0012318
Ceiling Fixture | Incandescent |  | Standard A Lamp | 1 | 40 | Closet | 114177 | Closet | 0.0012318
Ceiling Fixture | Compact Fluorescent |  | Twist | 2 | 15 | Bathroom | 114178 | Bathroom | 0.0012318
Wall Mount | Incandescent |  | Standard A Lamp | 4 | 60 | Bathroom | 114178 | Bathroom | 0.0012318
Ceiling Fixture | Incandescent |  | Standard A Lamp | 2 | 60 | Hall | 114179 | Hall | 0.0012318
Floor lamp | Compact Fluorescent |  | Twist | 2 | 15 | Living Room | 1141710 | Living Room | 0.0012318
Ceiling Fixture | Incandescent |  | Standard A Lamp | 3 | 60 | Dining Room | 1141711 | Dining Room | 0.0012318
Ceiling Fixture | Halogen |  | PAR | 1 | 150 | Kitchen | 1141712 | Kitchen | 0.0012318
Ceiling Fan | Incandescent |  | Clear | 4 | 60 | Hall | 1141713 | Hall | 0.0012318
Ceiling Fixture | Incandescent |  | Globe | 1 | 40 | Bathroom | 114181 | Bathroom | 0.0017229
Ceiling Fixture | Compact Fluorescent |  | Twist | 1 | 14 | Bedroom | 114182 | Bedroom | 0.0017229
Table | Incandescent |  | Mini base | 3 | 60 | Bedroom | 114182 | Bedroom | 0.0017229
Ceiling Fixture | Compact Fluorescent |  | Twist | 1 | 14 | Bedroom | 114183 | Bedroom | 0.0017229
Table | Compact Fluorescent |  | Twist | 1 | 14 | Bedroom | 114183 | Bedroom | 0.0017229
Chandelier (Hanging) | Compact Fluorescent |  | Twist | 1 | 14 | Dining Room | 114184 | Dining Room | 0.0017229
Ceiling Fixture | Incandescent |  | Standard A Lamp | 1 | 135 | Garage | 114185 | Garage | 0.0017229
Ceiling Fixture | Incandescent |  | Standard A Lamp | 2 | 60 | Garage | 114185 | Garage | 0.0017229
Ceiling Fixture | Compact Fluorescent |  | Twist | 1 | 14 | Hall | 114186 | Hall | 0.0017229
Ceiling Fixture | Compact Fluorescent |  | Circline (Screw Base) | 1 | 22 | Kitchen | 114187 | Kitchen | 0.0017229
Recessed Can | Incandescent |  | Reflector | 1 | 65 | Kitchen | 114187 | Kitchen | 0.0017229
Chandelier (Hanging) | Compact Fluorescent |  | Twist | 1 | 13 | Kitchen | 114187 | Kitchen | 0.0017229
Ceiling Fan | Compact Fluorescent |  | Twist | 1 | 14 | Living Room | 114188 | Living Room | 0.0017229
Ceiling Fixture | Compact Fluorescent |  | Twist | 1 | 14 | Living Room | 114188 | Living Room | 0.0017229
Table | Compact Fluorescent |  | Twist | 2 | 14 | Living Room | 114188 | Living Room | 0.0017229
Wall Mount | Compact Fluorescent |  | Twist | 3 | 14 | Bathroom | 114189 | Bathroom | 0.0017229
Ceiling Fan | Compact Fluorescent |  | Twist | 2 | 14 | Master Bedroom | 1141810 | Master Bedroom | 0.0017229
Table | Incandescent |  | Globe | 1 | 40 | Master Bedroom | 1141810 | Master Bedroom | 0.0017229
Ceiling Fixture | Incandescent |  | Standard A Lamp | 1 | 60 | Bathroom | 114201 | Bathroom | 0.0017229
Wall Mount | Incandescent |  | Standard A Lamp | 3 | 60 | Bathroom | 114201 | Bathroom | 0.0017229
Ceiling Fixture | Incandescent |  | Standard A Lamp | 1 | 60 | Bathroom | 114202 | Bathroom | 0.0017229
Table | Incandescent |  | Standard A Lamp | 1 | 60 | Bedroom | 114203 | Bedroom | 0.0017229
Ceiling Fan | Incandescent |  | Standard A Lamp | 3 | 65 | Bedroom | 114203 | Bedroom | 0.0017229
Table | Compact Fluorescent |  | Pin base | 1 | 15 | Bedroom | 114203 | Bedroom | 0.0017229
Table | Incandescent |  | Standard A Lamp | 1 | 60 | Bedroom | 114204 | Bedroom | 0.0017229
Ceiling Fan | Incandescent |  | Standard A Lamp | 3 | 60 | Bedroom | 114204 | Bedroom | 0.0017229
Ceiling Fixture | Incandescent |  | Standard A Lamp | 1 | 60 | Closet | 114205 | Closet | 0.0017229
Table | Incandescent |  | Standard A Lamp | 1 | 60 | Family Room | 114206 | Family Room | 0.0017229
Ceiling Fixture | Incandescent |  | Standard A Lamp | 1 | 60 | Family Room | 114206 | Family Room | 0.0017229
Ceiling Fan | Incandescent |  | Standard A Lamp | 3 | 60 | Family Room | 114206 | Family Room | 0.0017229
Ceiling Fixture | Incandescent |  | Standard A Lamp | 1 | 60 | Garage | 114207 | Garage | 0.0017229
Garage door opener | Incandescent |  | Standard A Lamp | 2 | 60 | Garage | 114207 | Garage | 0.0017229
Ceiling Fixture | Incandescent |  | Standard A Lamp | 1 | 60 | Hall | 114208 | Hall | 0.0017229
Ceiling Fixture | Incandescent |  | Standard A Lamp | 3 | 60 | Kitchen | 114209 | Kitchen | 0.0017229
Recessed - other | Incandescent |  | Standard A Lamp | 1 | 40 | Kitchen | 114209 | Kitchen | 0.0017229
Ceiling Fixture | Linear Fluorescent | 36 | T-12 | 1 | 40 | Kitchen | 114209 | Kitchen | 0.0017229
Ceiling Fixture | Incandescent |  | Standard A Lamp | 1 | 60 | Laundry Room | 1142010 | Laundry Room | 0.0017229
Chandelier (Hanging) | Incandescent |  | Standard A Lamp | 5 | 60 | Living Room | 1142011 | Living Room | 0.0017229
Floor lamp | Incandescent |  | Standard A Lamp | 1 | 60 | Living Room | 1142011 | Living Room | 0.0017229
Ceiling Fan | Incandescent |  | Decorative | 3 | 40 | Living Room | 1142011 | Living Room | 0.0017229
Ceiling Fixture | Incandescent |  | Standard A Lamp | 1 | 60 | Living Room | 1142011 | Living Room | 0.0017229
Wall Mount | Incandescent |  | Globe | 8 | 25 | Bathroom | 114371 | Bathroom | 0.00037892
Ceiling Fixture | Incandescent |  | Standard A Lamp | 2 | 100 | Bathroom | 114371 | Bathroom | 0.00037892
Ceiling Fixture | Incandescent |  | Standard A Lamp | 1 | 100 | Hall | 114372 | Hall | 0.00037892
Recessed Can | Incandescent |  | Reflector | 1 | 65 | Hall | 114373 | Hall | 0.00037892
Recessed Can | Incandescent |  | Reflector | 1 | 65 | Closet | 114374 | Closet | 0.00037892
Ceiling Fan | Compact Fluorescent |  | Twist | 4 | 13 | Other | 114375 | Other | 0.00037892
Floor lamp | Incandescent |  | Standard A Lamp | 2 | 100 | Dining Room | 114376 | Dining Room | 0.00037892
Chandelier (Hanging) | Incandescent |  | Reflector | 4 | 65 | Dining Room | 114376 | Dining Room | 0.00037892
Wall Mount | Incandescent |  | Standard A Lamp | 1 | 75 | Other | 114377 | Other | 0.00037892
Recessed Can | Incandescent |  | Reflector | 1 | 65 | Bedroom | 114378 | Bedroom | 0.00037892
Ceiling Fixture | Incandescent |  | Standard A Lamp | 1 | 65 | Bedroom | 114378 | Bedroom | 0.00037892
Floor lamp | Incandescent |  | Decorative | 6 | 25 | Living Room | 114379 | Living Room | 0.00037892
Floor lamp | Incandescent |  | Decorative | 1 | 25 | Living Room | 114379 | Living Room | 0.00037892
Table | Incandescent |  | Colored | 1 | 25 | Living Room | 114379 | Living Room | 0.00037892
Table | Compact Fluorescent |  | Twist | 1 | 13 | Living Room | 114379 | Living Room | 0.00037892
Recessed Can | Incandescent |  | Reflector | 1 | 65 | Family Room | 1143710 | Family Room | 0.00037892
Recessed Can | Incandescent |  | Reflector | 1 | 30 | Family Room | 1143710 | Family Room | 0.00037892
Wall Mount | Incandescent |  | Standard A Lamp | 3 | 100 | Garage | 1143711 | Garage | 0.00037892
Ceiling Fan | Incandescent |  | 3-Way Incandescent | 4 | 150 | Bedroom | 1143712 | Bedroom | 0.00037892
Table | Compact Fluorescent |  | A shape bulb | 1 | 15 | Bedroom | 1143712 | Bedroom | 0.00037892
Ceiling Fan | Incandescent |  | Standard A Lamp | 4 | 60 | Bedroom | 1143713 | Bedroom | 0.00037892
Table | Incandescent |  | Colored | 1 | 40 | Bedroom | 1143713 | Bedroom | 0.00037892
Recessed Can | Halogen |  | PAR | 1 | 90 | Kitchen | 1143714 | Kitchen | 0.00037892
Other | Halogen |  | Other | 1 | 20 | Kitchen | 1143714 | Kitchen | 0.00037892
Chandelier (Hanging) | Incandescent |  | Standard A Lamp | 1 | 40 | Kitchen | 1143714 | Kitchen | 0.00037892
Recessed Can | Incandescent |  | Reflector | 1 | 30 | Bathroom | 1143716 | Bathroom | 0.00037892
Ceiling Fan | Incandescent |  | Standard A Lamp | 4 | 40 | Master Bedroom | 1143717 | Master Bedroom | 0.00037892
Table | Incandescent |  | Standard A Lamp | 1 | 40 | Master Bedroom | 1143717 | Master Bedroom | 0.00037892
Wall Mount | Incandescent |  | Colored | 1 | 40 | Master Bedroom | 1143717 | Master Bedroom | 0.00037892
Low bay | Linear Fluorescent | 12 | T-4 | 1 | 8 | Closet | 1143718 | Closet | 0.00037892
Recessed Can | Incandescent |  | Reflector | 1 | 65 | Office | 1143719 | Office | 0.00037892
Ceiling Fixture | Incandescent |  | Standard A Lamp | 1 | 40 | Hall | 1143720 | Hall | 0.00037892
Wall Mount | Incandescent |  | Standard A Lamp | 2 | 40 | Bathroom | 114391 | Bathroom | 0.0017229
Wall Mount | Incandescent |  | Standard A Lamp | 2 | 100 | Bathroom | 114391 | Bathroom | 0.0017229
Ceiling Fixture | Incandescent |  | Standard A Lamp | 2 | 75 | Bedroom | 114392 | Bedroom | 0.0017229
Chandelier (Hanging) | Incandescent |  | Decorative | 3 | 40 | Other | 114393 | Other | 0.0017229
Ceiling Fixture | Linear Fluorescent | 48 | T-12 | 2 | 32 | Garage | 114394 | Garage | 0.0017229
Recessed Can | Incandescent |  | Reflector | 1 | 65 | Hall | 114395 | Hall | 0.0017229
Chandelier (Hanging) | Incandescent |  | Standard A Lamp | 1 | 40 | Kitchen | 114396 | Kitchen | 0.0017229
Recessed Can | Incandescent |  | Reflector | 1 | 65 | Kitchen | 114396 | Kitchen | 0.0017229
Floor lamp | Incandescent |  | Standard A Lamp | 1 | 100 | Living Room | 114397 | Living Room | 0.0017229
Floor lamp | Incandescent |  | 3-Way Incandescent | 1 | 150 | Living Room | 114397 | Living Room | 0.0017229
Chandelier (Hanging) | Incandescent |  | Standard A Lamp | 3 | 40 | Living Room | 114397 | Living Room | 0.0017229
Wall Mount | Incandescent |  | Standard A Lamp | 3 | 40 | Bathroom | 114398 | Bathroom | 0.0017229
Floor lamp | Incandescent |  | Standard A Lamp | 1 | 75 | Master Bedroom | 114399 | Master Bedroom | 0.0017229
Floor lamp | Incandescent |  | Standard A Lamp | 1 | 60 | Master Bedroom | 114399 | Master Bedroom | 0.0017229
Floor lamp | Compact Fluorescent |  | Twist | 2 | 23 | Master Bedroom | 114399 | Master Bedroom | 0.0017229
Ceiling Fixture | Incandescent |  | Standard A Lamp | 2 | 75 | Office | 1143910 | Office | 0.0017229
Floor lamp | Incandescent |  | Decorative | 1 | 40 | Office | 1143910 | Office | 0.0017229
Recessed Can | Incandescent |  | Standard A Lamp | 1 | 60 | Living Room | 114521 | Living Room | 0.0017229
Recessed Can | Incandescent |  | Reflector | 1 | 65 | Living Room | 114521 | Living Room | 0.0017229
Wall Mount | Incandescent |  | Standard A Lamp | 1 | 60 | Bathroom | 114522 | Bathroom | 0.0017229
Ceiling Fixture | Incandescent |  | Standard A Lamp | 3 | 40 | Bathroom | 114523 | Bathroom | 0.0017229
Wall Mount | Incandescent |  | Standard A Lamp | 2 | 40 | Bathroom | 114523 | Bathroom | 0.0017229
Ceiling Fixture | Incandescent |  | Standard A Lamp | 1 | 60 | Bathroom | 114524 | Bathroom | 0.0017229
Wall Mount | Incandescent |  | Standard A Lamp | 2 | 40 | Bathroom | 114524 | Bathroom | 0.0017229
Wall Mount | Incandescent |  | Standard A Lamp | 2 | 40 | Bathroom | 114525 | Bathroom | 0.0017229
Recessed - other | Halogen |  | MR | 2 | 75 | Bathroom | 114525 | Bathroom | 0.0017229
Ceiling Fixture | Incandescent |  | Standard A Lamp | 3 | 60 | Bedroom | 114526 | Bedroom | 0.0017229
Table | Incandescent |  | 3-Way Incandescent | 1 | 75 | Bedroom | 114526 | Bedroom | 0.0017229
Table | Compact Fluorescent |  | Twist | 2 | 15 | Bedroom | 114526 | Bedroom | 0.0017229
Table | Incandescent |  | Standard A Lamp | 2 | 60 | Master Bedroom | 114527 | Master Bedroom | 0.0017229
Table | Incandescent |  | Standard A Lamp | 1 | 60 | Master Bedroom | 114527 | Master Bedroom | 0.0017229
Ceiling Fixture | Incandescent |  | Standard A Lamp | 2 | 60 | Bedroom | 114528 | Bedroom | 0.0017229
Table | Incandescent |  | 3-Way Incandescent | 1 | 100 | Bedroom | 114528 | Bedroom | 0.0017229
Ceiling Fixture | Incandescent |  | Standard A Lamp | 2 | 60 | Bedroom | 114529 | Bedroom | 0.0017229
Ceiling Fixture | Incandescent |  | Standard A Lamp | 2 | 60 | Bedroom | 1145210 | Bedroom | 0.0017229
Table | Incandescent |  | Standard A Lamp | 1 | 60 | Bedroom | 1145210 | Bedroom | 0.0017229
Ceiling Fixture | Incandescent |  | Standard A Lamp | 1 | 60 | Other | 1145211 | Other | 0.0017229
Chandelier (Hanging) | Incandescent |  | Decorative | 4 | 40 | Dining Room | 1145212 | Dining Room | 0.0017229
Ceiling Fixture | Incandescent |  | Standard A Lamp | 1 | 60 | Other | 1145213 | Other | 0.0017229
Ceiling Fixture | Incandescent |  | Standard A Lamp | 1 | 60 | Hall | 1145214 | Hall | 0.0017229
Ceiling Fixture | Incandescent |  | Standard A Lamp | 2 | 60 | Hall | 1145214 | Hall | 0.0017229
Chandelier (Hanging) | Incandescent |  | Decorative | 5 | 40 | Hall | 1145214 | Hall | 0.0017229
Ceiling Fixture | Incandescent |  | Standard A Lamp | 1 | 60 | Hall | 1145214 | Hall | 0.0017229
Architectural | Linear Fluorescent | 48 | T-8 | 2 | 32 | Hall | 1145214 | Hall | 0.0017229
Ceiling Fixture | Compact Fluorescent |  | A shape bulb | 1 | 15 | Kitchen | 1145215 | Kitchen | 0.0017229
Chandelier (Hanging) | Incandescent |  | Standard A Lamp | 3 | 60 | Kitchen | 1145215 | Kitchen | 0.0017229
Chandelier (Hanging) | Compact Fluorescent |  | Twist | 2 | 15 | Kitchen | 1145215 | Kitchen | 0.0017229
Chandelier (Hanging) | Incandescent |  | Standard A Lamp | 1 | 60 | Kitchen | 1145215 | Kitchen | 0.0017229
Wall Mount | Incandescent |  | Standard A Lamp | 2 | 60 | Kitchen | 1145215 | Kitchen | 0.0017229
Ceiling Fixture | Incandescent |  | Standard A Lamp | 1 | 60 | Laundry Room | 1145216 | Laundry Room | 0.0017229
Torchiere | Halogen |  | Quartz Tube | 1 | 300 | Living Room | 1145217 | Living Room | 0.0017229
Ceiling Fixture | Incandescent |  | Standard A Lamp | 3 | 60 | Office | 1145218 | Office | 0.0017229
Ceiling Fixture | Incandescent |  | Standard A Lamp | 2 | 60 | Other | 1145219 | Other | 0.0017229
Chandelier (Hanging) | Compact Fluorescent |  | Twist | 4 | 15 | Family Room | 1145220 | Family Room | 0.0017229
Table | Compact Fluorescent |  | Twist | 2 | 19 | Family Room | 1145220 | Family Room | 0.0017229
Recessed Can | Compact Fluorescent |  | Reflector | 1 | 22 | Bathroom | 114671 | Bathroom | 0.00037892
Recessed Can | Incandescent |  | Reflector | 1 | 75 | Bathroom | 114672 | Bathroom | 0.00037892
Table | Compact Fluorescent |  | A shape bulb | 1 | 22 | Bedroom | 114673 | Bedroom | 0.00037892
Table | Compact Fluorescent |  | Twist | 1 | 22 | Bedroom | 114673 | Bedroom | 0.00037892
Table | Compact Fluorescent |  | A shape bulb | 1 | 22 | Bedroom | 114674 | Bedroom | 0.00037892
Ceiling Fixture | Compact Fluorescent |  | Twist | 1 | 22 | Closet | 114675 | Closet | 0.00037892
Chandelier (Hanging) | Incandescent |  | Mini base | 6 | 25 | Dining Room | 114676 | Dining Room | 0.00037892
Ceiling Fixture | Incandescent |  | Mini base | 2 | 25 | Hall | 114677 | Hall | 0.00037892
Table | Compact Fluorescent |  | Twist | 1 | 15 | Hall | 114677 | Hall | 0.00037892
Recessed Can | Incandescent |  | Reflector | 1 | 75 | Family Room | 114678 | Family Room | 0.00037892
Recessed Can | Compact Fluorescent |  | Reflector | 1 | 22 | Family Room | 114678 | Family Room | 0.00037892
Ceiling Fixture | Compact Fluorescent |  | Twist | 1 | 22 | Garage | 114679 | Garage | 0.00037892
Ceiling Fixture | Incandescent |  | Mini base | 2 | 25 | Hall | 1146710 | Hall | 0.00037892
Recessed Can | Compact Fluorescent |  | Reflector | 1 | 22 | Kitchen | 1146711 | Kitchen | 0.00037892
Recessed Can | Incandescent |  | Reflector | 1 | 75 | Kitchen | 1146711 | Kitchen | 0.00037892
Ceiling Fixture | Compact Fluorescent |  | A shape bulb | 1 | 22 | Laundry Room | 1146712 | Laundry Room | 0.00037892
Ceiling Fixture | Compact Fluorescent |  | Twist | 1 | 22 | Laundry Room | 1146712 | Laundry Room | 0.00037892
Table | Compact Fluorescent |  | Twist | 1 | 22 | Living Room | 1146713 | Living Room | 0.00037892
Table | Compact Fluorescent |  | A shape bulb | 1 | 22 | Living Room | 1146713 | Living Room | 0.00037892
Floor lamp | Compact Fluorescent |  | Twist | 2 | 15 | Living Room | 1146713 | Living Room | 0.00037892
Floor lamp | Compact Fluorescent |  | Twist | 1 | 22 | Living Room | 1146713 | Living Room | 0.00037892
Torchiere | Incandescent |  | Reflector | 1 | 75 | Bedroom | 1146714 | Bedroom | 0.00037892
Table | Compact Fluorescent |  | Twist | 1 | 22 | Master Bedroom | 1146715 | Master Bedroom | 0.00037892
Ceiling Fixture | Compact Fluorescent |  | Twist | 1 | 22 | Other | 1146716 | Other | 0.00037892
Table | Incandescent |  | Standard A Lamp | 2 | 60 | Office | 1146717 | Office | 0.00037892
Table | Compact Fluorescent |  | Twist | 1 | 22 | Office | 1146717 | Office | 0.00037892
Ceiling Fixture | Incandescent |  | Standard A Lamp | 1 | 60 | Office | 1146717 | Office | 0.00037892
Table | Incandescent |  | Standard A Lamp | 1 | 60 | Office | 1146718 | Office | 0.00037892
Table | Compact Fluorescent |  | Pin base | 1 | 22 | Office | 1146718 | Office | 0.00037892
Wall Mount | Compact Fluorescent |  | Twist | 1 | 23 | Closet | 114721 | Closet | 0.00037892
Ceiling Fixture | Compact Fluorescent |  | Twist | 1 | 15 | Laundry Room | 114722 | Laundry Room | 0.00037892
Ceiling Fixture | Compact Fluorescent |  | Twist | 1 | 22 | Other | 114723 | Other | 0.00037892
Chandelier (Hanging) | Compact Fluorescent |  | Twist | 1 | 15 | Hall | 114724 | Hall | 0.00037892
Recessed Can | Incandescent |  | Standard A Lamp | 1 | 65 | Closet | 114725 | Closet | 0.00037892
Recessed Can | Compact Fluorescent |  | Reflector | 1 | 15 | Closet | 114725 | Closet | 0.00037892
Recessed Can | Incandescent |  | Standard A Lamp | 1 | 65 | Hall | 114726 | Hall | 0.00037892
Recessed Can | Incandescent |  | Standard A Lamp | 1 | 65 | Hall | 114727 | Hall | 0.00037892
Ceiling Fixture | Incandescent |  | Standard A Lamp | 1 | 60 | Bathroom | 114728 | Bathroom | 0.00037892
Track | Halogen |  | MR | 4 | 40 | Bathroom | 114728 | Bathroom | 0.00037892
Wall Mount | Compact Fluorescent |  | Twist | 1 | 15 | Bathroom | 114728 | Bathroom | 0.00037892
Chandelier (Hanging) | Halogen |  |  | 1 | 50 | Bathroom | 114728 | Bathroom | 0.00037892
Recessed Can | Incandescent |  | Standard A Lamp | 1 | 65 | Bedroom | 114729 | Bedroom | 0.00037892
Table | Halogen |  | Other | 1 | 50 | Bedroom | 114729 | Bedroom | 0.00037892
Chandelier (Hanging) | Incandescent |  | Standard A Lamp | 1 | 40 | Bedroom | 114729 | Bedroom | 0.00037892
Recessed Can | Incandescent |  | Standard A Lamp | 1 | 65 | Other | 1147210 | Other | 0.00037892
Recessed Can | Incandescent |  | Reflector | 1 | 65 | Bedroom | 1147211 | Bedroom | 0.00037892
Table | Halogen |  | Other | 1 | 20 | Bedroom | 1147211 | Bedroom | 0.00037892
Recessed Can | Incandescent |  | Reflector | 1 | 65 | Bedroom | 1147212 | Bedroom | 0.00037892
Table | Halogen |  | MR | 1 | 50 | Bedroom | 1147212 | Bedroom | 0.00037892
Recessed Can | Incandescent |  | Standard A Lamp | 1 | 65 | Hall | 1147213 | Hall | 0.00037892
Track | Incandescent |  | Reflector | 1 | 30 | Dining Room | 1147214 | Dining Room | 0.00037892
Recessed Can | Incandescent |  | Reflector | 1 | 65 | Dining Room | 1147214 | Dining Room | 0.00037892
Recessed Can | Incandescent |  | Standard A Lamp | 1 | 65 | Dining Room | 1147215 | Dining Room | 0.00037892
Wall Mount | Incandescent |  | Globe | 1 | 60 | Bathroom | 1147216 | Bathroom | 0.00037892
Recessed Can | Incandescent |  | Reflector | 1 | 65 | Kitchen | 1147217 | Kitchen | 0.00037892
Ceiling Fixture | Incandescent |  | Reflector | 1 | 250 | Kitchen | 1147217 | Kitchen | 0.00037892
Recessed Can | Incandescent |  | Reflector | 1 | 65 | Living Room | 1147218 | Living Room | 0.00037892
Wall Mount | Incandescent |  | Standard A Lamp | 1 | 75 | Living Room | 1147218 | Living Room | 0.00037892
Table | Incandescent |  | Standard A Lamp | 4 | 75 | Living Room | 1147218 | Living Room | 0.00037892
Torchiere | Incandescent |  | Reflector | 1 | 75 | Living Room | 1147218 | Living Room | 0.00037892
Recessed Can | Incandescent |  | Reflector | 1 | 65 | Office | 1147219 | Office | 0.00037892
Other | Halogen |  | Other | 1 | 35 | Office | 1147219 | Office | 0.00037892
Wall Mount | Incandescent |  | Mini base | 1 | 40 | Bathroom | 1147220 | Bathroom | 0.00037892
Ceiling Fan | Incandescent |  | Globe | 4 | 40 | Bathroom | 1147220 | Bathroom | 0.00037892
Ceiling Fixture | Compact Fluorescent |  | Twist | 1 | 15 | Bathroom | 1147221 | Bathroom | 0.00037892
Recessed Can | Incandescent |  | Reflector | 1 | 75 | Master Bedroom | 1147222 | Master Bedroom | 0.00037892
Table | Incandescent |  | Standard A Lamp | 1 | 100 | Master Bedroom | 1147222 | Master Bedroom | 0.00037892
Torchiere | Incandescent |  | Standard A Lamp | 1 | 65 | Hall | 1147223 | Hall | 0.00037892
Ceiling Fixture | Linear Fluorescent | 48 | T-12 | 1 | 40 | Garage | 1147224 | Garage | 0.00037892
Ceiling Fixture | Linear Fluorescent | 48 | T-12 | 2 | 40 | Garage | 1147224 | Garage | 0.00037892
Garage door opener | Compact Fluorescent |  | Twist | 1 | 15 | Garage | 1147224 | Garage | 0.00037892
Garage door opener | Incandescent |  | Standard A Lamp | 2 | 60 | Garage | 1147224 | Garage | 0.00037892
Wall Mount | Incandescent |  | Standard A Lamp | 1 | 60 | Garage | 1147224 | Garage | 0.00037892
Wall Mount | Incandescent |  | Standard A Lamp | 2 | 60 | Bathroom | 114751 | Bathroom | 0.0017229
Wall Mount | Incandescent |  | Standard A Lamp | 2 | 60 | Bathroom | 114752 | Bathroom | 0.0017229
Ceiling Fixture | Incandescent |  | Standard A Lamp | 2 | 40 | Bedroom | 114753 | Bedroom | 0.0017229
Ceiling Fixture | Compact Fluorescent |  | Twist | 2 | 23 | Bedroom | 114754 | Bedroom | 0.0017229
Ceiling Fixture | Compact Fluorescent |  | Twist | 2 | 23 | Bedroom | 114755 | Bedroom | 0.0017229
Floor lamp | Incandescent |  | Decorative | 1 | 40 | Dining Room | 114756 | Dining Room | 0.0017229
Chandelier (Hanging) | Incandescent |  | Decorative | 5 | 60 | Dining Room | 114756 | Dining Room | 0.0017229
Torchiere | Halogen |  | Quartz Tube | 1 | 100 | Dining Room | 114756 | Dining Room | 0.0017229
Floor lamp | Compact Fluorescent |  | Twist | 1 | 13 | Family Room | 114757 | Family Room | 0.0017229
Floor lamp | Incandescent |  | Standard A Lamp | 1 | 60 | Family Room | 114757 | Family Room | 0.0017229
Floor lamp | Incandescent |  | Standard A Lamp | 1 | 38 | Family Room | 114757 | Family Room | 0.0017229
Ceiling Fan | Incandescent |  | Standard A Lamp | 3 | 40 | Family Room | 114757 | Family Room | 0.0017229
Ceiling Fixture | Incandescent |  | Standard A Lamp | 1 | 40 | Hall | 114758 | Hall | 0.0017229
Recessed Can | Incandescent |  | Reflector | 1 | 65 | Hall | 114758 | Hall | 0.0017229
Floor lamp | Incandescent |  | 3-Way Incandescent | 1 | 150 | Kitchen | 114759 | Kitchen | 0.0017229
Floor lamp | Compact Fluorescent |  | Twist | 2 | 23 | Kitchen | 114759 | Kitchen | 0.0017229
Ceiling Fan | Incandescent |  | Standard A Lamp | 3 | 40 | Kitchen | 114759 | Kitchen | 0.0017229
Floor lamp | Compact Fluorescent |  | Twist | 1 | 13 | Kitchen | 114759 | Kitchen | 0.0017229
Ceiling Fixture | Incandescent |  | Standard A Lamp | 3 | 60 | Kitchen | 114759 | Kitchen | 0.0017229
Chandelier (Hanging) | Incandescent |  | Standard A Lamp | 3 | 40 | Kitchen | 114759 | Kitchen | 0.0017229
Recessed Can | Incandescent |  | Reflector | 1 | 65 | Kitchen | 114759 | Kitchen | 0.0017229
Ceiling Fixture | Compact Fluorescent |  | Twist | 2 | 23 | Laundry Room | 1147510 | Laundry Room | 0.0017229
Floor lamp | Compact Fluorescent |  | Twist | 1 | 23 | Living Room | 1147511 | Living Room | 0.0017229
Floor lamp | Compact Fluorescent |  | Twist | 1 | 13 | Living Room | 1147511 | Living Room | 0.0017229
Ceiling Fixture | Compact Fluorescent |  | Twist | 4 | 13 | Bathroom | 1147512 | Bathroom | 0.0017229
Wall Mount | Incandescent |  | Standard A Lamp | 3 | 60 | Bathroom | 1147512 | Bathroom | 0.0017229
Recessed Can | Incandescent |  | Reflector | 1 | 65 | Bathroom | 1147512 | Bathroom | 0.0017229
Chandelier (Hanging) | Incandescent |  | Decorative | 3 | 40 | Master Bedroom | 1147513 | Master Bedroom | 0.0017229
Floor lamp | Incandescent |  | Decorative | 1 | 60 | Master Bedroom | 1147513 | Master Bedroom | 0.0017229
Ceiling Fixture | Compact Fluorescent |  | Twist | 1 | 13 | Office | 1147514 | Office | 0.0017229
Ceiling Fixture | Incandescent |  | Standard A Lamp | 1 | 40 | Office | 1147514 | Office | 0.0017229
Ceiling Fan | Compact Fluorescent |  | Twist | 2 | 13 | Office | 1147515 | Office | 0.0017229
Ceiling Fixture | Incandescent |  | Standard A Lamp | 1 | 60 | Other | 1147516 | Other | 0.0017229
Ceiling Fixture | Incandescent |  | Standard A Lamp | 2 | 40 | Bedroom | 1147517 | Bedroom | 0.0017229
Ceiling Fixture | Compact Fluorescent |  | Twist | 1 | 15 | Other | 114761 | Other | 0.00037892
Wall Mount | Incandescent |  | Standard A Lamp | 1 | 40 | Bathroom | 114762 | Bathroom | 0.00037892
Wall Mount | Compact Fluorescent |  | Twist | 2 | 15 | Bedroom | 114763 | Bedroom | 0.00037892
Wall Mount | Compact Fluorescent |  | Twist | 1 | 15 | Bedroom | 114764 | Bedroom | 0.00037892
Table | Incandescent |  | Mini base | 2 | 25 | Bedroom | 114764 | Bedroom | 0.00037892
Wall Mount | Incandescent |  | Standard A Lamp | 1 | 60 | Office | 114765 | Office | 0.00037892
Floor lamp | Compact Fluorescent |  | Twist | 1 | 15 | Office | 114765 | Office | 0.00037892
Chandelier (Hanging) | Incandescent |  | Decorative | 2 | 40 | Dining Room | 114766 | Dining Room | 0.00037892
Wall Mount | Incandescent |  | Standard A Lamp | 1 | 60 | Hall | 114767 | Hall | 0.00037892
Ceiling Fixture | Halogen |  | PAR | 1 | 30 | Kitchen | 114768 | Kitchen | 0.00037892
Ceiling Fixture | Compact Fluorescent |  | Circline (Screw Base) | 1 | 22 | Laundry Room | 114769 | Laundry Room | 0.00037892
Ceiling Fixture | Halogen |  | MR | 1 | 30 | Family Room | 1147610 | Family Room | 0.00037892
Wall Mount | Incandescent |  | Standard A Lamp | 1 | 40 | Living Room | 1147611 | Living Room | 0.00037892
Floor lamp | Compact Fluorescent |  | Twist | 1 | 15 | Living Room | 1147611 | Living Room | 0.00037892
Wall Mount | Incandescent |  | Standard A Lamp | 1 | 40 | Bathroom | 1147612 | Bathroom | 0.00037892
Wall Mount | Incandescent |  | Standard A Lamp | 2 | 60 | Master Bedroom | 1147613 | Master Bedroom | 0.00037892
Table | Compact Fluorescent |  | Twist | 2 | 15 | Master Bedroom | 1147613 | Master Bedroom | 0.00037892
Chandelier (Hanging) | Incandescent |  | Decorative | 1 | 25 | Dining Room | 1147614 | Dining Room | 0.00037892
Ceiling Fixture | Halogen |  | MR | 1 | 30 | Dining Room | 1147614 | Dining Room | 0.00037892
Wall Mount | Incandescent |  | Standard A Lamp | 1 | 40 | Bathroom | 1147615 | Bathroom | 0.00037892
Table | Compact Fluorescent |  | A shape bulb | 1 | 7 | Bathroom | 1147615 | Bathroom | 0.00037892
Ceiling Fixture | Incandescent |  | Standard A Lamp | 1 | 65 | Closet | 1147616 | Closet | 0.00037892
Wall Mount | Incandescent |  | Globe | 1 | 60 | Bathroom | 114781 | Bathroom | 0.00049795
Wall Mount | Incandescent |  | Standard A Lamp | 1 | 60 | Bathroom | 114781 | Bathroom | 0.00049795
Wall Mount | Incandescent |  | Clear | 1 | 60 | Bathroom | 114781 | Bathroom | 0.00049795
Wall Mount | Compact Fluorescent |  | Pin base | 1 | 13 | Bathroom | 114781 | Bathroom | 0.00049795
Ceiling Fixture | Compact Fluorescent |  | A shape bulb | 1 | 15 | Hall | 114782 | Hall | 0.00049795
Ceiling Fixture | Compact Fluorescent |  | Straight Tube | 1 | 15 | Hall | 114783 | Hall | 0.00049795
Recessed - other | Compact Fluorescent |  | Twist | 1 | 15 | Hall | 114783 | Hall | 0.00049795
Ceiling Fixture | Linear Fluorescent | 48 | T-12 | 2 | 40 | Laundry Room | 114784 | Laundry Room | 0.00049795
Ceiling Fixture | Compact Fluorescent |  | Straight Tube | 1 | 15 | Family Room | 114785 | Family Room | 0.00049795
Chandelier (Hanging) | Incandescent |  | Mini base | 2 | 60 | Dining Room | 114786 | Dining Room | 0.00049795
Recessed Can | Incandescent |  | Reflector | 1 | 65 | Family Room | 114787 | Family Room | 0.00049795
Other | Other |  | Other | 1 | 15 | Family Room | 114787 | Family Room | 0.00049795
Ceiling Fixture | Compact Fluorescent |  | Twist | 1 | 15 | Hall | 114788 | Hall | 0.00049795
Ceiling Fixture | Compact Fluorescent |  | Straight Tube | 1 | 22 | Other | 114789 | Other | 0.00049795
Ceiling Fixture | Linear Fluorescent | 48 | T-12 | 2 | 40 | Kitchen | 1147810 | Kitchen | 0.00049795
Recessed - other | Linear Fluorescent | 24 | T-12 | 1 | 20 | Kitchen | 1147810 | Kitchen | 0.00049795
Recessed - other | Linear Fluorescent | 36 | T-12 | 1 | 30 | Kitchen | 1147810 | Kitchen | 0.00049795
Other | Incandescent |  | Standard A Lamp | 1 | 40 | Kitchen | 1147810 | Kitchen | 0.00049795
Ceiling Fan | Compact Fluorescent |  | Straight Tube | 1 | 15 | Living Room | 1147811 | Living Room | 0.00049795
Ceiling Fixture | Compact Fluorescent |  | Twist | 2 | 15 | Master Bedroom | 1147812 | Master Bedroom | 0.00049795
Ceiling Fixture | Compact Fluorescent |  | Twist | 1 | 15 | Closet | 1147813 | Closet | 0.00049795
Wall Mount | Compact Fluorescent |  | Twist | 1 | 15 | Bedroom | 1147814 | Bedroom | 0.00049795
Ceiling Fixture | Compact Fluorescent |  | Straight Tube | 1 | 15 | Closet | 1147815 | Closet | 0.00049795
Ceiling Fixture | Compact Fluorescent |  | Twist | 1 | 15 | Bedroom | 1147816 | Bedroom | 0.00049795
Table | Compact Fluorescent |  | Twist | 1 | 23 | Bedroom | 1147816 | Bedroom | 0.00049795
Ceiling Fixture | Incandescent |  | Standard A Lamp | 1 | 60 | Other | 1147817 | Other | 0.00049795
Ceiling Fixture | Compact Fluorescent |  | Twist | 1 | 15 | Bathroom | 1147818 | Bathroom | 0.00049795
Wall Mount | Compact Fluorescent |  | Twist | 1 | 15 | Bathroom | 1147818 | Bathroom | 0.00049795
Ceiling Fixture | Linear Fluorescent | 96 | T-12 | 2 | 32 | Other | 114941 | Other | 0.00037892
Wall Mount | Incandescent |  | Standard A Lamp | 5 | 40 | Bathroom | 114942 | Bathroom | 0.00037892
Ceiling Fixture | Incandescent |  | Standard A Lamp | 1 | 75 | Bedroom | 114943 | Bedroom | 0.00037892
Table | Incandescent |  | Standard A Lamp | 1 | 25 | Bedroom | 114943 | Bedroom | 0.00037892
Ceiling Fixture | Incandescent |  | Standard A Lamp | 2 | 40 | Office | 114944 | Office | 0.00037892
Table | Incandescent |  | Standard A Lamp | 1 | 60 | Office | 114944 | Office | 0.00037892
Ceiling Fixture | Incandescent |  | Standard A Lamp | 3 | 40 | Dining Room | 114945 | Dining Room | 0.00037892
Ceiling Fixture | Linear Fluorescent | 96 | T-12 | 2 | 32 | Garage | 114946 | Garage | 0.00037892
Ceiling Fixture | Incandescent |  | Standard A Lamp | 1 | 40 | Hall | 114947 | Hall | 0.00037892
Ceiling Fixture | Incandescent |  | Standard A Lamp | 2 | 60 | Kitchen | 114948 | Kitchen | 0.00037892
Table | Compact Fluorescent |  | Twist | 1 | 7 | Living Room | 114949 | Living Room | 0.00037892
Table | Incandescent |  | Decorative | 1 | 5 | Living Room | 114949 | Living Room | 0.00037892
Ceiling Fixture | Incandescent |  | Standard A Lamp | 2 | 60 | Bedroom | 1149410 | Bedroom | 0.00037892
Ceiling Fixture | Incandescent |  | Standard A Lamp | 1 | 60 | Hall | 1149411 | Hall | 0.00037892
Wall Mount | Incandescent |  | Standard A Lamp | 1 | 40 | Bathroom | 1149412 | Bathroom | 0.00037892
Architectural | Incandescent |  | Standard A Lamp | 1 | 40 | Bathroom | 1149412 | Bathroom | 0.00037892
Ceiling Fixture | Incandescent |  | Standard A Lamp | 2 | 40 | Bedroom | 1149413 | Bedroom | 0.00037892
Ceiling Fixture | Incandescent |  | Standard A Lamp | 1 | 60 | Hall | 1149414 | Hall | 0.00037892
Wall Mount | Incandescent |  | Globe | 4 | 40 | Bathroom | 114961 | Bathroom | 0.0012318
Ceiling Fan | Incandescent |  | Standard A Lamp | 1 | 60 | Master Bedroom | 114962 | Master Bedroom | 0.0012318
Ceiling Fixture | Incandescent |  | Decorative | 1 | 60 | Closet | 114963 | Closet | 0.0012318
Chandelier (Hanging) | Incandescent |  | Decorative | 9 | 60 | Dining Room | 114964 | Dining Room | 0.0012318
Ceiling Fan | Incandescent |  | Standard A Lamp | 1 | 100 | Family Room | 114965 | Family Room | 0.0012318
Garage door opener | Incandescent |  | Standard A Lamp | 1 | 60 | Garage | 114966 | Garage | 0.0012318
Ceiling Fixture | Incandescent |  | Standard A Lamp | 2 | 60 | Garage | 114966 | Garage | 0.0012318
Recessed Can | Halogen |  | PAR | 1 | 75 | Hall | 114967 | Hall | 0.0012318
Recessed Can | Halogen |  | PAR | 1 | 75 | Hall | 114968 | Hall | 0.0012318
Recessed Can | Halogen |  | PAR | 1 | 75 | Garage | 114969 | Garage | 0.0012318
Chandelier (Hanging) | Halogen |  | MR | 1 | 30 | Garage | 114969 | Garage | 0.0012318
Ceiling Fixture | Incandescent |  | Standard A Lamp | 1 | 60 | Kitchen | 1149610 | Kitchen | 0.0012318
Track | Incandescent |  | Reflector | 2 | 65 | Other | 1149611 | Other | 0.0012318
Torchiere | Incandescent |  | Standard A Lamp | 1 | 60 | Other | 1149611 | Other | 0.0012318
Table | Incandescent |  | Standard A Lamp | 1 | 100 | Living Room | 1149612 | Living Room | 0.0012318
Wall Mount | Halogen |  | Quartz Tube | 3 | 30 | Bathroom | 1149613 | Bathroom | 0.0012318
Recessed Can | Incandescent |  | Reflector | 1 | 65 | Bathroom | 1149613 | Bathroom | 0.0012318
Table | Incandescent |  | Standard A Lamp | 1 | 60 | Master Bedroom | 1149614 | Master Bedroom | 0.0012318
Wall Mount | Incandescent |  | Standard A Lamp | 3 | 40 | Bathroom | 1149615 | Bathroom | 0.0012318
Ceiling Fan | Incandescent |  | Standard A Lamp | 1 | 60 | Bathroom | 114991 | Bathroom | 0.00029524
Ceiling Fixture | Compact Fluorescent |  | Twist | 1 | 15 | Bedroom | 114992 | Bedroom | 0.00029524
Table | Incandescent |  | Standard A Lamp | 1 | 60 | Bedroom | 114992 | Bedroom | 0.00029524
Ceiling Fixture | Incandescent |  | Decorative | 1 | 40 | Hall | 114993 | Hall | 0.00029524
Chandelier (Hanging) | Compact Fluorescent |  | Twist | 1 | 22 | Kitchen | 114994 | Kitchen | 0.00029524
Ceiling Fixture | Incandescent |  | Standard A Lamp | 2 | 100 | Living Room | 114995 | Living Room | 0.00029524
Ceiling Fixture | Compact Fluorescent |  | Twist | 1 | 15 | Bedroom | 114996 | Bedroom | 0.00029524
Ceiling Fixture | Incandescent |  | Standard A Lamp | 1 | 40 | Bedroom | 114997 | Bedroom | 0.00029524
Table | Compact Fluorescent |  | Twist | 1 | 15 | Bedroom | 114997 | Bedroom | 0.00029524
Recessed Can | Compact Fluorescent |  | Reflector | 1 | 14 | Bathroom | 115031 | Bathroom | 0.00037892
Wall Mount | Halogen |  | MR | 3 | 50 | Bathroom | 115032 | Bathroom | 0.00037892
Ceiling Fixture | Compact Fluorescent |  | Twist | 1 | 23 | Bathroom | 115032 | Bathroom | 0.00037892
Wall Mount | Compact Fluorescent |  | Twist | 1 | 23 | Bedroom | 115033 | Bedroom | 0.00037892
Ceiling Fixture | Compact Fluorescent |  | Twist | 1 | 23 | Bedroom | 115034 | Bedroom | 0.00037892
Table | Compact Fluorescent |  | Twist | 1 | 13 | Bedroom | 115034 | Bedroom | 0.00037892
Recessed Can | Other |  | LED Interior | 1 | 14 | Family Room | 115035 | Family Room | 0.00037892
Recessed Can | Incandescent |  | Reflector | 1 | 65 | Family Room | 115035 | Family Room | 0.00037892
Table | Compact Fluorescent |  | Twist | 1 | 14 | Family Room | 115035 | Family Room | 0.00037892
Floor lamp | Compact Fluorescent |  | Twist | 1 | 14 | Family Room | 115035 | Family Room | 0.00037892
Ceiling Fixture | Compact Fluorescent |  | Twist | 1 | 18 | Garage | 115036 | Garage | 0.00037892
Ceiling Fixture | Linear Fluorescent | 48 | T-12 | 2 | 40 | Garage | 115036 | Garage | 0.00037892
Garage door opener | Compact Fluorescent |  | Twist | 1 | 18 | Garage | 115036 | Garage | 0.00037892
Ceiling Fixture | Compact Fluorescent |  | Twist | 1 | 23 | Hall | 115037 | Hall | 0.00037892
Ceiling Fixture | Compact Fluorescent |  | Twist | 1 | 23 | Hall | 115038 | Hall | 0.00037892
Ceiling Fixture | Compact Fluorescent |  | Reflector | 1 | 23 | Kitchen | 115039 | Kitchen | 0.00037892
Ceiling Fixture | Compact Fluorescent |  | Twist | 1 | 23 | Laundry Room | 1150310 | Laundry Room | 0.00037892
Recessed Can | Compact Fluorescent |  | Twist | 1 | 23 | Office | 1150311 | Office | 0.00037892
Table | Compact Fluorescent |  | Twist | 1 | 13 | Office | 1150311 | Office | 0.00037892
Chandelier (Hanging) | Compact Fluorescent |  | Twist | 1 | 23 | Other | 1150312 | Other | 0.00037892
Ceiling Fixture | Compact Fluorescent |  | Twist | 1 | 23 | Other | 1150313 | Other | 0.00037892
Wall Mount | Incandescent |  | Standard A Lamp | 1 | 60 | Bathroom | 115041 | Bathroom | 0.0017229
Ceiling Fixture | Incandescent |  | Standard A Lamp | 1 | 60 | Hall | 115042 | Hall | 0.0017229
Recessed Can | Halogen |  | PAR | 1 | 60 | Living Room | 115043 | Living Room | 0.0017229
Ceiling Fixture | Incandescent |  | Decorative | 4 | 40 | Living Room | 115043 | Living Room | 0.0017229
Table | Compact Fluorescent |  | Twist | 1 | 14 | Living Room | 115043 | Living Room | 0.0017229
Floor lamp | Compact Fluorescent |  | Twist | 1 | 23 | Living Room | 115043 | Living Room | 0.0017229
Table | Incandescent |  | Standard A Lamp | 1 | 100 | Living Room | 115043 | Living Room | 0.0017229
Table | Halogen |  | Quartz Tube | 1 | 300 | Living Room | 115043 | Living Room | 0.0017229
Ceiling Fixture | Incandescent |  | Standard A Lamp | 1 | 60 | Hall | 115044 | Hall | 0.0017229
Ceiling Fixture | Compact Fluorescent |  | Twist | 2 | 23 | Bedroom | 115045 | Bedroom | 0.0017229
Ceiling Fan | Compact Fluorescent |  | Twist | 1 | 23 | Dining Room | 115046 | Dining Room | 0.0017229
Wall Mount | Incandescent |  | Globe | 4 | 60 | Bathroom | 115047 | Bathroom | 0.0017229
Ceiling Fixture | Compact Fluorescent |  | Twist | 1 | 23 | Closet | 115048 | Closet | 0.0017229
Ceiling Fixture | Compact Fluorescent |  | Twist | 1 | 23 | Garage | 115049 | Garage | 0.0017229
High bay | Linear Fluorescent | 48 | T-8 | 2 | 32 | Garage | 115049 | Garage | 0.0017229
High bay | Compact Fluorescent |  | Other | 2 | 22 | Garage | 115049 | Garage | 0.0017229
Ceiling Fan | Incandescent |  | Decorative | 3 | 40 | Bedroom | 1150410 | Bedroom | 0.0017229
Table | Incandescent |  | Standard A Lamp | 1 | 60 | Bedroom | 1150410 | Bedroom | 0.0017229
Table | Incandescent |  | Standard A Lamp | 1 | 100 | Bedroom | 1150410 | Bedroom | 0.0017229
Ceiling Fixture | Compact Fluorescent |  | Twist | 1 | 23 | Hall | 1150411 | Hall | 0.0017229
Ceiling Fixture | Compact Fluorescent |  | Twist | 1 | 23 | Hall | 1150412 | Hall | 0.0017229
Ceiling Fixture | Compact Fluorescent |  | Twist | 1 | 23 | Kitchen | 1150413 | Kitchen | 0.0017229
Ceiling Fixture | Compact Fluorescent |  | Twist | 1 | 23 | Laundry Room | 1150414 | Laundry Room | 0.0017229
Floor lamp | Halogen |  | Quartz Tube | 1 | 300 | Living Room | 1150415 | Living Room | 0.0017229
Floor lamp | Compact Fluorescent |  | Circline (Screw Base) | 1 | 32 | Living Room | 1150415 | Living Room | 0.0017229
Table | Compact Fluorescent |  | Twist | 1 | 23 | Living Room | 1150415 | Living Room | 0.0017229
Wall Mount | Incandescent |  | Standard A Lamp | 2 | 60 | Closet | 1150416 | Closet | 0.0017229
Ceiling Fan | Compact Fluorescent |  | Other | 1 | 23 | Bedroom | 1150417 | Bedroom | 0.0017229
Wall Mount | Incandescent |  | Standard A Lamp | 1 | 60 | Bedroom | 1150417 | Bedroom | 0.0017229
Ceiling Fan | Incandescent |  | Clear | 4 | 60 | Office | 1150418 | Office | 0.0017229
Table | Compact Fluorescent |  | Twist | 1 | 23 | Office | 1150418 | Office | 0.0017229
Ceiling Fixture | Incandescent |  | Standard A Lamp | 1 | 60 | Bathroom | 115121 | Bathroom | 0.00049795
Recessed - other | Incandescent |  | Standard A Lamp | 1 | 60 | Bathroom | 115122 | Bathroom | 0.00049795
Wall Mount | Incandescent |  | Decorative | 2 | 60 | Bathroom | 115122 | Bathroom | 0.00049795
Wall Mount | Incandescent |  | Standard A Lamp | 1 | 60 | Closet | 115123 | Closet | 0.00049795
Ceiling Fixture | Halogen |  | Other | 5 | 25 | Dining Room | 115124 | Dining Room | 0.00049795
Ceiling Fixture | Incandescent |  | Standard A Lamp | 1 | 60 | Other | 115125 | Other | 0.00049795
Wall Mount | Incandescent |  | Mini base | 1 | 7 | Other | 115125 | Other | 0.00049795
Torchiere | Halogen |  | Quartz Tube | 1 | 300 | Family Room | 115126 | Family Room | 0.00049795
Ceiling Fixture | Linear Fluorescent | 48 | T-12 | 2 | 40 | Garage | 115127 | Garage | 0.00049795
Ceiling Fixture | Incandescent |  | Standard A Lamp | 1 | 60 | Garage | 115127 | Garage | 0.00049795
Wall Mount | Incandescent |  | Standard A Lamp | 1 | 60 | Garage | 115127 | Garage | 0.00049795
Torchiere | Incandescent |  | Standard A Lamp | 1 | 60 | Hall | 115128 | Hall | 0.00049795
Chandelier (Hanging) | Incandescent |  | Decorative | 5 | 60 | Hall | 115128 | Hall | 0.00049795
Chandelier (Hanging) | Incandescent |  | Decorative | 5 | 60 | Hall | 115129 | Hall | 0.00049795
Track | Incandescent |  | Reflector | 3 | 65 | Kitchen | 1151210 | Kitchen | 0.00049795
Table | Incandescent |  | Decorative | 1 | 67 | Living Room | 1151211 | Living Room | 0.00049795
Table | Incandescent |  | Standard A Lamp | 1 | 40 | Living Room | 1151211 | Living Room | 0.00049795
Wall Mount | Incandescent |  | Standard A Lamp | 1 | 60 | Other | 1151212 | Other | 0.00049795
Ceiling Fixture | Incandescent |  | Standard A Lamp | 1 | 60 | Other | 1151212 | Other | 0.00049795
Ceiling Fan | Incandescent |  | Standard A Lamp | 1 | 40 | Bedroom | 1151213 | Bedroom | 0.00049795
Chandelier (Hanging) | Incandescent |  | Standard A Lamp | 1 | 60 | Office | 1151214 | Office | 0.00049795
Ceiling Fan | Incandescent |  | Standard A Lamp | 1 | 60 | Bedroom | 1151215 | Bedroom | 0.00049795
Chandelier (Hanging) | Incandescent |  | Standard A Lamp | 1 | 40 | Kitchen | 115161 | Kitchen | 0.0012318
Track | Compact Fluorescent |  | Reflector | 3 | 15 | Kitchen | 115161 | Kitchen | 0.0012318
Track | Incandescent |  | Reflector | 2 | 65 | Kitchen | 115161 | Kitchen | 0.0012318
Ceiling Fixture | Compact Fluorescent |  | Twist | 1 | 15 | Laundry Room | 115162 | Laundry Room | 0.0012318
Track | Incandescent |  | Reflector | 2 | 65 | Living Room | 115163 | Living Room | 0.0012318
Table | Incandescent |  | 3-Way Incandescent | 1 | 75 | Living Room | 115163 | Living Room | 0.0012318
Table | Incandescent |  | Standard A Lamp | 1 | 40 | Living Room | 115163 | Living Room | 0.0012318
Ceiling Fixture | Incandescent |  | Standard A Lamp | 2 | 60 | Hall | 115164 | Hall | 0.0012318
Ceiling Fan | Incandescent |  | Standard A Lamp | 1 | 60 | Bedroom | 115165 | Bedroom | 0.0012318
Ceiling Fixture | Incandescent |  | Standard A Lamp | 1 | 40 | Bathroom | 115166 | Bathroom | 0.0012318
Track | Compact Fluorescent |  | Twist | 2 | 15 | Bathroom | 115166 | Bathroom | 0.0012318
Ceiling Fan | Incandescent |  | Decorative | 1 | 60 | Office | 115167 | Office | 0.0012318
Floor lamp | Incandescent |  | Standard A Lamp | 1 | 25 | Office | 115167 | Office | 0.0012318
Ceiling Fan | Incandescent |  | Standard A Lamp | 4 | 60 | Master Bedroom | 115168 | Master Bedroom | 0.0012318
Recessed - other | Incandescent |  | Reflector | 1 | 75 | Bathroom | 115201 | Bathroom | 0.00049795
Recessed - other | Incandescent |  | Heat Lamp | 1 | 250 | Bathroom | 115201 | Bathroom | 0.00049795
Table | Compact Fluorescent |  | Twist | 1 | 15 | Bathroom | 115201 | Bathroom | 0.00049795
Ceiling Fixture | Compact Fluorescent |  | Twist | 2 | 15 | Dining Room | 115202 | Dining Room | 0.00049795
Ceiling Fixture | Linear Fluorescent | 48 | Fluorescent Unknown | 2 | 40 | Garage | 115203 | Garage | 0.00049795
Ceiling Fixture | Compact Fluorescent |  | Twist | 1 | 15 | Hall | 115204 | Hall | 0.00049795
Ceiling Fixture | Linear Fluorescent | 48 | T-12 | 2 | 40 | Kitchen | 115205 | Kitchen | 0.00049795
Torchiere | Incandescent |  | 3-Way Incandescent | 1 | 150 | Living Room | 115206 | Living Room | 0.00049795
Table | Compact Fluorescent |  | Twist | 1 | 15 | Living Room | 115206 | Living Room | 0.00049795
Floor lamp | Compact Fluorescent |  | Twist | 1 | 23 | Living Room | 115206 | Living Room | 0.00049795
Floor lamp | Compact Fluorescent |  | Twist | 1 | 26 | Living Room | 115206 | Living Room | 0.00049795
Table | Incandescent |  | Reflector | 1 | 50 | Living Room | 115206 | Living Room | 0.00049795
Table | Incandescent |  | Clear | 1 | 60 | Living Room | 115206 | Living Room | 0.00049795
Table | Compact Fluorescent |  | Twist | 1 | 15 | Living Room | 115206 | Living Room | 0.00049795
Ceiling Fixture | Compact Fluorescent |  | Twist | 2 | 15 | Master Bedroom | 115207 | Master Bedroom | 0.00049795
Table | Compact Fluorescent |  | Twist | 1 | 23 | Master Bedroom | 115207 | Master Bedroom | 0.00049795
Ceiling Fixture | Incandescent |  | Standard A Lamp | 1 | 60 | Closet | 115208 | Closet | 0.00049795
Ceiling Fixture | Incandescent |  | Standard A Lamp | 1 | 60 | Closet | 115209 | Closet | 0.00049795
Ceiling Fixture | Compact Fluorescent |  | Twist | 2 | 15 | Bedroom | 1152010 | Bedroom | 0.00049795
Wall Mount | Compact Fluorescent |  | Twist | 3 | 15 | Bathroom | 115311 | Bathroom | 0.0012318
Ceiling Fixture | Compact Fluorescent |  | Twist | 3 | 15 | Bedroom | 115312 | Bedroom | 0.0012318
Floor lamp | Compact Fluorescent |  | Twist | 1 | 15 | Bedroom | 115312 | Bedroom | 0.0012318
Ceiling Fixture | Compact Fluorescent |  | Twist | 2 | 15 | Master Bedroom | 115313 | Master Bedroom | 0.0012318
Table | Compact Fluorescent |  | Twist | 1 | 15 | Master Bedroom | 115313 | Master Bedroom | 0.0012318
Ceiling Fixture | Compact Fluorescent |  | Twist | 3 | 15 | Office | 115314 | Office | 0.0012318
Ceiling Fixture | Compact Fluorescent |  | Twist | 1 | 15 | Hall | 115315 | Hall | 0.0012318
Ceiling Fixture | Compact Fluorescent |  | Twist | 3 | 15 | Living Room | 115316 | Living Room | 0.0012318
Ceiling Fixture | Compact Fluorescent |  | Twist | 3 | 15 | Dining Room | 115317 | Dining Room | 0.0012318
Ceiling Fixture | Compact Fluorescent |  | Twist | 1 | 15 | Kitchen | 115318 | Kitchen | 0.0012318
Ceiling Fixture | Compact Fluorescent |  | Twist | 1 | 15 | Garage | 115319 | Garage | 0.0012318
Ceiling Fixture | Linear Fluorescent | 48 | T-8 | 2 | 32 | Garage | 115319 | Garage | 0.0012318
Garage door opener | Compact Fluorescent |  | Twist | 2 | 15 | Garage | 115319 | Garage | 0.0012318
Recessed Can | Compact Fluorescent |  | Twist | 1 | 7 | Laundry Room | 115331 | Laundry Room | 0.00049795
Wall Mount | Compact Fluorescent |  | Twist | 4 | 10 | Bathroom | 115332 | Bathroom | 0.00049795
Ceiling Fixture | Compact Fluorescent |  | Twist | 1 | 10 | Bathroom | 115332 | Bathroom | 0.00049795
Floor lamp | Compact Fluorescent |  | Twist | 1 | 15 | Family Room | 115333 | Family Room | 0.00049795
Recessed Can | Compact Fluorescent |  | Globe | 1 | 15 | Family Room | 115333 | Family Room | 0.00049795
Recessed Can | Compact Fluorescent |  | Reflector | 1 | 15 | Family Room | 115333 | Family Room | 0.00049795
Table | Compact Fluorescent |  | Twist | 1 | 15 | Family Room | 115333 | Family Room | 0.00049795
Chandelier (Hanging) | Compact Fluorescent |  | Twist | 6 | 13 | Dining Room | 115334 | Dining Room | 0.00049795
Ceiling Fixture | Incandescent |  | Mini base | 3 | 60 | Other | 115335 | Other | 0.00049795
Architectural | Compact Fluorescent |  | Twist | 2 | 10 | Other | 115336 | Other | 0.00049795
Architectural | Incandescent |  | Standard A Lamp | 2 | 60 | Other | 115336 | Other | 0.00049795
Architectural | Incandescent |  | Clear | 1 | 40 | Other | 115336 | Other | 0.00049795
Wall Mount | Compact Fluorescent |  | Twist | 3 | 14 | Bathroom | 115337 | Bathroom | 0.00049795
Chandelier (Hanging) | Compact Fluorescent |  | Twist | 1 | 14 | Bathroom | 115337 | Bathroom | 0.00049795
Ceiling Fixture | Incandescent |  | Mini base | 4 | 60 | Bedroom | 115338 | Bedroom | 0.00049795
Recessed Can | Compact Fluorescent |  | Twist | 1 | 15 | Hall | 115339 | Hall | 0.00049795
Recessed Can | Compact Fluorescent |  | Reflector | 1 | 15 | Hall | 1153310 | Hall | 0.00049795
Ceiling Fixture | Compact Fluorescent |  | Twist | 2 | 23 | Kitchen | 1153311 | Kitchen | 0.00049795
Recessed Can | Incandescent |  | Reflector | 1 | 65 | Kitchen | 1153311 | Kitchen | 0.00049795
Other | Incandescent |  | Standard A Lamp | 2 | 60 | Kitchen | 1153311 | Kitchen | 0.00049795
Wall Mount | Incandescent |  | Standard A Lamp | 4 | 40 | Bathroom | 1153313 | Bathroom | 0.00049795
Other | Compact Fluorescent |  | Flood | 1 | 15 | Bathroom | 1153313 | Bathroom | 0.00049795
Recessed Can | Compact Fluorescent |  | Reflector | 2 | 15 | Master Bedroom | 1153314 | Master Bedroom | 0.00049795
Table | Compact Fluorescent |  | Twist | 1 | 10 | Master Bedroom | 1153314 | Master Bedroom | 0.00049795
Floor lamp | Compact Fluorescent |  | Twist | 1 | 13 | Office | 1153315 | Office | 0.00049795
Ceiling Fixture | Incandescent |  | Mini base | 2 | 60 | Office | 1153315 | Office | 0.00049795
Chandelier (Hanging) | Incandescent |  | Decorative | 6 | 40 | Hall | 1153316 | Hall | 0.00049795
Recessed Can | Other |  | LED Interior | 1 | 15 | Hall | 115351 | Hall | 0.00037892
Wall Mount | Other |  | LED Interior | 3 | 12 | Bathroom | 115352 | Bathroom | 0.00037892
Ceiling Fixture | Other |  | LED Interior | 2 | 12 | Bathroom | 115352 | Bathroom | 0.00037892
Recessed Can | Other |  | LED Interior | 1 | 12 | Bathroom | 115352 | Bathroom | 0.00037892
Ceiling Fixture | Compact Fluorescent |  | Twist | 2 | 7 | Bedroom | 115353 | Bedroom | 0.00037892
Ceiling Fixture | Incandescent |  | Standard A Lamp | 2 | 40 | Bedroom | 115354 | Bedroom | 0.00037892
Table | Other |  | Other | 1 | 40 | Bedroom | 115354 | Bedroom | 0.00037892
Table | Other |  | LED Interior | 1 | 12 | Bedroom | 115354 | Bedroom | 0.00037892
Recessed Can | Other |  | LED Interior | 1 | 12 | Bathroom | 115355 | Bathroom | 0.00037892
Ceiling Fixture | Other |  | LED Interior | 1 | 12 | Bathroom | 115355 | Bathroom | 0.00037892
Chandelier (Hanging) | Other |  | LED Interior | 3 | 12 | Dining Room | 115356 | Dining Room | 0.00037892
Ceiling Fixture | Incandescent |  | Standard A Lamp | 1 | 100 | Hall | 115357 | Hall | 0.00037892
Recessed Can | Other |  | LED Interior | 1 | 12 | Family Room | 115358 | Family Room | 0.00037892
Table | Incandescent |  | Standard A Lamp | 1 | 25 | Family Room | 115358 | Family Room | 0.00037892
Table | Compact Fluorescent |  | Twist | 1 | 22 | Family Room | 115358 | Family Room | 0.00037892
Floor lamp | Compact Fluorescent |  | Twist | 1 | 22 | Family Room | 115358 | Family Room | 0.00037892
Ceiling Fixture | Compact Fluorescent |  | Twist | 1 | 22 | Garage | 115359 | Garage | 0.00037892
Recessed Can | Other |  | LED Interior | 1 | 12 | Hall | 1153510 | Hall | 0.00037892
Ceiling Fixture | Other |  | LED Interior | 1 | 12 | Hall | 1153510 | Hall | 0.00037892
Recessed Can | Other |  | LED Interior | 1 | 12 | Kitchen | 1153511 | Kitchen | 0.00037892
Ceiling Fixture | Other |  | LED Interior | 1 | 12 | Kitchen | 1153511 | Kitchen | 0.00037892
Recessed Can | Other |  | LED Interior | 1 | 12 | Living Room | 1153512 | Living Room | 0.00037892
Table | Compact Fluorescent |  | Twist | 1 | 7 | Living Room | 1153512 | Living Room | 0.00037892
Wall Mount | Other |  | LED Interior | 2 | 12 | Bathroom | 1153513 | Bathroom | 0.00037892
Recessed Can | Other |  | LED Interior | 1 | 12 | Bathroom | 1153513 | Bathroom | 0.00037892
Ceiling Fixture | Other |  | LED Interior | 1 | 12 | Bathroom | 1153513 | Bathroom | 0.00037892
Ceiling Fan | Other |  | LED Interior | 1 | 12 | Master Bedroom | 1153514 | Master Bedroom | 0.00037892
Table | Other |  | LED Interior | 1 | 12 | Master Bedroom | 1153514 | Master Bedroom | 0.00037892
Wall Mount | Incandescent |  | Standard A Lamp | 3 | 60 | Bathroom | 115361 | Bathroom | 0.00029524
Ceiling Fixture | Incandescent |  | Heat Lamp | 1 | 250 | Bathroom | 115361 | Bathroom | 0.00029524
Ceiling Fixture | Incandescent |  | Standard A Lamp | 1 | 60 | Bedroom | 115362 | Bedroom | 0.00029524
Ceiling Fixture | Incandescent |  | Standard A Lamp | 1 | 60 | Bedroom | 115363 | Bedroom | 0.00029524
Ceiling Fan | Incandescent |  | Decorative | 5 | 40 | Dining Room | 115364 | Dining Room | 0.00029524
Ceiling Fixture | Incandescent |  | Standard A Lamp | 1 | 60 | Garage | 115365 | Garage | 0.00029524
Ceiling Fixture | Linear Fluorescent | 48 | T-12 | 2 | 40 | Garage | 115365 | Garage | 0.00029524
Garage door opener | Incandescent |  | Standard A Lamp | 1 | 40 | Garage | 115365 | Garage | 0.00029524
Ceiling Fixture | Incandescent |  | Standard A Lamp | 1 | 60 | Hall | 115366 | Hall | 0.00029524
Recessed Can | Incandescent |  | Reflector | 1 | 75 | Kitchen | 115367 | Kitchen | 0.00029524
Ceiling Fixture | Compact Fluorescent |  | Twist | 2 | 15 | Kitchen | 115367 | Kitchen | 0.00029524
Table | Incandescent |  | Standard A Lamp | 1 | 60 | Living Room | 115368 | Living Room | 0.00029524
Ceiling Fixture | Incandescent |  | Standard A Lamp | 1 | 60 | Living Room | 115368 | Living Room | 0.00029524
Ceiling Fixture | Incandescent |  | Decorative | 3 | 40 | Bedroom | 115369 | Bedroom | 0.00029524
Ceiling Fixture | Compact Fluorescent |  | Twist | 1 | 15 | Hall | 115391 | Hall | 0.00049795
Ceiling Fixture | Compact Fluorescent |  | Twist | 3 | 22 | Kitchen | 115392 | Kitchen | 0.00049795
Ceiling Fixture | Compact Fluorescent |  | Twist | 2 | 15 | Kitchen | 115392 | Kitchen | 0.00049795
Other | Other |  | Other | 1 | 12 | Closet | 115393 | Closet | 0.00049795
Ceiling Fixture | Incandescent |  | Decorative | 1 | 60 | Hall | 115394 | Hall | 0.00049795
Ceiling Fixture | Incandescent |  | Reflector | 1 | 75 | Bathroom | 115395 | Bathroom | 0.00049795
Ceiling Fan | Compact Fluorescent |  | Twist | 1 | 15 | Dining Room | 115396 | Dining Room | 0.00049795
Ceiling Fixture | Compact Fluorescent |  | Twist | 2 | 15 | Living Room | 115397 | Living Room | 0.00049795
Table | Compact Fluorescent |  | Twist | 1 | 22 | Living Room | 115397 | Living Room | 0.00049795
Ceiling Fixture | Compact Fluorescent |  | Twist | 2 | 22 | Master Bedroom | 115398 | Master Bedroom | 0.00049795
Table | Compact Fluorescent |  | Twist | 1 | 22 | Master Bedroom | 115398 | Master Bedroom | 0.00049795
Wall Mount | Incandescent |  | Globe | 6 | 40 | Bathroom | 115399 | Bathroom | 0.00049795
Ceiling Fixture | Incandescent |  | Reflector | 1 | 75 | Bathroom | 115399 | Bathroom | 0.00049795
Ceiling Fixture | Compact Fluorescent |  | Twist | 1 | 15 | Bedroom | 1153910 | Bedroom | 0.00049795
Wall Mount | Incandescent |  | Globe | 3 | 40 | Bathroom | 115441 | Bathroom | 0.0012318
Ceiling Fixture | Incandescent |  | Standard A Lamp | 1 | 60 | Bedroom | 115442 | Bedroom | 0.0012318
Table | Compact Fluorescent |  | Twist | 1 | 15 | Bedroom | 115442 | Bedroom | 0.0012318
Ceiling Fixture | Incandescent |  | Standard A Lamp | 1 | 60 | Bedroom | 115443 | Bedroom | 0.0012318
Ceiling Fixture | Incandescent |  | Standard A Lamp | 1 | 60 | Closet | 115444 | Closet | 0.0012318
Chandelier (Hanging) | Incandescent |  | Standard A Lamp | 4 | 40 | Dining Room | 115445 | Dining Room | 0.0012318
Torchiere | Compact Fluorescent |  | Twist | 1 | 15 | Family Room | 115446 | Family Room | 0.0012318
Other | Incandescent |  | Standard A Lamp | 1 | 60 | Family Room | 115446 | Family Room | 0.0012318
Ceiling Fixture | Incandescent |  | Standard A Lamp | 1 | 60 | Hall | 115447 | Hall | 0.0012318
Ceiling Fixture | Compact Fluorescent |  | Twist | 1 | 15 | Kitchen | 115448 | Kitchen | 0.0012318
Wall Mount | Incandescent |  | Clear | 5 | 40 | Bathroom | 115491 | Bathroom | 0.00037892
Ceiling Fixture | Incandescent |  | Standard A Lamp | 2 | 60 | Bedroom | 115492 | Bedroom | 0.00037892
Architectural | Incandescent |  | Decorative | 1 | 60 | Closet | 115493 | Closet | 0.00037892
Architectural | Incandescent |  | Standard A Lamp | 1 | 75 | Closet | 115494 | Closet | 0.00037892
Ceiling Fixture | Linear Fluorescent | 48 | T-12 | 2 | 40 | Garage | 115495 | Garage | 0.00037892
Ceiling Fixture | Incandescent |  | Standard A Lamp | 1 | 60 | Hall | 115496 | Hall | 0.00037892
Other | Compact Fluorescent |  | A shape bulb | 1 | 13 | Kitchen | 115497 | Kitchen | 0.00037892
Ceiling Fixture | Incandescent |  | Standard A Lamp | 1 | 60 | Kitchen | 115497 | Kitchen | 0.00037892
Table | Compact Fluorescent |  | Twist | 1 | 13 | Living Room | 115498 | Living Room | 0.00037892
Ceiling Fixture | Incandescent |  | Standard A Lamp | 1 | 60 | Living Room | 115498 | Living Room | 0.00037892
Ceiling Fixture | Incandescent |  | Standard A Lamp | 2 | 60 | Office | 115499 | Office | 0.00037892
Table | Incandescent |  | Standard A Lamp | 1 | 60 | Office | 115499 | Office | 0.00037892
Wall Mount | Incandescent |  | Decorative | 3 | 25 | Bathroom | 115521 | Bathroom | 0.000364
Ceiling Fixture | Compact Fluorescent |  | Twist | 2 | 15 | Bedroom | 115522 | Bedroom | 0.000364
Ceiling Fixture | Compact Fluorescent |  | Twist | 2 | 15 | Bedroom | 115523 | Bedroom | 0.000364
Chandelier (Hanging) | Incandescent |  | Standard A Lamp | 5 | 60 | Dining Room | 115524 | Dining Room | 0.000364
Ceiling Fixture | Incandescent |  | Standard A Lamp | 2 | 60 | Family Room | 115525 | Family Room | 0.000364
Ceiling Fixture | Incandescent |  | Standard A Lamp | 1 | 60 | Garage | 115526 | Garage | 0.000364
Garage door opener | Incandescent |  | Standard A Lamp | 1 | 60 | Garage | 115526 | Garage | 0.000364
Ceiling Fixture | Linear Fluorescent | 48 | T-12 | 2 | 40 | Garage | 115526 | Garage | 0.000364
Ceiling Fixture | Compact Fluorescent |  | Twist | 2 | 15 | Hall | 115527 | Hall | 0.000364
Chandelier (Hanging) | Compact Fluorescent |  | Twist | 2 | 15 | Kitchen | 115528 | Kitchen | 0.000364
Recessed Can | Halogen |  | PAR | 1 | 75 | Kitchen | 115528 | Kitchen | 0.000364
Wall Mount | Other |  | LED Interior | 5 | 12 | Living Room | 115529 | Living Room | 0.000364
Floor lamp | Compact Fluorescent |  | A shape bulb | 1 | 15 | Living Room | 115529 | Living Room | 0.000364
Ceiling Fixture | Compact Fluorescent |  | Twist | 2 | 15 | Bathroom | 1155210 | Bathroom | 0.000364
Ceiling Fan | Compact Fluorescent |  | Twist | 2 | 15 | Master Bedroom | 1155211 | Master Bedroom | 0.000364
Wall Mount | Incandescent |  | Globe | 4 | 40 | Bathroom | 115551 | Bathroom | 0.00049795
Wall Mount | Compact Fluorescent |  | A shape bulb | 1 | 15 | Bathroom | 115552 | Bathroom | 0.00049795
Ceiling Fixture | Compact Fluorescent |  | Twist | 1 | 22 | Bathroom | 115552 | Bathroom | 0.00049795
Ceiling Fixture | Incandescent |  | Standard A Lamp | 1 | 60 | Bedroom | 115553 | Bedroom | 0.00049795
Table | Incandescent |  | Standard A Lamp | 1 | 60 | Bedroom | 115553 | Bedroom | 0.00049795
Ceiling Fixture | Compact Fluorescent |  | Twist | 1 | 15 | Bedroom | 115554 | Bedroom | 0.00049795
Ceiling Fixture | Compact Fluorescent |  | Twist | 2 | 15 | Bedroom | 115555 | Bedroom | 0.00049795
Table | Compact Fluorescent |  | Twist | 1 | 15 | Bedroom | 115555 | Bedroom | 0.00049795
Ceiling Fixture | Compact Fluorescent |  | Twist | 2 | 15 | Bedroom | 115556 | Bedroom | 0.00049795
Chandelier (Hanging) | Incandescent |  | Decorative | 5 | 40 | Dining Room | 115557 | Dining Room | 0.00049795
Recessed Can | Compact Fluorescent |  | Twist | 1 | 15 | Family Room | 115558 | Family Room | 0.00049795
Ceiling Fixture | Compact Fluorescent |  | Twist | 1 | 15 | Garage | 115559 | Garage | 0.00049795
Ceiling Fixture | Compact Fluorescent |  | Twist | 2 | 15 | Hall | 1155510 | Hall | 0.00049795
Ceiling Fixture | Compact Fluorescent |  | Twist | 2 | 22 | Hall | 1155511 | Hall | 0.00049795
Ceiling Fixture | Compact Fluorescent |  | Twist | 2 | 15 | Kitchen | 1155512 | Kitchen | 0.00049795
Ceiling Fixture | Compact Fluorescent |  | Twist | 1 | 15 | Laundry Room | 1155513 | Laundry Room | 0.00049795
Floor lamp | Compact Fluorescent |  | Twist | 1 | 15 | Living Room | 1155514 | Living Room | 0.00049795
Chandelier (Hanging) | Incandescent |  | Standard A Lamp | 5 | 60 | Hall | 1155515 | Hall | 0.00049795
Recessed Can | Incandescent |  | Reflector | 1 | 65 | Hall | 115741 | Hall | 0.0012318
Ceiling Fixture | Incandescent |  | Standard A Lamp | 2 | 60 | Hall | 115741 | Hall | 0.0012318
Chandelier (Hanging) | Incandescent |  | Mini base | 6 | 40 | Dining Room | 115742 | Dining Room | 0.0012318
Other | Linear Fluorescent | 48 | T-12 | 2 | 40 | Dining Room | 115742 | Dining Room | 0.0012318
Chandelier (Hanging) | Incandescent |  | Globe | 1 | 100 | Kitchen | 115743 | Kitchen | 0.0012318
Ceiling Fixture | Incandescent |  | Standard A Lamp | 1 | 60 | Kitchen | 115743 | Kitchen | 0.0012318
Wall Mount | Linear Fluorescent | 24 | T-12 | 1 | 20 | Kitchen | 115743 | Kitchen | 0.0012318
Ceiling Fixture | Incandescent |  | Standard A Lamp | 2 | 60 | Kitchen | 115743 | Kitchen | 0.0012318
Ceiling Fixture | Incandescent |  | Standard A Lamp | 1 | 60 | Garage | 115744 | Garage | 0.0012318
Garage door opener | Incandescent |  | Standard A Lamp | 2 | 40 | Garage | 115744 | Garage | 0.0012318
Wall Mount | Linear Fluorescent | 48 | T-12 | 1 | 40 | Bathroom | 115745 | Bathroom | 0.0012318
Ceiling Fixture | Incandescent |  | Standard A Lamp | 2 | 60 | Bedroom | 115746 | Bedroom | 0.0012318
Ceiling Fixture | Linear Fluorescent | 96 | T-12 | 2 | 40 | Bedroom | 115747 | Bedroom | 0.0012318
Ceiling Fixture | Linear Fluorescent | 96 | T-12 | 2 | 40 | Garage | 115748 | Garage | 0.0012318
Chandelier (Hanging) | Incandescent |  | Mini base | 8 | 60 | Hall | 115749 | Hall | 0.0012318
Ceiling Fan | Incandescent |  | Clear | 3 | 40 | Living Room | 1157410 | Living Room | 0.0012318
Table | Incandescent |  | Standard A Lamp | 1 | 100 | Living Room | 1157410 | Living Room | 0.0012318
Floor lamp | Linear Fluorescent | 96 | Fluorescent Other | 2 | 32 | Living Room | 1157410 | Living Room | 0.0012318
Track | Incandescent |  | Mini base | 2 | 65 | Living Room | 1157410 | Living Room | 0.0012318
Ceiling Fixture | Compact Fluorescent |  | Twist | 1 | 15 | Office | 1157411 | Office | 0.0012318
Table | Linear Fluorescent | 18 | T-8 | 2 | 16 | Office | 1157411 | Office | 0.0012318
Table | Compact Fluorescent |  | Twist | 1 | 22 | Office | 1157411 | Office | 0.0012318
Ceiling Fixture | Incandescent |  | Standard A Lamp | 1 | 90 | Other | 1157412 | Other | 0.0012318
Wall Mount | Linear Fluorescent | 48 | T-12 | 1 | 40 | Bathroom | 1157413 | Bathroom | 0.0012318
Recessed Can | Incandescent |  | Standard A Lamp | 1 | 60 | Bathroom | 1157413 | Bathroom | 0.0012318
Wall Mount | Linear Fluorescent | 18 | T-4 | 1 | 20 | Bathroom | 1157413 | Bathroom | 0.0012318
Ceiling Fan | Incandescent |  | Standard A Lamp | 2 | 60 | Master Bedroom | 1157414 | Master Bedroom | 0.0012318
Table | Incandescent |  | Standard A Lamp | 1 | 100 | Master Bedroom | 1157414 | Master Bedroom | 0.0012318
Wall Mount | Incandescent |  | Clear | 5 | 40 | Bathroom | 1157415 | Bathroom | 0.0012318
Wall Mount | Incandescent |  | Clear | 2 | 40 | Bathroom | 1157415 | Bathroom | 0.0012318
Wall Mount | Incandescent |  | Standard A Lamp | 2 | 60 | Bathroom | 115851 | Bathroom | 0.00037892
Ceiling Fixture | Incandescent |  | Standard A Lamp | 1 | 60 | Bathroom | 115851 | Bathroom | 0.00037892
Wall Mount | Incandescent |  | Standard A Lamp | 1 | 75 | Bathroom | 115852 | Bathroom | 0.00037892
Recessed Can | Incandescent |  | Standard A Lamp | 1 | 60 | Bathroom | 115852 | Bathroom | 0.00037892
Recessed Can | Incandescent |  | Standard A Lamp | 1 | 75 | Bedroom | 115853 | Bedroom | 0.00037892
Recessed Can | Incandescent |  | Standard A Lamp | 1 | 75 | Bedroom | 115854 | Bedroom | 0.00037892
Table | Halogen |  | Quartz Tube | 1 | 100 | Bedroom | 115854 | Bedroom | 0.00037892
Table | Halogen |  | MR | 1 | 50 | Bedroom | 115854 | Bedroom | 0.00037892
Ceiling Fixture | Incandescent |  | Standard A Lamp | 1 | 75 | Closet | 115855 | Closet | 0.00037892
Chandelier (Hanging) | Incandescent |  | Standard A Lamp | 1 | 100 | Dining Room | 115856 | Dining Room | 0.00037892
Ceiling Fixture | Incandescent |  | Decorative | 5 | 40 | Dining Room | 115856 | Dining Room | 0.00037892
Table | Compact Fluorescent |  | Straight Tube | 1 | 11 | Dining Room | 115856 | Dining Room | 0.00037892
Table | Incandescent |  | 3-Way Incandescent | 1 | 100 | Dining Room | 115856 | Dining Room | 0.00037892
Table | Incandescent |  | Standard A Lamp | 1 | 60 | Dining Room | 115856 | Dining Room | 0.00037892
Ceiling Fixture | Incandescent |  | Standard A Lamp | 1 | 60 | Family Room | 115857 | Family Room | 0.00037892
Wall Mount | Incandescent |  | Standard A Lamp | 1 | 60 | Family Room | 115857 | Family Room | 0.00037892
Floor lamp | Compact Fluorescent |  | Twist | 5 | 23 | Family Room | 115857 | Family Room | 0.00037892
Recessed Can | Incandescent |  | Standard A Lamp | 1 | 60 | Hall | 115858 | Hall | 0.00037892
Ceiling Fan | Incandescent |  | Standard A Lamp | 2 | 60 | Hall | 115859 | Hall | 0.00037892
Recessed Can | Incandescent |  | Reflector | 1 | 65 | Kitchen | 1158510 | Kitchen | 0.00037892
Architectural | Halogen |  | MR | 1 | 8 | Kitchen | 1158510 | Kitchen | 0.00037892
Chandelier (Hanging) | Incandescent |  | Standard A Lamp | 1 | 75 | Kitchen | 1158510 | Kitchen | 0.00037892
Recessed Can | Incandescent |  | Standard A Lamp | 1 | 60 | Laundry Room | 1158511 | Laundry Room | 0.00037892
Recessed Can | Incandescent |  | Reflector | 1 | 40 | Master Bedroom | 1158512 | Master Bedroom | 0.00037892
Table | Incandescent |  | Standard A Lamp | 1 | 60 | Master Bedroom | 1158512 | Master Bedroom | 0.00037892
Table | Halogen |  | MR | 1 | 50 | Master Bedroom | 1158512 | Master Bedroom | 0.00037892
Recessed Can | Incandescent |  | Reflector | 1 | 65 | Master Bedroom | 1158512 | Master Bedroom | 0.00037892
Table | Incandescent |  | Standard A Lamp | 1 | 60 | Master Bedroom | 1158512 | Master Bedroom | 0.00037892
Track | Halogen |  | MR | 3 | 50 | Other | 1158513 | Other | 0.00037892
Recessed Can | Incandescent |  | Standard A Lamp | 1 | 60 | Other | 1158514 | Other | 0.00037892
Floor lamp | Incandescent |  | Standard A Lamp | 1 | 75 | Other | 1158514 | Other | 0.00037892
Ceiling Fixture | Incandescent |  | Standard A Lamp | 1 | 60 | Other | 1158514 | Other | 0.00037892
Ceiling Fixture | Incandescent |  | Standard A Lamp | 1 | 100 | Bathroom | 116021 | Bathroom | 0.00028601
Ceiling Fixture | Compact Fluorescent |  | Twist | 1 | 26 | Bathroom | 116021 | Bathroom | 0.00028601
Ceiling Fixture | Incandescent |  | Heat Lamp | 3 | 250 | Bathroom | 116021 | Bathroom | 0.00028601
Wall Mount | Linear Fluorescent | 48 | T-12 | 1 | 32 | Bathroom | 116022 | Bathroom | 0.00028601
Ceiling Fixture | Incandescent |  | Heat Lamp | 3 | 250 | Bathroom | 116022 | Bathroom | 0.00028601
Ceiling Fan | Compact Fluorescent |  | Twist | 3 | 23 | Dining Room | 116023 | Dining Room | 0.00028601
Floor lamp | Compact Fluorescent |  | Pin base | 1 | 27 | Dining Room | 116023 | Dining Room | 0.00028601
Ceiling Fixture | Incandescent |  | Standard A Lamp | 1 | 60 | Other | 116024 | Other | 0.00028601
Ceiling Fixture | Compact Fluorescent |  | Twist | 1 | 23 | Hall | 116025 | Hall | 0.00028601
Chandelier (Hanging) | Incandescent |  | Standard A Lamp | 1 | 100 | Kitchen | 116026 | Kitchen | 0.00028601
Ceiling Fixture | Compact Fluorescent |  | Twist | 3 | 23 | Kitchen | 116026 | Kitchen | 0.00028601
Ceiling Fan | Compact Fluorescent |  | Twist | 3 | 23 | Living Room | 116027 | Living Room | 0.00028601
Chandelier (Hanging) | Incandescent |  | Standard A Lamp | 2 | 60 | Office | 116028 | Office | 0.00028601
Ceiling Fixture | Compact Fluorescent |  | Twist | 2 | 23 | Bedroom | 116029 | Bedroom | 0.00028601
Ceiling Fixture | Compact Fluorescent |  | Twist | 2 | 23 | Bedroom | 1160210 | Bedroom | 0.00028601
Ceiling Fan | Incandescent |  | Standard A Lamp | 1 | 60 | Bathroom | 116331 | Bathroom | 0.0012318
Recessed Can | Incandescent |  | Reflector | 1 | 65 | Bedroom | 116332 | Bedroom | 0.0012318
Table | Incandescent |  | Standard A Lamp | 1 | 60 | Bedroom | 116332 | Bedroom | 0.0012318
Ceiling Fixture | Compact Fluorescent |  | Twist | 1 | 15 | Closet | 116333 | Closet | 0.0012318
Wall Mount | Incandescent |  | Mini base | 1 | 60 | Closet | 116334 | Closet | 0.0012318
Wall Mount | Compact Fluorescent |  | Twist | 1 | 15 | Hall | 116335 | Hall | 0.0012318
Ceiling Fan | Incandescent |  | Decorative | 4 | 60 | Hall | 116335 | Hall | 0.0012318
Recessed Can | Incandescent |  | Reflector | 1 | 65 | Hall | 116335 | Hall | 0.0012318
Table | Halogen |  | Other | 3 | 10 | Hall | 116335 | Hall | 0.0012318
Ceiling Fixture | Compact Fluorescent |  | Pin base | 1 | 7 | Bathroom | 116336 | Bathroom | 0.0012318
Recessed Can | Incandescent |  | Reflector | 1 | 35 | Bathroom | 116336 | Bathroom | 0.0012318
Table | Incandescent |  | Standard A Lamp | 1 | 25 | Master Bedroom | 116337 | Master Bedroom | 0.0012318
Table | Incandescent |  | Standard A Lamp | 1 | 60 | Master Bedroom | 116337 | Master Bedroom | 0.0012318
Table | Compact Fluorescent |  | Twist | 1 | 15 | Master Bedroom | 116337 | Master Bedroom | 0.0012318
Recessed Can | Incandescent |  | Reflector | 1 | 65 | Master Bedroom | 116337 | Master Bedroom | 0.0012318
Recessed Can | Compact Fluorescent |  | Reflector | 1 | 15 | Master Bedroom | 116337 | Master Bedroom | 0.0012318
Recessed Can | Incandescent |  | Reflector | 1 | 65 | Master Bedroom | 116337 | Master Bedroom | 0.0012318
Ceiling Fixture | Halogen |  | MR | 3 | 35 | Master Bedroom | 116337 | Master Bedroom | 0.0012318
Wall Mount | Halogen |  | Other | 1 | 10 | Master Bedroom | 116337 | Master Bedroom | 0.0012318
Recessed Can | Incandescent |  | Reflector | 1 | 65 | Bathroom | 116338 | Bathroom | 0.0012318
Wall Mount | Compact Fluorescent |  | Twist | 3 | 15 | Bathroom | 116339 | Bathroom | 0.0012318
Ceiling Fan | Compact Fluorescent |  | Twist | 1 | 7 | Bathroom | 116339 | Bathroom | 0.0012318
Torchiere | Compact Fluorescent |  | Twist | 1 | 15 | Bedroom | 1163310 | Bedroom | 0.0012318
Ceiling Fixture | Incandescent |  | Standard A Lamp | 1 | 60 | Closet | 1163311 | Closet | 0.0012318
Ceiling Fixture | Incandescent |  | Standard A Lamp | 2 | 60 | Dining Room | 1163312 | Dining Room | 0.0012318
Garage door opener | Compact Fluorescent |  | Twist | 1 | 15 | Garage | 1163313 | Garage | 0.0012318
Ceiling Fixture | Compact Fluorescent |  | Twist | 1 | 15 | Garage | 1163313 | Garage | 0.0012318
Ceiling Fixture | Incandescent |  | Standard A Lamp | 2 | 60 | Hall | 1163315 | Hall | 0.0012318
Ceiling Fixture | Linear Fluorescent | 48 | T-12 | 2 | 40 | Kitchen | 1163316 | Kitchen | 0.0012318
Wall Mount | Incandescent |  | Mini base | 1 | 25 | Kitchen | 1163316 | Kitchen | 0.0012318
Table | Compact Fluorescent |  | Twist | 1 | 23 | Living Room | 1163317 | Living Room | 0.0012318
Floor lamp | Compact Fluorescent |  | Twist | 1 | 15 | Living Room | 1163317 | Living Room | 0.0012318
Ceiling Fan | Incandescent |  | Standard A Lamp | 2 | 60 | Family Room | 1163318 | Family Room | 0.0012318
Table | Incandescent |  | Mini base | 2 | 25 | Family Room | 1163318 | Family Room | 0.0012318
Recessed Can | Incandescent |  | Reflector | 1 | 65 | Laundry Room | 1163319 | Laundry Room | 0.0012318
Recessed - other | Linear Fluorescent | 48 | T-12 | 2 | 40 | Garage | 1163320 | Garage | 0.0012318
Recessed Can | Incandescent |  | Reflector | 1 | 65 | Garage | 1163320 | Garage | 0.0012318
Recessed Can | Compact Fluorescent |  | Reflector | 1 | 15 | Garage | 1163320 | Garage | 0.0012318
Ceiling Fan | Incandescent |  | Standard A Lamp | 2 | 60 | Other | 1163321 | Other | 0.0012318
Ceiling Fixture | Incandescent |  | Standard A Lamp | 2 | 60 | Other | 1163322 | Other | 0.0012318
Ceiling Fixture | Linear Fluorescent | 48 | T-12 | 2 | 40 | Other | 116361 | Other | 0.000364
Ceiling Fixture | Compact Fluorescent |  | Twist | 1 | 20 | Other | 116361 | Other | 0.000364
Ceiling Fixture | Compact Fluorescent |  | Circline (Screw Base) | 1 | 9 | Other | 116361 | Other | 0.000364
Table | Incandescent |  | Clear | 1 | 60 | Other | 116361 | Other | 0.000364
Wall Mount | Incandescent |  | Globe | 4 | 40 | Bathroom | 116362 | Bathroom | 0.000364
Chandelier (Hanging) | Incandescent |  | Globe | 1 | 60 | Bedroom | 116363 | Bedroom | 0.000364
Table | Compact Fluorescent |  | Straight Tube | 3 | 17 | Bedroom | 116363 | Bedroom | 0.000364
Floor lamp | Compact Fluorescent |  | Straight Tube | 1 | 5 | Bedroom | 116363 | Bedroom | 0.000364
Ceiling Fan | Incandescent |  | Globe | 1 | 60 | Bedroom | 116364 | Bedroom | 0.000364
Floor lamp | Halogen |  | Quartz Tube | 1 | 100 | Bedroom | 116364 | Bedroom | 0.000364
Wall Mount | Incandescent |  | Standard A Lamp | 1 | 60 | Bedroom | 116364 | Bedroom | 0.000364
Ceiling Fixture | Linear Fluorescent | 48 | T-12 | 4 | 40 | Bedroom | 116365 | Bedroom | 0.000364
Ceiling Fixture | Incandescent |  | Standard A Lamp | 2 | 60 | Bedroom | 116365 | Bedroom | 0.000364
Table | Incandescent |  | Standard A Lamp | 1 | 60 | Bedroom | 116365 | Bedroom | 0.000364
Table | Incandescent |  | Standard A Lamp | 1 | 60 | Bedroom | 116366 | Bedroom | 0.000364
Ceiling Fixture | Incandescent |  | Standard A Lamp | 1 | 60 | Other | 116367 | Other | 0.000364
Floor lamp | Compact Fluorescent |  | Twist | 1 | 20 | Family Room | 116368 | Family Room | 0.000364
Table | Compact Fluorescent |  | Twist | 1 | 15 | Family Room | 116368 | Family Room | 0.000364
Table | Compact Fluorescent |  | Twist | 1 | 15 | Family Room | 116368 | Family Room | 0.000364
Table | Compact Fluorescent |  | Twist | 1 | 23 | Family Room | 116368 | Family Room | 0.000364
Floor lamp | Compact Fluorescent |  | Straight Tube | 1 | 11 | Family Room | 116368 | Family Room | 0.000364
Ceiling Fixture | Compact Fluorescent |  | Straight Tube | 1 | 17 | Hall | 116369 | Hall | 0.000364
Chandelier (Hanging) | Compact Fluorescent |  | Straight Tube | 1 | 17 | Kitchen | 1163610 | Kitchen | 0.000364
Ceiling Fixture | Linear Fluorescent | 48 | T-12 | 2 | 40 | Kitchen | 1163610 | Kitchen | 0.000364
Other | Incandescent |  | Standard A Lamp | 1 | 60 | Kitchen | 1163610 | Kitchen | 0.000364
Ceiling Fixture | Incandescent |  | Standard A Lamp | 5 | 60 | Dining Room | 1163611 | Dining Room | 0.000364
Floor lamp | Incandescent |  | Standard A Lamp | 1 | 60 | Dining Room | 1163611 | Dining Room | 0.000364
Ceiling Fixture | Compact Fluorescent |  | Twist | 1 | 23 | Other | 1163612 | Other | 0.000364
Wall Mount | Incandescent |  | Standard A Lamp | 2 | 40 | Bathroom | 116391 | Bathroom | 0.000364
Recessed - other | Incandescent |  | Standard A Lamp | 1 | 60 | Hall | 116392 | Hall | 0.000364
Ceiling Fixture | Incandescent |  | Standard A Lamp | 1 | 60 | Other | 116393 | Other | 0.000364
Wall Mount | Halogen |  | Quartz Tube | 1 | 50 | Bathroom | 116394 | Bathroom | 0.000364
Ceiling Fixture | Linear Fluorescent | 48 | T-8 | 2 | 32 | Closet | 116395 | Closet | 0.000364
Recessed Can | Compact Fluorescent |  | Reflector | 1 | 22 | Dining Room | 116396 | Dining Room | 0.000364
Recessed Can | Incandescent |  | Reflector | 1 | 65 | Family Room | 116397 | Family Room | 0.000364
Garage door opener | Incandescent |  | Standard A Lamp | 1 | 60 | Garage | 116398 | Garage | 0.000364
Ceiling Fixture | Incandescent |  | Standard A Lamp | 1 | 60 | Garage | 116398 | Garage | 0.000364
Chandelier (Hanging) | Incandescent |  | Standard A Lamp | 1 | 60 | Hall | 116399 | Hall | 0.000364
Recessed Can | Compact Fluorescent |  | Reflector | 1 | 22 | Kitchen | 1163910 | Kitchen | 0.000364
Chandelier (Hanging) | Halogen |  | MR | 1 | 20 | Kitchen | 1163910 | Kitchen | 0.000364
Recessed Can | Incandescent |  | Reflector | 1 | 65 | Laundry Room | 1163911 | Laundry Room | 0.000364
Recessed Can | Incandescent |  | Reflector | 1 | 65 | Living Room | 1163912 | Living Room | 0.000364
Table | Incandescent |  | 3-Way Incandescent | 1 | 150 | Living Room | 1163912 | Living Room | 0.000364
Recessed - other | Linear Fluorescent | 48 | T-12 | 1 | 40 | Living Room | 1163912 | Living Room | 0.000364
Recessed Can | Incandescent |  | Reflector | 1 | 65 | Bathroom | 1163913 | Bathroom | 0.000364
Wall Mount | Halogen |  | Quartz Tube | 3 | 20 | Bathroom | 1163913 | Bathroom | 0.000364
Recessed Can | Incandescent |  | Reflector | 1 | 65 | Master Bedroom | 1163914 | Master Bedroom | 0.000364
Recessed Can | Incandescent |  | Reflector | 1 | 65 | Office | 1163915 | Office | 0.000364
Wall Mount | Incandescent |  | Decorative | 1 | 25 | Bathroom | 1163917 | Bathroom | 0.000364
Ceiling Fan | Compact Fluorescent |  | Twist | 1 | 15 | Bathroom | 1163917 | Bathroom | 0.000364
Recessed - other | Incandescent |  | Standard A Lamp | 1 | 60 | Bedroom | 1163918 | Bedroom | 0.000364
Recessed - other | Incandescent |  | Standard A Lamp | 1 | 60 | Hall | 1163919 | Hall | 0.000364
Recessed - other | Incandescent |  | Standard A Lamp | 1 | 60 | Office | 1163920 | Office | 0.000364
Wall Mount | Linear Fluorescent | 24 | T-12 | 2 | 15 | Bathroom | 116451 | Bathroom | 0.00037892
Ceiling Fixture | Compact Fluorescent |  | Twist | 1 | 40 | Bathroom | 116452 | Bathroom | 0.00037892
Wall Mount | Incandescent |  | Globe | 4 | 25 | Bathroom | 116452 | Bathroom | 0.00037892
Recessed - other | Incandescent |  | Standard A Lamp | 2 | 40 | Bedroom | 116453 | Bedroom | 0.00037892
Wall Mount | Incandescent |  | Globe | 2 | 60 | Bedroom | 116454 | Bedroom | 0.00037892
Recessed - other | Incandescent |  | Standard A Lamp | 2 | 40 | Bedroom | 116455 | Bedroom | 0.00037892
Ceiling Fixture | Compact Fluorescent |  | Twist | 1 | 15 | Bedroom | 116456 | Bedroom | 0.00037892
Ceiling Fixture | Compact Fluorescent |  | Twist | 4 | 15 | Dining Room | 116457 | Dining Room | 0.00037892
Ceiling Fixture | Linear Fluorescent | 48 | T-12 | 2 | 40 | Family Room | 116458 | Family Room | 0.00037892
Floor lamp | Compact Fluorescent |  | Twist | 1 | 15 | Family Room | 116458 | Family Room | 0.00037892
Ceiling Fixture | Linear Fluorescent | 48 | T-12 | 2 | 32 | Other | 116459 | Other | 0.00037892
Ceiling Fixture | Incandescent |  | Standard A Lamp | 1 | 60 | Hall | 1164510 | Hall | 0.00037892
Recessed - other | Incandescent |  | Standard A Lamp | 2 | 40 | Hall | 1164511 | Hall | 0.00037892
Ceiling Fixture | Incandescent |  | Globe | 1 | 60 | Kitchen | 1164512 | Kitchen | 0.00037892
Recessed - other | Incandescent |  | Standard A Lamp | 1 | 65 | Kitchen | 1164512 | Kitchen | 0.00037892
Ceiling Fixture | Compact Fluorescent |  | Twist | 1 | 15 | Laundry Room | 1164513 | Laundry Room | 0.00037892
Table | Compact Fluorescent |  | Twist | 1 | 22 | Living Room | 1164514 | Living Room | 0.00037892
Ceiling Fixture | Compact Fluorescent |  | Twist | 1 | 15 | Master Bedroom | 1164515 | Master Bedroom | 0.00037892
Table | Incandescent |  | Standard A Lamp | 1 | 60 | Master Bedroom | 1164515 | Master Bedroom | 0.00037892
Ceiling Fixture | Compact Fluorescent |  | Twist | 3 | 15 | Office | 1164516 | Office | 0.00037892
Floor lamp | Incandescent |  | Standard A Lamp | 3 | 60 | Office | 1164516 | Office | 0.00037892
Ceiling Fixture | Linear Fluorescent | 48 | T-12 | 1 | 40 | Garage | 1164517 | Garage | 0.00037892
Ceiling Fixture | Compact Fluorescent |  | Twist | 1 | 15 | Hall | 1164518 | Hall | 0.00037892
Ceiling Fan | Incandescent |  | Standard A Lamp | 1 | 60 | Bathroom | 116531 | Bathroom | 0.00037892
Recessed Can | Incandescent |  | Reflector | 1 | 65 | Bathroom | 116531 | Bathroom | 0.00037892
Wall Mount | Incandescent |  | Standard A Lamp | 5 | 75 | Bathroom | 116531 | Bathroom | 0.00037892
Recessed Can | Incandescent |  | Standard A Lamp | 1 | 75 | Bedroom | 116532 | Bedroom | 0.00037892
Ceiling Fan | Incandescent |  | Standard A Lamp | 2 | 75 | Bedroom | 116532 | Bedroom | 0.00037892
Ceiling Fan | Incandescent |  | Standard A Lamp | 1 | 50 | Bedroom | 116532 | Bedroom | 0.00037892
Recessed Can | Incandescent |  | Standard A Lamp | 1 | 100 | Bedroom | 116532 | Bedroom | 0.00037892
Table | Incandescent |  | Standard A Lamp | 1 | 75 | Bedroom | 116532 | Bedroom | 0.00037892
Recessed Can | Incandescent |  | Reflector | 1 | 65 | Hall | 116533 | Hall | 0.00037892
Ceiling Fixture | Incandescent |  | Standard A Lamp | 1 | 65 | Other | 116534 | Other | 0.00037892
Recessed Can | Incandescent |  | Reflector | 1 | 65 | Hall | 116535 | Hall | 0.00037892
Recessed Can | Incandescent |  | Reflector | 1 | 75 | Kitchen | 116536 | Kitchen | 0.00037892
Ceiling Fan | Incandescent |  | Standard A Lamp | 1 | 40 | Kitchen | 116536 | Kitchen | 0.00037892
Recessed - other | Compact Fluorescent |  | Twist | 1 | 28 | Hall | 116537 | Hall | 0.00037892
Recessed Can | Incandescent |  | Reflector | 1 | 75 | Hall | 116537 | Hall | 0.00037892
Ceiling Fan | Compact Fluorescent |  | Twist | 1 | 15 | Living Room | 116538 | Living Room | 0.00037892
Floor lamp | Incandescent |  | Clear | 3 | 40 | Living Room | 116538 | Living Room | 0.00037892
Torchiere | Incandescent |  | Standard A Lamp | 1 | 75 | Living Room | 116538 | Living Room | 0.00037892
Floor lamp | Incandescent |  | Standard A Lamp | 1 | 25 | Living Room | 116538 | Living Room | 0.00037892
Recessed Can | Incandescent |  | Reflector | 1 | 60 | Hall | 116539 | Hall | 0.00037892
Ceiling Fixture | Incandescent |  | Standard A Lamp | 1 | 60 | Other | 1165310 | Other | 0.00037892
Ceiling Fan | Incandescent |  | Heat Lamp | 1 | 250 | Bathroom | 1165311 | Bathroom | 0.00037892
Recessed - other | Incandescent |  | Standard A Lamp | 1 | 75 | Bathroom | 1165311 | Bathroom | 0.00037892
Recessed Can | Halogen |  | PAR | 2 | 75 | Bathroom | 1165311 | Bathroom | 0.00037892
Floor lamp | Incandescent |  | Decorative | 1 | 40 | Bedroom | 1165312 | Bedroom | 0.00037892
Recessed Can | Halogen |  | PAR | 1 | 75 | Bedroom | 1165312 | Bedroom | 0.00037892
Recessed Can | Incandescent |  | Reflector | 1 | 50 | Bedroom | 1165312 | Bedroom | 0.00037892
Table | Incandescent |  | Mini base | 1 | 25 | Bedroom | 1165312 | Bedroom | 0.00037892
Recessed Can | Halogen |  | PAR | 1 | 75 | Dining Room | 1165313 | Dining Room | 0.00037892
Table | Halogen |  | MR | 1 | 30 | Dining Room | 1165313 | Dining Room | 0.00037892
Ceiling Fixture | Halogen |  | MR | 1 | 30 | Dining Room | 1165313 | Dining Room | 0.00037892
Recessed Can | Halogen |  | MR | 1 | 75 | Hall | 1165314 | Hall | 0.00037892
Recessed Can | Halogen |  | PAR | 1 | 75 | Hall | 1165314 | Hall | 0.00037892
Recessed - other | Incandescent |  | Reflector | 1 | 40 | Hall | 1165314 | Hall | 0.00037892
Chandelier (Hanging) | Incandescent |  | Decorative | 1 | 5 | Kitchen | 1165315 | Kitchen | 0.00037892
Ceiling Fan | Halogen |  | MR | 4 | 50 | Kitchen | 1165315 | Kitchen | 0.00037892
Recessed Can | Halogen |  | PAR | 1 | 75 | Kitchen | 1165315 | Kitchen | 0.00037892
Recessed - other | Other |  | LED Interior | 1 | 7 | Kitchen | 1165315 | Kitchen | 0.00037892
Ceiling Fixture | Incandescent |  | Standard A Lamp | 1 | 75 | Laundry Room | 1165316 | Laundry Room | 0.00037892
Recessed Can | Halogen |  | MR | 1 | 30 | Living Room | 1165317 | Living Room | 0.00037892
Floor lamp | Incandescent |  | Standard A Lamp | 1 | 100 | Living Room | 1165317 | Living Room | 0.00037892
Table | Incandescent |  | Standard A Lamp | 1 | 100 | Living Room | 1165317 | Living Room | 0.00037892
Ceiling Fixture | Incandescent |  | Standard A Lamp | 1 | 75 | Other | 1165318 | Other | 0.00037892
Wall Mount | Halogen |  | Other | 1 | 50 | Master Bedroom | 1165319 | Master Bedroom | 0.00037892
Recessed Can | Halogen |  | PAR | 1 | 75 | Living Room | 1165320 | Living Room | 0.00037892
Recessed Can | Halogen |  | MR | 1 | 50 | Living Room | 1165320 | Living Room | 0.00037892
Wall Mount | Incandescent |  | Standard A Lamp | 1 | 60 | Bathroom | 1165321 | Bathroom | 0.00037892
Ceiling Fixture | Incandescent |  | Clear | 1 | 250 | Other | 1165322 | Other | 0.00037892
Ceiling Fan | Incandescent |  | Standard A Lamp | 1 | 60 | Other | 1165322 | Other | 0.00037892
Recessed Can | Halogen |  | PAR | 1 | 75 | Bathroom | 1165323 | Bathroom | 0.00037892
Ceiling Fixture | Linear Fluorescent | 48 | T-12 | 2 | 40 | Garage | 1165324 | Garage | 0.00037892
Ceiling Fixture | Incandescent |  | Standard A Lamp | 1 | 40 | Garage | 1165324 | Garage | 0.00037892
Ceiling Fixture | Incandescent |  | 3-Way Incandescent | 1 | 200 | Garage | 1165324 | Garage | 0.00037892
Garage door opener | Incandescent |  | Standard A Lamp | 1 | 60 | Garage | 1165324 | Garage | 0.00037892
Ceiling Fixture | Compact Fluorescent |  | Twist | 1 | 15 | Kitchen | 116701 | Kitchen | 0.00037892
Ceiling Fixture | Compact Fluorescent |  | Straight Tube | 1 | 22 | Closet | 116702 | Closet | 0.00037892
Ceiling Fixture | Compact Fluorescent |  | Twist | 1 | 15 | Laundry Room | 116703 | Laundry Room | 0.00037892
Recessed Can | Incandescent |  | Reflector | 1 | 65 | Dining Room | 116704 | Dining Room | 0.00037892
Floor lamp | Compact Fluorescent |  | Twist | 3 | 15 | Living Room | 116705 | Living Room | 0.00037892
Recessed Can | Incandescent |  | Reflector | 1 | 65 | Living Room | 116705 | Living Room | 0.00037892
Recessed Can | Incandescent |  | Reflector | 1 | 60 | Hall | 116706 | Hall | 0.00037892
Ceiling Fixture | Incandescent |  | Standard A Lamp | 1 | 100 | Hall | 116707 | Hall | 0.00037892
Ceiling Fixture | Incandescent |  | Standard A Lamp | 1 | 40 | Bathroom | 116708 | Bathroom | 0.00037892
Recessed Can | Incandescent |  | Reflector | 1 | 65 | Bedroom | 116709 | Bedroom | 0.00037892
Recessed Can | Incandescent |  | Reflector | 1 | 65 | Office | 1167010 | Office | 0.00037892
Wall Mount | Incandescent |  | Decorative | 4 | 40 | Bathroom | 116751 | Bathroom | 0.0017229
Chandelier (Hanging) | Incandescent |  | Decorative | 5 | 60 | Family Room | 116752 | Family Room | 0.0017229
Ceiling Fixture | Incandescent |  | Standard A Lamp | 1 | 100 | Hall | 116753 | Hall | 0.0017229
Floor lamp | Incandescent |  | Standard A Lamp | 4 | 100 | Family Room | 116754 | Family Room | 0.0017229
Table | Incandescent |  | Standard A Lamp | 1 | 150 | Family Room | 116754 | Family Room | 0.0017229
Ceiling Fixture | Incandescent |  | Standard A Lamp | 1 | 75 | Garage | 116755 | Garage | 0.0017229
Garage door opener | Incandescent |  | Standard A Lamp | 2 | 100 | Garage | 116755 | Garage | 0.0017229
Ceiling Fixture | Incandescent |  | Standard A Lamp | 1 | 60 | Bedroom | 116756 | Bedroom | 0.0017229
Table | Incandescent |  | 3-Way Incandescent | 1 | 100 | Bedroom | 116756 | Bedroom | 0.0017229
Ceiling Fixture | Incandescent |  | Standard A Lamp | 1 | 100 | Hall | 116757 | Hall | 0.0017229
Ceiling Fixture | Incandescent |  | Standard A Lamp | 2 | 75 | Kitchen | 116758 | Kitchen | 0.0017229
Ceiling Fixture | Incandescent |  | Standard A Lamp | 2 | 65 | Family Room | 116759 | Family Room | 0.0017229
Floor lamp | Compact Fluorescent |  | Twist | 1 | 22 | Family Room | 116759 | Family Room | 0.0017229
Ceiling Fixture | Incandescent |  | Standard A Lamp | 1 | 60 | Bedroom | 1167510 | Bedroom | 0.0017229
Table | Incandescent |  | 3-Way Incandescent | 1 | 100 | Bedroom | 1167510 | Bedroom | 0.0017229
Wall Mount | Incandescent |  | Decorative | 3 | 40 | Bathroom | 1167511 | Bathroom | 0.0017229
Recessed - other | Incandescent |  | Heat Lamp | 2 | 125 | Bathroom | 1167511 | Bathroom | 0.0017229
Wall Mount | Incandescent |  | Decorative | 3 | 40 | Closet | 1167512 | Closet | 0.0017229
Ceiling Fixture | Incandescent |  | Standard A Lamp | 1 | 60 | Closet | 1167512 | Closet | 0.0017229
Ceiling Fixture | Incandescent |  | Standard A Lamp | 1 | 60 | Office | 1167513 | Office | 0.0017229
Table | Incandescent |  | Standard A Lamp | 2 | 40 | Office | 1167513 | Office | 0.0017229
Ceiling Fixture | Incandescent |  | Standard A Lamp | 2 | 60 | Laundry Room | 1167514 | Laundry Room | 0.0017229
Wall Mount | Incandescent |  | Standard A Lamp | 1 | 75 | Other | 116771 | Other | 0.00037892
Ceiling Fixture | Halogen |  | Quartz Tube | 1 | 100 | Bathroom | 116772 | Bathroom | 0.00037892
Wall Mount | Incandescent |  | Mini base | 2 | 40 | Bathroom | 116772 | Bathroom | 0.00037892
Recessed Can | Incandescent |  | Reflector | 1 | 75 | Hall | 116773 | Hall | 0.00037892
Recessed Can | Incandescent |  | Reflector | 1 | 75 | Hall | 116773 | Hall | 0.00037892
Recessed Can | Incandescent |  | Standard A Lamp | 1 | 60 | Closet | 116774 | Closet | 0.00037892
Recessed Can | Incandescent |  | Standard A Lamp | 1 | 60 | Closet | 116775 | Closet | 0.00037892
Recessed - other | Incandescent |  | Standard A Lamp | 1 | 100 | Closet | 116776 | Closet | 0.00037892
Chandelier (Hanging) | Incandescent |  | Standard A Lamp | 2 | 60 | Dining Room | 116777 | Dining Room | 0.00037892
Chandelier (Hanging) | Incandescent |  | Standard A Lamp | 1 | 100 | Dining Room | 116777 | Dining Room | 0.00037892
Wall Mount | Incandescent |  | Standard A Lamp | 1 | 100 | Other | 116778 | Other | 0.00037892
Garage door opener | Incandescent |  | Standard A Lamp | 2 | 60 | Garage | 116779 | Garage | 0.00037892
Other | Halogen |  | Other | 1 | 20 | Kitchen | 1167710 | Kitchen | 0.00037892
Recessed Can | Incandescent |  | Reflector | 1 | 100 | Kitchen | 1167710 | Kitchen | 0.00037892
Recessed Can | Incandescent |  | Reflector | 1 | 75 | Kitchen | 1167710 | Kitchen | 0.00037892
Wall Mount | Incandescent |  | Clear | 1 | 60 | Laundry Room | 1167711 | Laundry Room | 0.00037892
Wall Mount | Incandescent |  | Standard A Lamp | 1 | 75 | Laundry Room | 1167711 | Laundry Room | 0.00037892
Wall Mount | Incandescent |  | Standard A Lamp | 1 | 75 | Laundry Room | 1167711 | Laundry Room | 0.00037892
Recessed Can | Incandescent |  | Reflector | 1 | 65 | Laundry Room | 1167711 | Laundry Room | 0.00037892
Table | Incandescent |  | Standard A Lamp | 1 | 75 | Living Room | 1167712 | Living Room | 0.00037892
Wall Mount | Compact Fluorescent |  | Straight Tube | 1 | 15 | Living Room | 1167712 | Living Room | 0.00037892
Wall Mount | Halogen |  | Quartz Tube | 2 | 100 | Bathroom | 1167713 | Bathroom | 0.00037892
Table | Incandescent |  | Standard A Lamp | 1 | 40 | Master Bedroom | 1167714 | Master Bedroom | 0.00037892
Wall Mount | Compact Fluorescent |  | Twist | 1 | 15 | Master Bedroom | 1167714 | Master Bedroom | 0.00037892
Wall Mount | Incandescent |  | Standard A Lamp | 1 | 75 | Master Bedroom | 1167714 | Master Bedroom | 0.00037892
Wall Mount | Incandescent |  | Standard A Lamp | 1 | 100 | Other | 1167715 | Other | 0.00037892
Wall Mount | Incandescent |  | Standard A Lamp | 1 | 100 | Bedroom | 1167716 | Bedroom | 0.00037892
Ceiling Fan | Incandescent |  | Standard A Lamp | 4 | 60 | Dining Room | 116791 | Dining Room | 0.0017229
Wall Mount | Incandescent |  | Globe | 8 | 40 | Bathroom | 116792 | Bathroom | 0.0017229
Ceiling Fixture | Linear Fluorescent | 48 | T-12 | 4 | 40 | Office | 116793 | Office | 0.0017229
Recessed Can | Compact Fluorescent |  | Flood | 1 | 18 | Office | 116793 | Office | 0.0017229
Ceiling Fixture | Linear Fluorescent | 48 | T-12 | 4 | 40 | Office | 116794 | Office | 0.0017229
Track | Incandescent |  | Reflector | 1 | 75 | Bedroom | 116795 | Bedroom | 0.0017229
Chandelier (Hanging) | Halogen |  |  | 8 | 60 | Other | 116796 | Other | 0.0017229
Ceiling Fixture | Compact Fluorescent |  | Circline (Screw Base) | 1 | 18 | Garage | 116797 | Garage | 0.0017229
Ceiling Fixture | Compact Fluorescent |  | Twist | 1 | 18 | Garage | 116797 | Garage | 0.0017229
Ceiling Fixture | Linear Fluorescent | 48 | T-8 | 2 | 40 | Garage | 116797 | Garage | 0.0017229
Ceiling Fixture | Linear Fluorescent | 48 | T-12 | 2 | 40 | Garage | 116797 | Garage | 0.0017229
Garage door opener | Incandescent |  | Standard A Lamp | 2 | 60 | Garage | 116797 | Garage | 0.0017229
Ceiling Fixture | Incandescent |  | Standard A Lamp | 2 | 40 | Bedroom | 116798 | Bedroom | 0.0017229
Floor lamp | Incandescent |  | 3-Way Incandescent | 1 | 150 | Bedroom | 116798 | Bedroom | 0.0017229
Ceiling Fixture | Incandescent |  | Standard A Lamp | 1 | 60 | Hall | 116799 | Hall | 0.0017229
Ceiling Fixture | Halogen |  | PAR | 1 | 75 | Kitchen | 1167910 | Kitchen | 0.0017229
Chandelier (Hanging) | Incandescent |  | Decorative | 5 | 60 | Kitchen | 1167910 | Kitchen | 0.0017229
Recessed Can | Incandescent |  | Reflector | 1 | 65 | Kitchen | 1167910 | Kitchen | 0.0017229
Recessed Can | Compact Fluorescent |  | Flood | 1 | 18 | Living Room | 1167911 | Living Room | 0.0017229
Floor lamp | Halogen |  | Quartz Tube | 1 | 100 | Living Room | 1167911 | Living Room | 0.0017229
Floor lamp | Incandescent |  | 3-Way Incandescent | 1 | 150 | Living Room | 1167911 | Living Room | 0.0017229
Wall Mount | Incandescent |  | Globe | 2 | 60 | Bathroom | 1167912 | Bathroom | 0.0017229
Recessed Can | Compact Fluorescent |  | Flood | 1 | 18 | Hall | 1167913 | Hall | 0.0017229
Wall Mount | Linear Fluorescent | 24 | T-8 | 2 | 40 | Hall | 1167913 | Hall | 0.0017229
Wall Mount | Incandescent |  | Globe | 16 | 40 | Bathroom | 1167914 | Bathroom | 0.0017229
Recessed Can | Compact Fluorescent |  | Flood | 1 | 18 | Bathroom | 1167914 | Bathroom | 0.0017229
Ceiling Fixture | Incandescent |  | Heat Lamp | 1 | 100 | Bathroom | 1167914 | Bathroom | 0.0017229
Ceiling Fixture | Incandescent |  | Standard A Lamp | 1 | 60 | Bathroom | 1167914 | Bathroom | 0.0017229
Floor lamp | Incandescent |  | 3-Way Incandescent | 1 | 150 | Master Bedroom | 1167915 | Master Bedroom | 0.0017229
Ceiling Fixture | Incandescent |  | Standard A Lamp | 1 | 60 | Master Bedroom | 1167915 | Master Bedroom | 0.0017229
Floor lamp | Incandescent |  | Standard A Lamp | 1 | 60 | Master Bedroom | 1167915 | Master Bedroom | 0.0017229
Ceiling Fixture | Incandescent |  | Decorative | 4 | 40 | Office | 1167916 | Office | 0.0017229
Floor lamp | Incandescent |  | Standard A Lamp | 1 | 40 | Office | 1167916 | Office | 0.0017229
Floor lamp | Compact Fluorescent |  | Straight Tube | 1 | 18 | Office | 1167916 | Office | 0.0017229
Floor lamp | Incandescent |  | 3-Way Incandescent | 1 | 150 | Office | 1167916 | Office | 0.0017229
Table | Incandescent |  | 3-Way Incandescent | 1 | 100 | Living Room | 116841 | Living Room | 0.00049795
Floor lamp | Incandescent |  | 3-Way Incandescent | 1 | 100 | Living Room | 116841 | Living Room | 0.00049795
Ceiling Fixture | Incandescent |  | Standard A Lamp | 1 | 40 | Living Room | 116841 | Living Room | 0.00049795
Table | Incandescent |  | Standard A Lamp | 1 | 60 | Master Bedroom | 116842 | Master Bedroom | 0.00049795
Table | Compact Fluorescent |  | Twist | 1 | 22 | Master Bedroom | 116842 | Master Bedroom | 0.00049795
Ceiling Fixture | Incandescent |  | Standard A Lamp | 1 | 60 | Closet | 116843 | Closet | 0.00049795
Wall Mount | Incandescent |  | Clear | 6 | 40 | Bathroom | 116844 | Bathroom | 0.00049795
Ceiling Fixture | Incandescent |  | Heat Lamp | 2 | 250 | Bathroom | 116844 | Bathroom | 0.00049795
Ceiling Fixture | Compact Fluorescent |  | Twist | 1 | 22 | Office | 116845 | Office | 0.00049795
Wall Mount | Incandescent |  | Standard A Lamp | 1 | 60 | Office | 116845 | Office | 0.00049795
Ceiling Fixture | Incandescent |  | Standard A Lamp | 1 | 60 | Garage | 116846 | Garage | 0.00049795
Recessed Can | Incandescent |  | Standard A Lamp | 1 | 100 | Kitchen | 116847 | Kitchen | 0.00049795
Other | Halogen |  | PAR | 3 | 30 | Kitchen | 116847 | Kitchen | 0.00049795
Chandelier (Hanging) | Incandescent |  | Mini base | 5 | 60 | Dining Room | 116848 | Dining Room | 0.00049795
Ceiling Fixture | Incandescent |  | Standard A Lamp | 1 | 25 | Living Room | 116849 | Living Room | 0.00049795
Wall Mount | Incandescent |  | Standard A Lamp | 2 | 60 | Bathroom | 1168410 | Bathroom | 0.00049795
Ceiling Fixture | Incandescent |  | Standard A Lamp | 1 | 60 | Closet | 1168411 | Closet | 0.00049795
Ceiling Fixture | Incandescent |  | Standard A Lamp | 1 | 60 | Closet | 1168412 | Closet | 0.00049795
Ceiling Fixture | Incandescent |  | Standard A Lamp | 1 | 60 | Hall | 1168413 | Hall | 0.00049795
Wall Mount | Incandescent |  | Standard A Lamp | 3 | 60 | Bathroom | 1168414 | Bathroom | 0.00049795
Ceiling Fixture | Incandescent |  | Heat Lamp | 2 | 250 | Bathroom | 1168414 | Bathroom | 0.00049795
Wall Mount | Incandescent |  | Decorative | 3 | 25 | Bathroom | 117021 | Bathroom | 0.00049795
Ceiling Fixture | Incandescent |  | Standard A Lamp | 1 | 60 | Bedroom | 117022 | Bedroom | 0.00049795
Ceiling Fan | Incandescent |  | Standard A Lamp | 2 | 60 | Bedroom | 117023 | Bedroom | 0.00049795
Recessed Can | Incandescent |  | Reflector | 1 | 75 | Dining Room | 117024 | Dining Room | 0.00049795
Ceiling Fixture | Incandescent |  | Standard A Lamp | 2 | 60 | Hall | 117025 | Hall | 0.00049795
Recessed Can | Incandescent |  | Reflector | 1 | 65 | Kitchen | 117026 | Kitchen | 0.00049795
Ceiling Fan | Incandescent |  | Standard A Lamp | 1 | 60 | Living Room | 117027 | Living Room | 0.00049795
Ceiling Fixture | Incandescent |  | Decorative | 3 | 40 | Dining Room | 117051 | Dining Room | 0.000364
Ceiling Fixture | Incandescent |  | Standard A Lamp | 1 | 60 | Hall | 117052 | Hall | 0.000364
Ceiling Fixture | Linear Fluorescent | 48 | T-12 | 2 | 40 | Garage | 117053 | Garage | 0.000364
Ceiling Fixture | Linear Fluorescent | 48 | T-12 | 1 | 40 | Garage | 117053 | Garage | 0.000364
Ceiling Fixture | Compact Fluorescent |  | Twist | 1 | 15 | Garage | 117053 | Garage | 0.000364
Wall Mount | Incandescent |  | 3-Way Incandescent | 1 | 150 | Garage | 117053 | Garage | 0.000364
Table | Compact Fluorescent |  | Twist | 1 | 15 | Bedroom | 117054 | Bedroom | 0.000364
Ceiling Fixture | Incandescent |  | Standard A Lamp | 1 | 60 | Hall | 117055 | Hall | 0.000364
Wall Mount | Incandescent |  | Standard A Lamp | 3 | 40 | Bathroom | 117056 | Bathroom | 0.000364
Ceiling Fixture | Incandescent |  | Standard A Lamp | 2 | 60 | Kitchen | 117057 | Kitchen | 0.000364
Other | Incandescent |  | Standard A Lamp | 1 | 60 | Kitchen | 117057 | Kitchen | 0.000364
Table | Incandescent |  | Standard A Lamp | 1 | 40 | Laundry Room | 117058 | Laundry Room | 0.000364
Wall Mount | Incandescent |  | Globe | 3 | 40 | Bathroom | 117059 | Bathroom | 0.000364
Ceiling Fixture | Incandescent |  | Standard A Lamp | 1 | 60 | Bathroom | 117059 | Bathroom | 0.000364
Ceiling Fixture | Incandescent |  | Decorative | 3 | 40 | Master Bedroom | 1170510 | Master Bedroom | 0.000364
Table | Incandescent |  | Mini base | 1 | 40 | Master Bedroom | 1170510 | Master Bedroom | 0.000364
Ceiling Fixture | Incandescent |  | Standard A Lamp | 2 | 40 | Bedroom | 1170511 | Bedroom | 0.000364
Table | Incandescent |  | Standard A Lamp | 1 | 40 | Bedroom | 1170511 | Bedroom | 0.000364
Ceiling Fixture | Linear Fluorescent | 48 | T-12 | 4 | 40 | Kitchen | 117131 | Kitchen | 0.00049795
Ceiling Fan | Compact Fluorescent |  | Twist | 1 | 15 | Office | 117132 | Office | 0.00049795
Floor lamp | Incandescent |  | Standard A Lamp | 3 | 40 | Office | 117132 | Office | 0.00049795
Ceiling Fixture | Incandescent |  | Standard A Lamp | 1 | 40 | Other | 117133 | Other | 0.00049795
Ceiling Fixture | Incandescent |  | Standard A Lamp | 1 | 60 | Hall | 117134 | Hall | 0.00049795
Ceiling Fixture | Incandescent |  | Standard A Lamp | 1 | 75 | Garage | 117135 | Garage | 0.00049795
Ceiling Fixture | Linear Fluorescent | 48 | T-12 | 2 | 40 | Other | 117136 | Other | 0.00049795
Floor lamp | Incandescent |  | Standard A Lamp | 1 | 60 | Living Room | 117137 | Living Room | 0.00049795
Table | Incandescent |  | Mini base | 1 | 40 | Living Room | 117137 | Living Room | 0.00049795
Chandelier (Hanging) | Incandescent |  | Mini base | 4 | 40 | Living Room | 117137 | Living Room | 0.00049795
Ceiling Fixture | Incandescent |  | Standard A Lamp | 1 | 75 | Closet | 117138 | Closet | 0.00049795
Floor lamp | Incandescent |  | Mini base | 1 | 60 | Bathroom | 117139 | Bathroom | 0.00049795
Ceiling Fixture | Incandescent |  | Standard A Lamp | 3 | 60 | Bathroom | 117139 | Bathroom | 0.00049795
Wall Mount | Incandescent |  | Standard A Lamp | 3 | 75 | Bathroom | 1171310 | Bathroom | 0.00049795
Ceiling Fixture | Compact Fluorescent |  | Twist | 2 | 15 | Master Bedroom | 1171311 | Master Bedroom | 0.00049795
Wall Mount | Incandescent |  | Globe | 8 | 40 | Bathroom | 1171312 | Bathroom | 0.00049795
Wall Mount | Incandescent |  | Standard A Lamp | 3 | 40 | Bathroom | 117171 | Bathroom | 0.0017229
Wall Mount | Incandescent |  | Standard A Lamp | 3 | 40 | Bathroom | 117172 | Bathroom | 0.0017229
Recessed - other | Incandescent |  | Heat Lamp | 2 | 150 | Bathroom | 117172 | Bathroom | 0.0017229
Recessed - other | Incandescent |  | Standard A Lamp | 1 | 60 | Bathroom | 117172 | Bathroom | 0.0017229
Ceiling Fan | Incandescent |  | Standard A Lamp | 1 | 60 | Family Room | 117173 | Family Room | 0.0017229
Ceiling Fan | Incandescent |  | Standard A Lamp | 3 | 40 | Master Bedroom | 117174 | Master Bedroom | 0.0017229
Table | Incandescent |  | Standard A Lamp | 1 | 60 | Master Bedroom | 117174 | Master Bedroom | 0.0017229
Ceiling Fan | Incandescent |  | Standard A Lamp | 1 | 75 | Bedroom | 117175 | Bedroom | 0.0017229
Table | Incandescent |  | Standard A Lamp | 1 | 60 | Bedroom | 117175 | Bedroom | 0.0017229
Table | Incandescent |  | Standard A Lamp | 1 | 40 | Bedroom | 117175 | Bedroom | 0.0017229
Ceiling Fan | Incandescent |  | Standard A Lamp | 1 | 60 | Bedroom | 117176 | Bedroom | 0.0017229
Table | Incandescent |  | Standard A Lamp | 1 | 60 | Bedroom | 117176 | Bedroom | 0.0017229
Ceiling Fan | Incandescent |  | Standard A Lamp | 1 | 60 | Bedroom | 117177 | Bedroom | 0.0017229
Table | Incandescent |  | Standard A Lamp | 1 | 60 | Bedroom | 117177 | Bedroom | 0.0017229
Ceiling Fixture | Incandescent |  | Standard A Lamp | 1 | 60 | Closet | 117178 | Closet | 0.0017229
Chandelier (Hanging) | Incandescent |  | Decorative | 5 | 40 | Dining Room | 117179 | Dining Room | 0.0017229
Ceiling Fixture | Compact Fluorescent |  | Twist | 1 | 28 | Garage | 1171710 | Garage | 0.0017229
Ceiling Fan | Compact Fluorescent |  | Twist | 1 | 15 | Hall | 1171711 | Hall | 0.0017229
Recessed Can | Incandescent |  | Reflector | 1 | 65 | Kitchen | 1171712 | Kitchen | 0.0017229
Ceiling Fixture | Incandescent |  | Standard A Lamp | 2 | 60 | Laundry Room | 1171713 | Laundry Room | 0.0017229
Floor lamp | Compact Fluorescent |  | Twist | 1 | 15 | Living Room | 1171714 | Living Room | 0.0017229
Table | Compact Fluorescent |  | Twist | 1 | 15 | Living Room | 1171714 | Living Room | 0.0017229
Recessed Can | Incandescent |  | Reflector | 1 | 65 | Bathroom | 117251 | Bathroom | 0.00037892
Ceiling Fixture | Halogen |  | MR | 1 | 50 | Bathroom | 117251 | Bathroom | 0.00037892
Wall Mount | Incandescent |  | Globe | 3 | 40 | Bathroom | 117252 | Bathroom | 0.00037892
Ceiling Fixture | Incandescent |  | Standard A Lamp | 2 | 60 | Bedroom | 117253 | Bedroom | 0.00037892
Ceiling Fixture | Incandescent |  | Standard A Lamp | 1 | 75 | Bedroom | 117254 | Bedroom | 0.00037892
Ceiling Fixture | Incandescent |  | Reflector | 1 | 65 | Bedroom | 117255 | Bedroom | 0.00037892
Ceiling Fixture | Incandescent |  | Standard A Lamp | 2 | 75 | Bedroom | 117256 | Bedroom | 0.00037892
Table | Compact Fluorescent |  | Twist | 1 | 13 | Bedroom | 117256 | Bedroom | 0.00037892
Chandelier (Hanging) | Incandescent |  | Standard A Lamp | 5 | 75 | Dining Room | 117257 | Dining Room | 0.00037892
Table | Incandescent |  | Standard A Lamp | 1 | 60 | Family Room | 117258 | Family Room | 0.00037892
Floor lamp | Incandescent |  | 3-Way Incandescent | 1 | 100 | Family Room | 117258 | Family Room | 0.00037892
Recessed Can | Incandescent |  | Reflector | 1 | 65 | Family Room | 117259 | Family Room | 0.00037892
Track | Compact Fluorescent |  | Twist | 4 | 14 | Family Room | 117259 | Family Room | 0.00037892
Recessed Can | Incandescent |  | Reflector | 1 | 65 | Garage | 1172510 | Garage | 0.00037892
Garage door opener | Incandescent |  | Standard A Lamp | 2 | 40 | Garage | 1172510 | Garage | 0.00037892
Wall Mount | Linear Fluorescent | 48 | T-12 | 1 | 40 | Garage | 1172510 | Garage | 0.00037892
Recessed Can | Compact Fluorescent |  | Reflector | 1 | 16 | Hall | 1172511 | Hall | 0.00037892
Ceiling Fixture | Incandescent |  | Standard A Lamp | 1 | 60 | Hall | 1172512 | Hall | 0.00037892
Recessed Can | Incandescent |  | Reflector | 1 | 65 | Hall | 1172513 | Hall | 0.00037892
Recessed Can | Compact Fluorescent |  | Twist | 1 | 14 | Hall | 1172513 | Hall | 0.00037892
Recessed Can | Incandescent |  | Reflector | 1 | 65 | Kitchen | 1172514 | Kitchen | 0.00037892
Ceiling Fixture | Compact Fluorescent |  | Twist | 2 | 20 | Laundry Room | 1172515 | Laundry Room | 0.00037892
Wall Mount | Incandescent |  | Reflector | 1 | 65 | Other | 1172516 | Other | 0.00037892
Ceiling Fixture | Incandescent |  | Standard A Lamp | 1 | 60 | Other | 1172517 | Other | 0.00037892
Wall Mount | Compact Fluorescent |  | Twist | 4 | 22 | Bathroom | 117291 | Bathroom | 0.0017229
Ceiling Fixture | Incandescent |  | Reflector | 1 | 250 | Bathroom | 117291 | Bathroom | 0.0017229
Floor lamp | Incandescent |  | Standard A Lamp | 1 | 60 | Bedroom | 117292 | Bedroom | 0.0017229
Ceiling Fixture | Incandescent |  | Standard A Lamp | 1 | 60 | Bedroom | 117292 | Bedroom | 0.0017229
Ceiling Fixture | Compact Fluorescent |  | Flood | 1 | 22 | Garage | 117293 | Garage | 0.0017229
Recessed Can | Incandescent |  | Reflector | 1 | 65 | Hall | 117294 | Hall | 0.0017229
Ceiling Fixture | Incandescent |  | Standard A Lamp | 3 | 60 | Kitchen | 117295 | Kitchen | 0.0017229
Recessed Can | Incandescent |  | Reflector | 1 | 60 | Kitchen | 117295 | Kitchen | 0.0017229
Ceiling Fixture | Incandescent |  | Mini base | 6 | 25 | Living Room | 117296 | Living Room | 0.0017229
Recessed Can | Halogen |  | PAR | 1 | 75 | Living Room | 117296 | Living Room | 0.0017229
Floor lamp | Incandescent |  | Standard A Lamp | 1 | 60 | Living Room | 117296 | Living Room | 0.0017229
Wall Mount | Incandescent |  | Standard A Lamp | 1 | 60 | Bathroom | 117297 | Bathroom | 0.0017229
Wall Mount | Incandescent |  | Globe | 1 | 40 | Bathroom | 117297 | Bathroom | 0.0017229
Wall Mount | Compact Fluorescent |  | Twist | 2 | 13 | Bathroom | 117297 | Bathroom | 0.0017229
Ceiling Fixture | Compact Fluorescent |  | Flood | 1 | 22 | Bathroom | 117297 | Bathroom | 0.0017229
Recessed Can | Compact Fluorescent |  | Flood | 1 | 15 | Master Bedroom | 117298 | Master Bedroom | 0.0017229
Recessed Can | Halogen |  | PAR | 1 | 75 | Master Bedroom | 117298 | Master Bedroom | 0.0017229
Floor lamp | Compact Fluorescent |  | Twist | 1 | 22 | Office | 117299 | Office | 0.0017229
Recessed Can | Halogen |  | PAR | 1 | 30 | Office | 117299 | Office | 0.0017229
Wall Mount | Compact Fluorescent |  | Twist | 4 | 15 | Bathroom | 117321 | Bathroom | 0.0012318
Ceiling Fan | Incandescent |  | Standard A Lamp | 1 | 60 | Bathroom | 117321 | Bathroom | 0.0012318
Wall Mount | Incandescent |  | Standard A Lamp | 3 | 60 | Bathroom | 117322 | Bathroom | 0.0012318
Ceiling Fan | Incandescent |  | Standard A Lamp | 1 | 60 | Bathroom | 117322 | Bathroom | 0.0012318
Wall Mount | Incandescent |  | Clear | 3 | 40 | Bathroom | 117323 | Bathroom | 0.0012318
Ceiling Fixture | Incandescent |  | Standard A Lamp | 1 | 60 | Bedroom | 117324 | Bedroom | 0.0012318
Ceiling Fixture | Incandescent |  | Standard A Lamp | 1 | 60 | Bedroom | 117325 | Bedroom | 0.0012318
Recessed Can | Compact Fluorescent |  | Reflector | 1 | 15 | Bedroom | 117325 | Bedroom | 0.0012318
Chandelier (Hanging) | Incandescent |  | Standard A Lamp | 4 | 60 | Dining Room | 117326 | Dining Room | 0.0012318
Recessed Can | Compact Fluorescent |  | Reflector | 1 | 15 | Family Room | 117327 | Family Room | 0.0012318
Ceiling Fixture | Incandescent |  | Standard A Lamp | 1 | 60 | Hall | 117328 | Hall | 0.0012318
Table | Incandescent |  | Standard A Lamp | 1 | 60 | Hall | 117328 | Hall | 0.0012318
Ceiling Fixture | Incandescent |  | Standard A Lamp | 1 | 60 | Hall | 117329 | Hall | 0.0012318
Recessed Can | Compact Fluorescent |  | Reflector | 1 | 15 | Hall | 1173210 | Hall | 0.0012318
Ceiling Fixture | Incandescent |  | Standard A Lamp | 1 | 60 | Kitchen | 1173211 | Kitchen | 0.0012318
Chandelier (Hanging) | Halogen |  | MR | 1 | 30 | Kitchen | 1173211 | Kitchen | 0.0012318
Ceiling Fixture | Linear Fluorescent | 48 | T-12 | 1 | 32 | Laundry Room | 1173212 | Laundry Room | 0.0012318
Ceiling Fixture | Incandescent |  | Standard A Lamp | 2 | 60 | Living Room | 1173213 | Living Room | 0.0012318
Track | Halogen |  | MR | 5 | 30 | Family Room | 1173214 | Family Room | 0.0012318
Recessed Can | Incandescent |  | Reflector | 1 | 65 | Family Room | 1173214 | Family Room | 0.0012318
Ceiling Fixture | Incandescent |  | Standard A Lamp | 1 | 60 | Master Bedroom | 1173215 | Master Bedroom | 0.0012318
Ceiling Fixture | Incandescent |  | Mini base | 3 | 25 | Laundry Room | 117341 | Laundry Room | 0.00037892
Ceiling Fixture | Compact Fluorescent |  | Twist | 2 | 15 | Living Room | 117342 | Living Room | 0.00037892
Floor lamp | Compact Fluorescent |  | Twist | 1 | 15 | Living Room | 117342 | Living Room | 0.00037892
Ceiling Fixture | Compact Fluorescent |  | Twist | 2 | 15 | Hall | 117343 | Hall | 0.00037892
Wall Mount | Incandescent |  | Globe | 3 | 40 | Bathroom | 117344 | Bathroom | 0.00037892
Ceiling Fixture | Incandescent |  | Standard A Lamp | 2 | 60 | Bedroom | 117345 | Bedroom | 0.00037892
Ceiling Fixture | Compact Fluorescent |  | Twist | 2 | 15 | Bedroom | 117346 | Bedroom | 0.00037892
Ceiling Fixture | Compact Fluorescent |  | Twist | 2 | 15 | Bedroom | 117347 | Bedroom | 0.00037892
Table | Compact Fluorescent |  | Twist | 1 | 22 | Bedroom | 117347 | Bedroom | 0.00037892
Ceiling Fixture | Compact Fluorescent |  | Twist | 1 | 15 | Garage | 117349 | Garage | 0.00037892
Recessed Can | Incandescent |  | Standard A Lamp | 1 | 60 | Family Room | 1173410 | Family Room | 0.00037892
Ceiling Fixture | Compact Fluorescent |  | Twist | 3 | 15 | Other | 1173411 | Other | 0.00037892
Table | Incandescent |  | Standard A Lamp | 1 | 60 | Other | 1173411 | Other | 0.00037892
Wall Mount | Incandescent |  | Globe | 3 | 40 | Bathroom | 1173412 | Bathroom | 0.00037892
Ceiling Fixture | Compact Fluorescent |  | Twist | 1 | 15 | Bedroom | 1173413 | Bedroom | 0.00037892
Ceiling Fixture | Compact Fluorescent |  | Twist | 2 | 15 | Bedroom | 1173414 | Bedroom | 0.00037892
Floor lamp | Incandescent |  | Standard A Lamp | 3 | 75 | Bedroom | 1173414 | Bedroom | 0.00037892
Ceiling Fixture | Compact Fluorescent |  | Twist | 1 | 15 | Closet | 1173415 | Closet | 0.00037892
Wall Mount | Compact Fluorescent |  | Twist | 1 | 15 | Hall | 1173416 | Hall | 0.00037892
Ceiling Fixture | Compact Fluorescent |  | Twist | 2 | 15 | Kitchen | 1173417 | Kitchen | 0.00037892
Ceiling Fan | Incandescent |  | Decorative | 3 | 25 | Kitchen | 117391 | Kitchen | 0.00037892
Recessed Can | Compact Fluorescent |  | Reflector | 1 | 15 | Kitchen | 117391 | Kitchen | 0.00037892
Chandelier (Hanging) | Incandescent |  | Decorative | 7 | 25 | Other | 117392 | Other | 0.00037892
Floor lamp | Incandescent |  | 3-Way Incandescent | 1 | 100 | Other | 117392 | Other | 0.00037892
Table | Compact Fluorescent |  | Twist | 1 | 15 | Other | 117392 | Other | 0.00037892
Table | Linear Fluorescent | 48 | Fluorescent Other | 1 | 20 | Other | 117392 | Other | 0.00037892
Ceiling Fixture | Incandescent |  | Heat Lamp | 2 | 150 | Bathroom | 117393 | Bathroom | 0.00037892
Wall Mount | Incandescent |  | Decorative | 4 | 65 | Bathroom | 117393 | Bathroom | 0.00037892
Chandelier (Hanging) | Compact Fluorescent |  | Twist | 4 | 15 | Office | 117394 | Office | 0.00037892
Floor lamp | Incandescent |  | 3-Way Incandescent | 1 | 100 | Office | 117394 | Office | 0.00037892
Table | Compact Fluorescent |  | Twist | 3 | 15 | Office | 117394 | Office | 0.00037892
Table | Compact Fluorescent |  | Twist | 1 | 15 | Office | 117394 | Office | 0.00037892
Ceiling Fixture | Incandescent |  | Standard A Lamp | 1 | 60 | Closet | 117395 | Closet | 0.00037892
Ceiling Fixture | Incandescent |  | Standard A Lamp | 1 | 75 | Other | 117396 | Other | 0.00037892
Ceiling Fixture | Incandescent |  | Standard A Lamp | 1 | 100 | Other | 117396 | Other | 0.00037892
Ceiling Fixture | Compact Fluorescent |  | Twist | 1 | 15 | Other | 117396 | Other | 0.00037892
Ceiling Fixture | Compact Fluorescent |  | A shape bulb | 1 | 15 | Garage | 117397 | Garage | 0.00037892
Chandelier (Hanging) | Incandescent |  | Decorative | 8 | 25 | Dining Room | 117398 | Dining Room | 0.00037892
Table | Incandescent |  | Standard A Lamp | 1 | 65 | Living Room | 117399 | Living Room | 0.00037892
Floor lamp | Incandescent |  | Standard A Lamp | 1 | 100 | Living Room | 117399 | Living Room | 0.00037892
Recessed - other | Halogen |  | PAR | 1 | 30 | Living Room | 117399 | Living Room | 0.00037892
Ceiling Fixture | Incandescent |  | Standard A Lamp | 2 | 40 | Hall | 1173910 | Hall | 0.00037892
Ceiling Fixture | Incandescent |  | Heat Lamp | 2 | 125 | Bathroom | 1173911 | Bathroom | 0.00037892
Wall Mount | Incandescent |  | Decorative | 2 | 25 | Bathroom | 1173911 | Bathroom | 0.00037892
Ceiling Fixture | Compact Fluorescent |  | Twist | 1 | 15 | Family Room | 1173912 | Family Room | 0.00037892
Table | Compact Fluorescent |  | Twist | 1 | 15 | Family Room | 1173912 | Family Room | 0.00037892
Table | Incandescent |  | Standard A Lamp | 1 | 60 | Family Room | 1173912 | Family Room | 0.00037892
Ceiling Fixture | Incandescent |  | Standard A Lamp | 1 | 60 | Bedroom | 1173913 | Bedroom | 0.00037892
Table | Incandescent |  | Decorative | 1 | 25 | Bedroom | 1173913 | Bedroom | 0.00037892
Floor lamp | Incandescent |  | Standard A Lamp | 1 | 60 | Bedroom | 1173913 | Bedroom | 0.00037892
Ceiling Fan | Incandescent |  | Decorative | 5 | 25 | Master Bedroom | 1173914 | Master Bedroom | 0.00037892
Table | Incandescent |  | Standard A Lamp | 1 | 100 | Master Bedroom | 1173914 | Master Bedroom | 0.00037892
Table | Incandescent |  | Colored | 1 | 25 | Master Bedroom | 1173914 | Master Bedroom | 0.00037892
Ceiling Fixture | Incandescent |  | Standard A Lamp | 1 | 60 | Closet | 1173915 | Closet | 0.00037892
Wall Mount | Compact Fluorescent |  | Twist | 3 | 15 | Bathroom | 117491 | Bathroom | 0.000364
Ceiling Fan | Compact Fluorescent |  | Twist | 2 | 15 | Bathroom | 117491 | Bathroom | 0.000364
Ceiling Fixture | Compact Fluorescent |  | Twist | 2 | 15 | Bedroom | 117492 | Bedroom | 0.000364
Ceiling Fixture | Compact Fluorescent |  | Twist | 2 | 15 | Bedroom | 117493 | Bedroom | 0.000364
Garage door opener | Incandescent |  | Standard A Lamp | 1 | 60 | Garage | 117494 | Garage | 0.000364
Ceiling Fixture | Incandescent |  | Standard A Lamp | 1 | 60 | Hall | 117495 | Hall | 0.000364
Ceiling Fixture | Linear Fluorescent | 48 | T-12 | 2 | 40 | Kitchen | 117496 | Kitchen | 0.000364
Ceiling Fixture | Incandescent |  | Standard A Lamp | 2 | 60 | Laundry Room | 117497 | Laundry Room | 0.000364
Floor lamp | Halogen |  | Quartz Tube | 1 | 50 | Living Room | 117498 | Living Room | 0.000364
Ceiling Fixture | Compact Fluorescent |  | Twist | 2 | 15 | Living Room | 117498 | Living Room | 0.000364
Ceiling Fixture | Compact Fluorescent |  | Twist | 2 | 15 | Office | 117499 | Office | 0.000364
Architectural | Incandescent |  | Standard A Lamp | 1 | 60 | Other | 117521 | Other | 0.00049795
Ceiling Fixture | Incandescent |  | Standard A Lamp | 1 | 75 | Bedroom | 117522 | Bedroom | 0.00049795
Wall Mount | Incandescent |  | Globe | 4 | 40 | Bathroom | 117523 | Bathroom | 0.00049795
Other | Incandescent |  | Mini base | 1 | 5 | Bathroom | 117523 | Bathroom | 0.00049795
Recessed Can | Incandescent |  | Reflector | 1 | 65 | Family Room | 117524 | Family Room | 0.00049795
Recessed Can | Incandescent |  | Reflector | 1 | 65 | Family Room | 117524 | Family Room | 0.00049795
Table | Halogen |  | MR | 1 | 20 | Family Room | 117524 | Family Room | 0.00049795
Ceiling Fixture | Incandescent |  | Standard A Lamp | 2 | 75 | Bedroom | 117525 | Bedroom | 0.00049795
Table | Incandescent |  | Standard A Lamp | 1 | 25 | Bedroom | 117525 | Bedroom | 0.00049795
Ceiling Fixture | Incandescent |  | Standard A Lamp | 1 | 60 | Hall | 117526 | Hall | 0.00049795
Chandelier (Hanging) | Compact Fluorescent |  | Twist | 3 | 19 | Kitchen | 117527 | Kitchen | 0.00049795
Low bay | Linear Fluorescent | 24 | T-12 | 1 | 20 | Kitchen | 117527 | Kitchen | 0.00049795
Table | Compact Fluorescent |  | Twist | 1 | 13 | Living Room | 117528 | Living Room | 0.00049795
Floor lamp | Compact Fluorescent |  | Twist | 1 | 20 | Living Room | 117528 | Living Room | 0.00049795
Chandelier (Hanging) | Incandescent |  | Decorative | 5 | 60 | Dining Room | 117531 | Dining Room | 0.00049795
Ceiling Fixture | Incandescent |  | Decorative | 1 | 40 | Closet | 117532 | Closet | 0.00049795
Recessed Can | Incandescent |  | Reflector | 1 | 65 | Hall | 117534 | Hall | 0.00049795
Recessed - other | Incandescent |  | Mini base | 1 | 25 | Hall | 117534 | Hall | 0.00049795
Recessed Can | Incandescent |  | Reflector | 1 | 65 | Kitchen | 117535 | Kitchen | 0.00049795
Wall Mount | Incandescent |  | Decorative | 4 | 25 | Bathroom | 117536 | Bathroom | 0.00049795
Recessed Can | Incandescent |  | Reflector | 1 | 65 | Bedroom | 117537 | Bedroom | 0.00049795
Table | Incandescent |  | Decorative | 1 | 25 | Bedroom | 117537 | Bedroom | 0.00049795
Recessed Can | Incandescent |  | Reflector | 1 | 65 | Other | 117538 | Other | 0.00049795
Recessed Can | Incandescent |  | Reflector | 2 | 65 | Family Room | 117539 | Family Room | 0.00049795
Recessed Can | Incandescent |  | Reflector | 1 | 65 | Hall | 1175310 | Hall | 0.00049795
Recessed Can | Incandescent |  | Reflector | 1 | 65 | Living Room | 1175311 | Living Room | 0.00049795
Chandelier (Hanging) | Incandescent |  | Mini base | 10 | 25 | Living Room | 1175311 | Living Room | 0.00049795
Wall Mount | Incandescent |  | Mini base | 6 | 25 | Bathroom | 1175312 | Bathroom | 0.00049795
Recessed Can | Incandescent |  | Reflector | 1 | 65 | Bathroom | 1175312 | Bathroom | 0.00049795
Recessed Can | Incandescent |  | Reflector | 1 | 65 | Bedroom | 1175313 | Bedroom | 0.00049795
Table | Incandescent |  | Standard A Lamp | 1 | 60 | Bedroom | 1175313 | Bedroom | 0.00049795
Recessed Can | Incandescent |  | Reflector | 1 | 65 | Bathroom | 1175314 | Bathroom | 0.00049795
Ceiling Fixture | Incandescent |  | Standard A Lamp | 1 | 60 | Closet | 1175315 | Closet | 0.00049795
Recessed Can | Incandescent |  | Reflector | 1 | 65 | Hall | 1175316 | Hall | 0.00049795
Ceiling Fixture | Incandescent |  | Standard A Lamp | 1 | 60 | Laundry Room | 1175317 | Laundry Room | 0.00049795
Wall Mount | Incandescent |  | Decorative | 1 | 40 | Family Room | 1175318 | Family Room | 0.00049795
Recessed Can | Incandescent |  | Reflector | 1 | 65 | Bathroom | 1175319 | Bathroom | 0.00049795
Wall Mount | Incandescent |  | Mini base | 4 | 25 | Bathroom | 1175319 | Bathroom | 0.00049795
Recessed Can | Incandescent |  | Reflector | 1 | 65 | Master Bedroom | 1175320 | Master Bedroom | 0.00049795
Table | Incandescent |  | Standard A Lamp | 1 | 60 | Master Bedroom | 1175320 | Master Bedroom | 0.00049795
Recessed Can | Compact Fluorescent |  | Reflector | 1 | 15 | Office | 1175321 | Office | 0.00049795
Chandelier (Hanging) | Compact Fluorescent |  | Twist | 6 | 15 | Office | 1175321 | Office | 0.00049795
Recessed - other | Incandescent |  | Mini base | 1 | 25 | Hall | 1175322 | Hall | 0.00049795
Wall Mount | Incandescent |  | Standard A Lamp | 1 | 60 | Other | 1175323 | Other | 0.00049795
Chandelier (Hanging) | Compact Fluorescent |  | Twist | 3 | 15 | Dining Room | 1175324 | Dining Room | 0.00049795
Recessed Can | Incandescent |  | Reflector | 1 | 65 | Other | 1175325 | Other | 0.00049795
Wall Mount | Compact Fluorescent |  | Twist | 4 | 14 | Bathroom | 117621 | Bathroom | 0.000364
Wall Mount | Incandescent |  | Standard A Lamp | 2 | 40 | Bathroom | 117622 | Bathroom | 0.000364
Ceiling Fixture | Incandescent |  | Standard A Lamp | 2 | 60 | Bedroom | 117623 | Bedroom | 0.000364
Ceiling Fixture | Incandescent |  | Standard A Lamp | 1 | 60 | Closet | 117624 | Closet | 0.000364
Ceiling Fixture | Compact Fluorescent |  | Twist | 1 | 14 | Closet | 117625 | Closet | 0.000364
Ceiling Fixture | Compact Fluorescent |  | Twist | 2 | 14 | Dining Room | 117626 | Dining Room | 0.000364
Ceiling Fixture | Compact Fluorescent |  | Twist | 2 | 14 | Other | 117627 | Other | 0.000364
Floor lamp | Compact Fluorescent |  | Twist | 1 | 14 | Family Room | 117628 | Family Room | 0.000364
Ceiling Fixture | Linear Fluorescent | 48 | T-12 | 4 | 40 | Garage | 117629 | Garage | 0.000364
Ceiling Fixture | Compact Fluorescent |  | Twist | 2 | 15 | Kitchen | 1176210 | Kitchen | 0.000364
Ceiling Fixture | Compact Fluorescent |  | Twist | 1 | 15 | Kitchen | 1176210 | Kitchen | 0.000364
Ceiling Fixture | Incandescent |  | Standard A Lamp | 2 | 60 | Other | 1176211 | Other | 0.000364
Floor lamp | Compact Fluorescent |  | Twist | 1 | 20 | Other | 1176211 | Other | 0.000364
Ceiling Fixture | Compact Fluorescent |  | Twist | 1 | 15 | Laundry Room | 1176212 | Laundry Room | 0.000364
Ceiling Fixture | Incandescent |  | Standard A Lamp | 1 | 60 | Master Bedroom | 1176213 | Master Bedroom | 0.000364
Ceiling Fixture | Incandescent |  | Standard A Lamp | 1 | 60 | Office | 1176214 | Office | 0.000364
Table | Incandescent |  | Standard A Lamp | 1 | 60 | Office | 1176214 | Office | 0.000364
Wall Mount | Compact Fluorescent |  | Twist | 1 | 14 | Other | 1176215 | Other | 0.000364
Ceiling Fixture | Compact Fluorescent |  | Twist | 1 | 23 | Bathroom | 117661 | Bathroom | 0.0012318
Ceiling Fixture | Linear Fluorescent | 48 | T-12 | 2 | 40 | Bathroom | 117661 | Bathroom | 0.0012318
Ceiling Fixture | Compact Fluorescent |  | Globe | 3 | 15 | Bathroom | 117661 | Bathroom | 0.0012318
Ceiling Fixture | Incandescent |  | Reflector | 1 | 65 | Bathroom | 117661 | Bathroom | 0.0012318
Ceiling Fixture | Linear Fluorescent | 48 | T-12 | 1 | 40 | Bathroom | 117662 | Bathroom | 0.0012318
Ceiling Fixture | Linear Fluorescent | 24 | T-12 | 1 | 20 | Bathroom | 117662 | Bathroom | 0.0012318
Chandelier (Hanging) | Incandescent |  | Decorative | 6 | 40 | Dining Room | 117663 | Dining Room | 0.0012318
Track | Incandescent |  | Reflector | 3 | 60 | Other | 117664 | Other | 0.0012318
Table | Compact Fluorescent |  | Twist | 2 | 23 | Family Room | 117665 | Family Room | 0.0012318
Table | Incandescent |  | Standard A Lamp | 1 | 100 | Family Room | 117665 | Family Room | 0.0012318
Architectural | Compact Fluorescent |  | Twist | 1 | 13 | Family Room | 117665 | Family Room | 0.0012318
Recessed Can | Incandescent |  | Reflector | 1 | 65 | Family Room | 117665 | Family Room | 0.0012318
Ceiling Fixture | Linear Fluorescent | 96 | T-12 | 2 | 75 | Garage | 117666 | Garage | 0.0012318
Ceiling Fixture | Linear Fluorescent | 48 | T-12 | 2 | 40 | Garage | 117666 | Garage | 0.0012318
Garage door opener | Compact Fluorescent |  | Twist | 1 | 23 | Garage | 117666 | Garage | 0.0012318
Ceiling Fixture | Compact Fluorescent |  | Twist | 1 | 13 | Hall | 117667 | Hall | 0.0012318
Ceiling Fixture | Compact Fluorescent |  | Twist | 1 | 23 | Hall | 117668 | Hall | 0.0012318
Ceiling Fixture | Linear Fluorescent | 48 | T-12 | 1 | 40 | Kitchen | 117669 | Kitchen | 0.0012318
Ceiling Fixture | Linear Fluorescent | 36 | T-12 | 1 | 30 | Kitchen | 117669 | Kitchen | 0.0012318
Ceiling Fixture | Linear Fluorescent | 24 | T-12 | 1 | 20 | Kitchen | 117669 | Kitchen | 0.0012318
Ceiling Fixture | Compact Fluorescent |  | Twist | 1 | 15 | Laundry Room | 1176610 | Laundry Room | 0.0012318
Table | Incandescent |  | 3-Way Incandescent | 1 | 100 | Living Room | 1176611 | Living Room | 0.0012318
Table | Incandescent |  | Standard A Lamp | 1 | 100 | Master Bedroom | 1176612 | Master Bedroom | 0.0012318
Floor lamp | Compact Fluorescent |  | Straight Tube | 1 | 15 | Master Bedroom | 1176612 | Master Bedroom | 0.0012318
Ceiling Fixture | Linear Fluorescent | 48 | T-12 | 1 | 40 | Office | 1176613 | Office | 0.0012318
Ceiling Fixture | Linear Fluorescent | 24 | T-12 | 1 | 20 | Office | 1176613 | Office | 0.0012318
Ceiling Fixture | Incandescent |  | Standard A Lamp | 1 | 150 | Office | 1176614 | Office | 0.0012318
Table | Incandescent |  | Standard A Lamp | 1 | 100 | Office | 1176614 | Office | 0.0012318
Architectural | Linear Fluorescent | 24 | T-12 | 1 | 20 | Office | 1176614 | Office | 0.0012318
Ceiling Fixture | Compact Fluorescent |  | Twist | 1 | 23 | Other | 1176615 | Other | 0.0012318
Ceiling Fixture | Incandescent |  | Standard A Lamp | 1 | 150 | Other | 1176616 | Other | 0.0012318
Table | Linear Fluorescent | 18 | Fluorescent Other | 1 | 8 | Other | 1176616 | Other | 0.0012318
Ceiling Fixture | Incandescent |  | Standard A Lamp | 1 | 100 | Other | 1176617 | Other | 0.0012318
Table | Incandescent |  | Standard A Lamp | 1 | 100 | Other | 1176617 | Other | 0.0012318
Recessed Can | Incandescent |  | Reflector | 1 | 65 | Bathroom | 117691 | Bathroom | 0.0012318
Ceiling Fixture | Incandescent |  | Standard A Lamp | 1 | 60 | Bedroom | 117692 | Bedroom | 0.0012318
Ceiling Fan | Compact Fluorescent |  | Twist | 3 | 15 | Bedroom | 117693 | Bedroom | 0.0012318
Recessed Can | Other |  | LED Interior | 1 | 12 | Dining Room | 117694 | Dining Room | 0.0012318
Recessed - other | Linear Fluorescent | 48 | T-12 | 1 | 40 | Family Room | 117695 | Family Room | 0.0012318
Chandelier (Hanging) | Incandescent |  | Clear | 3 | 60 | Family Room | 117695 | Family Room | 0.0012318
Ceiling Fixture | Incandescent |  | Standard A Lamp | 1 | 60 | Family Room | 117695 | Family Room | 0.0012318
Garage door opener | Incandescent |  | Standard A Lamp | 2 | 60 | Garage | 117696 | Garage | 0.0012318
Ceiling Fixture | Incandescent |  | Standard A Lamp | 1 | 100 | Garage | 117696 | Garage | 0.0012318
Wall Mount | Incandescent |  | Standard A Lamp | 2 | 60 | Hall | 117697 | Hall | 0.0012318
Wall Mount | Incandescent |  | Standard A Lamp | 1 | 40 | Hall | 117698 | Hall | 0.0012318
Chandelier (Hanging) | Incandescent |  | Standard A Lamp | 1 | 60 | Kitchen | 117699 | Kitchen | 0.0012318
Recessed Can | Incandescent |  | Reflector | 1 | 65 | Kitchen | 117699 | Kitchen | 0.0012318
Recessed Can | Halogen |  | PAR | 1 | 75 | Laundry Room | 1176910 | Laundry Room | 0.0012318
Wall Mount | Incandescent |  | Mini base | 3 | 25 | Laundry Room | 1176910 | Laundry Room | 0.0012318
Recessed Can | Incandescent |  | Reflector | 1 | 65 | Living Room | 1176911 | Living Room | 0.0012318
Recessed Can | Incandescent |  | Reflector | 1 | 65 | Bathroom | 1176912 | Bathroom | 0.0012318
Chandelier (Hanging) | Incandescent |  | Clear | 4 | 40 | Master Bedroom | 1176913 | Master Bedroom | 0.0012318
Ceiling Fan | Incandescent |  | Standard A Lamp | 3 | 60 | Office | 1176914 | Office | 0.0012318
Table | Incandescent |  | Standard A Lamp | 1 | 60 | Office | 1176914 | Office | 0.0012318
Ceiling Fixture | Linear Fluorescent | 48 | T-12 | 2 | 32 | Other | 1176915 | Other | 0.0012318
Ceiling Fixture | Incandescent |  | Standard A Lamp | 1 | 60 | Other | 1176915 | Other | 0.0012318
Wall Mount | Compact Fluorescent |  | Twist | 1 | 13 | Bathroom | 117721 | Bathroom | 0.000364
Ceiling Fixture | Incandescent |  | Clear | 1 | 60 | Bathroom | 117721 | Bathroom | 0.000364
Ceiling Fixture | Compact Fluorescent |  | Twist | 1 | 23 | Other | 117722 | Other | 0.000364
Floor lamp | Compact Fluorescent |  | Straight Tube | 1 | 18 | Other | 117722 | Other | 0.000364
Ceiling Fixture | Compact Fluorescent |  | Twist | 2 | 23 | Bedroom | 117723 | Bedroom | 0.000364
Other | Incandescent |  | Mini base | 3 | 15 | Bedroom | 117723 | Bedroom | 0.000364
Ceiling Fixture | Compact Fluorescent |  | Twist | 1 | 23 | Bedroom | 117724 | Bedroom | 0.000364
Table | Compact Fluorescent |  | Twist | 1 | 13 | Bedroom | 117724 | Bedroom | 0.000364
Chandelier (Hanging) | Incandescent |  | Clear | 4 | 100 | Dining Room | 117725 | Dining Room | 0.000364
Ceiling Fixture | Compact Fluorescent |  | Twist | 2 | 13 | Other | 117726 | Other | 0.000364
Ceiling Fixture | Compact Fluorescent |  | Twist | 1 | 13 | Hall | 117727 | Hall | 0.000364
Ceiling Fixture | Compact Fluorescent |  | Twist | 2 | 13 | Kitchen | 117728 | Kitchen | 0.000364
Architectural | Linear Fluorescent | 24 | T-8 | 1 | 17 | Kitchen | 117728 | Kitchen | 0.000364
Ceiling Fixture | Incandescent |  | Heat Lamp | 1 | 250 | Laundry Room | 117729 | Laundry Room | 0.000364
Table | Compact Fluorescent |  | Twist | 2 | 13 | Living Room | 1177210 | Living Room | 0.000364
Wall Mount | Compact Fluorescent |  | Twist | 1 | 13 | Bathroom | 1177211 | Bathroom | 0.000364
Ceiling Fixture | Incandescent |  | Heat Lamp | 1 | 150 | Bathroom | 1177211 | Bathroom | 0.000364
Chandelier (Hanging) | Incandescent |  | Decorative | 2 | 40 | Other | 1177212 | Other | 0.000364
High bay | Linear Fluorescent | 48 | T-12 | 2 | 25 | Family Room | 117741 | Family Room | 0.0017229
Table | Linear Fluorescent | 12 | T-4 | 2 | 16 | Family Room | 117741 | Family Room | 0.0017229
Table | Compact Fluorescent |  | Twist | 1 | 23 | Family Room | 117741 | Family Room | 0.0017229
Wall Mount | Incandescent |  | Clear | 4 | 60 | Bathroom | 117742 | Bathroom | 0.0017229
Recessed - other | Incandescent |  | Reflector | 1 | 100 | Bathroom | 117742 | Bathroom | 0.0017229
Recessed - other | Incandescent |  | Heat Lamp | 1 | 150 | Bathroom | 117742 | Bathroom | 0.0017229
Ceiling Fixture | Incandescent |  | Standard A Lamp | 1 | 60 | Bathroom | 117742 | Bathroom | 0.0017229
Wall Mount | Incandescent |  | Clear | 3 | 60 | Bathroom | 117743 | Bathroom | 0.0017229
Ceiling Fixture | Incandescent |  | Standard A Lamp | 2 | 60 | Bathroom | 117743 | Bathroom | 0.0017229
Ceiling Fixture | Incandescent |  | Standard A Lamp | 1 | 60 | Closet | 117744 | Closet | 0.0017229
Table | Incandescent |  | Standard A Lamp | 1 | 60 | Dining Room | 117745 | Dining Room | 0.0017229
Floor lamp | Incandescent |  | Standard A Lamp | 1 | 150 | Dining Room | 117745 | Dining Room | 0.0017229
Floor lamp | Incandescent |  | Mini base | 3 | 25 | Dining Room | 117745 | Dining Room | 0.0017229
Ceiling Fan | Incandescent |  | Mini base | 3 | 40 | Dining Room | 117745 | Dining Room | 0.0017229
Table | Compact Fluorescent |  | Twist | 1 | 13 | Dining Room | 117745 | Dining Room | 0.0017229
Table | Compact Fluorescent |  | Twist | 1 | 23 | Dining Room | 117745 | Dining Room | 0.0017229
Recessed Can | Incandescent |  | Reflector | 1 | 65 | Dining Room | 117745 | Dining Room | 0.0017229
Ceiling Fixture | Incandescent |  | Mini base | 3 | 40 | Hall | 117746 | Hall | 0.0017229
High bay | Linear Fluorescent | 48 | T-12 | 2 | 40 | Garage | 117747 | Garage | 0.0017229
Ceiling Fixture | Incandescent |  | Reflector | 1 | 75 | Garage | 117747 | Garage | 0.0017229
Garage door opener | Incandescent |  | Standard A Lamp | 1 | 60 | Garage | 117747 | Garage | 0.0017229
Ceiling Fan | Compact Fluorescent |  | A shape bulb | 2 | 15 | Bedroom | 117748 | Bedroom | 0.0017229
Ceiling Fan | Incandescent |  | Standard A Lamp | 1 | 60 | Bedroom | 117748 | Bedroom | 0.0017229
Table | Incandescent |  | 3-Way Incandescent | 1 | 100 | Bedroom | 117748 | Bedroom | 0.0017229
Table | Compact Fluorescent |  | A shape bulb | 1 | 15 | Bedroom | 117748 | Bedroom | 0.0017229
Ceiling Fixture | Incandescent |  | Standard A Lamp | 1 | 60 | Hall | 117749 | Hall | 0.0017229
Ceiling Fixture | Incandescent |  | Standard A Lamp | 1 | 60 | Hall | 1177410 | Hall | 0.0017229
Ceiling Fixture | Compact Fluorescent |  | Twist | 2 | 13 | Hall | 1177411 | Hall | 0.0017229
Recessed Can | Incandescent |  | Reflector | 1 | 65 | Kitchen | 1177412 | Kitchen | 0.0017229
Ceiling Fixture | Other |  | High Pressure Sodium | 1 | 100 | Kitchen | 1177412 | Kitchen | 0.0017229
Ceiling Fixture | Incandescent |  | Standard A Lamp | 3 | 60 | Kitchen | 1177412 | Kitchen | 0.0017229
Table | Compact Fluorescent |  | Twist | 2 | 15 | Kitchen | 1177412 | Kitchen | 0.0017229
Ceiling Fixture | Incandescent |  | Standard A Lamp | 2 | 60 | Laundry Room | 1177413 | Laundry Room | 0.0017229
High bay | Linear Fluorescent | 48 | T-12 | 2 | 30 | Laundry Room | 1177413 | Laundry Room | 0.0017229
Wall Mount | Compact Fluorescent |  | Twist | 3 | 15 | Bathroom | 1177414 | Bathroom | 0.0017229
Ceiling Fixture | Compact Fluorescent |  | Twist | 3 | 13 | Bathroom | 1177414 | Bathroom | 0.0017229
Ceiling Fixture | Compact Fluorescent |  | Twist | 3 | 15 | Master Bedroom | 1177415 | Master Bedroom | 0.0017229
Table | Incandescent |  | Standard A Lamp | 1 | 60 | Master Bedroom | 1177415 | Master Bedroom | 0.0017229
Floor lamp | Incandescent |  | 3-Way Incandescent | 1 | 70 | Office | 1177416 | Office | 0.0017229
Ceiling Fan | Incandescent |  | Standard A Lamp | 3 | 60 | Office | 1177416 | Office | 0.0017229
Wall Mount | Halogen |  | Quartz Tube | 1 | 75 | Office | 1177416 | Office | 0.0017229
Table | Incandescent |  | Standard A Lamp | 1 | 60 | Office | 1177416 | Office | 0.0017229
Table | Compact Fluorescent |  | Twist | 1 | 13 | Office | 1177416 | Office | 0.0017229
Wall Mount | Incandescent |  | Standard A Lamp | 1 | 60 | Bathroom | 117751 | Bathroom | 0.0012318
Wall Mount | Compact Fluorescent |  | Twist | 1 | 15 | Bathroom | 117751 | Bathroom | 0.0012318
Floor lamp | Other |  | LED Interior | 1 | 1 | Family Room | 117752 | Family Room | 0.0012318
Table | Incandescent |  | 3-Way Incandescent | 1 | 100 | Family Room | 117752 | Family Room | 0.0012318
Chandelier (Hanging) | Incandescent |  | Decorative | 5 | 25 | Dining Room | 117753 | Dining Room | 0.0012318
Ceiling Fixture | Linear Fluorescent | 48 | T-12 | 2 | 40 | Garage | 117754 | Garage | 0.0012318
Table | Incandescent |  | Standard A Lamp | 1 | 60 | Garage | 117754 | Garage | 0.0012318
Ceiling Fixture | Incandescent |  | Standard A Lamp | 1 | 100 | Bedroom | 117755 | Bedroom | 0.0012318
Wall Mount | Incandescent |  | Standard A Lamp | 3 | 40 | Bathroom | 117756 | Bathroom | 0.0012318
Wall Mount | Incandescent |  | Standard A Lamp | 1 | 60 | Bathroom | 117756 | Bathroom | 0.0012318
Ceiling Fixture | Incandescent |  | Standard A Lamp | 1 | 60 | Hall | 117757 | Hall | 0.0012318
Ceiling Fixture | Incandescent |  | Standard A Lamp | 1 | 52 | Hall | 117757 | Hall | 0.0012318
Other | Incandescent |  | Mini base | 1 | 40 | Kitchen | 117758 | Kitchen | 0.0012318
Recessed Can | Incandescent |  | Standard A Lamp | 2 | 100 | Kitchen | 117758 | Kitchen | 0.0012318
Recessed Can | Incandescent |  | Reflector | 1 | 65 | Kitchen | 117758 | Kitchen | 0.0012318
Ceiling Fixture | Incandescent |  | Standard A Lamp | 1 | 60 | Dining Room | 117759 | Dining Room | 0.0012318
Recessed Can | Incandescent |  | Reflector | 1 | 65 | Dining Room | 117759 | Dining Room | 0.0012318
Table | Incandescent |  | 3-Way Incandescent | 1 | 50 | Living Room | 1177510 | Living Room | 0.0012318
Ceiling Fixture | Incandescent |  | Standard A Lamp | 2 | 40 | Living Room | 1177510 | Living Room | 0.0012318
Ceiling Fixture | Incandescent |  | Standard A Lamp | 1 | 75 | Living Room | 1177510 | Living Room | 0.0012318
Wall Mount | Compact Fluorescent |  | Twist | 1 | 20 | Bathroom | 1177511 | Bathroom | 0.0012318
Table | Incandescent |  | Standard A Lamp | 1 | 100 | Master Bedroom | 1177512 | Master Bedroom | 0.0012318
Table | Incandescent |  | Standard A Lamp | 1 | 100 | Master Bedroom | 1177512 | Master Bedroom | 0.0012318
Ceiling Fixture | Incandescent |  | Standard A Lamp | 2 | 60 | Master Bedroom | 1177512 | Master Bedroom | 0.0012318
Ceiling Fixture | Incandescent |  | Standard A Lamp | 3 | 60 | Master Bedroom | 1177512 | Master Bedroom | 0.0012318
Ceiling Fixture | Other |  | Metal Halide | 1 | 275 | Other | 1177513 | Other | 0.0012318
Ceiling Fixture | Incandescent |  | Reflector | 1 | 65 | Other | 1177513 | Other | 0.0012318
Ceiling Fan | Incandescent |  | Decorative | 2 | 25 | Bathroom | 117791 | Bathroom | 0.00037892
Wall Mount | Compact Fluorescent |  | Twist | 3 | 15 | Bathroom | 117791 | Bathroom | 0.00037892
Ceiling Fan | Compact Fluorescent |  | Twist | 1 | 15 | Bedroom | 117792 | Bedroom | 0.00037892
Chandelier (Hanging) | Compact Fluorescent |  | Twist | 3 | 15 | Dining Room | 117793 | Dining Room | 0.00037892
Ceiling Fixture | Compact Fluorescent |  | Twist | 2 | 15 | Family Room | 117794 | Family Room | 0.00037892
Ceiling Fixture | Compact Fluorescent |  | Twist | 2 | 15 | Laundry Room | 117795 | Laundry Room | 0.00037892
Ceiling Fixture | Halogen |  | Quartz Tube | 2 | 50 | Kitchen | 117796 | Kitchen | 0.00037892
Other | Halogen |  | MR | 1 | 20 | Kitchen | 117796 | Kitchen | 0.00037892
Ceiling Fixture | Compact Fluorescent |  | Twist | 1 | 22 | Laundry Room | 117797 | Laundry Room | 0.00037892
Ceiling Fan | Compact Fluorescent |  | Twist | 1 | 22 | Master Bedroom | 117798 | Master Bedroom | 0.00037892
Ceiling Fixture | Compact Fluorescent |  | Twist | 2 | 15 | Office | 117799 | Office | 0.00037892
Wall Mount | Compact Fluorescent |  | Twist | 2 | 15 | Bathroom | 117801 | Bathroom | 0.00028601
Ceiling Fixture | Compact Fluorescent |  | Twist | 2 | 15 | Bathroom | 117802 | Bathroom | 0.00028601
Wall Mount | Incandescent |  | Decorative | 5 | 40 | Bathroom | 117802 | Bathroom | 0.00028601
Ceiling Fixture | Compact Fluorescent |  | Twist | 2 | 15 | Bedroom | 117803 | Bedroom | 0.00028601
Table | Compact Fluorescent |  | Twist | 1 | 22 | Bedroom | 117803 | Bedroom | 0.00028601
Ceiling Fixture | Compact Fluorescent |  | Twist | 2 | 15 | Bedroom | 117804 | Bedroom | 0.00028601
Table | Compact Fluorescent |  | Twist | 3 | 15 | Bedroom | 117805 | Bedroom | 0.00028601
Ceiling Fixture | Compact Fluorescent |  | Twist | 2 | 15 | Bedroom | 117805 | Bedroom | 0.00028601
Ceiling Fan | Incandescent |  | Standard A Lamp | 4 | 60 | Bedroom | 117805 | Bedroom | 0.00028601
Chandelier (Hanging) | Compact Fluorescent |  | Other | 8 | 7 | Bedroom | 117805 | Bedroom | 0.00028601
Ceiling Fixture | Incandescent |  | Standard A Lamp | 1 | 60 | Closet | 117806 | Closet | 0.00028601
Ceiling Fixture | Linear Fluorescent | 48 | T-12 | 2 | 40 | Closet | 117807 | Closet | 0.00028601
Ceiling Fixture | Linear Fluorescent | 48 | T-12 | 2 | 40 | Garage | 117808 | Garage | 0.00028601
Garage door opener | Incandescent |  | Standard A Lamp | 2 | 60 | Garage | 117808 | Garage | 0.00028601
Ceiling Fixture | Compact Fluorescent |  | Twist | 2 | 15 | Hall | 117809 | Hall | 0.00028601
Chandelier (Hanging) | Incandescent |  | Decorative | 9 | 40 | Hall | 117809 | Hall | 0.00028601
Table | Incandescent |  | Standard A Lamp | 3 | 60 | Hall | 117809 | Hall | 0.00028601
Wall Mount | Incandescent |  | Decorative | 1 | 40 | Kitchen | 1178010 | Kitchen | 0.00028601
Ceiling Fixture | Compact Fluorescent |  | Twist | 1 | 15 | Kitchen | 1178010 | Kitchen | 0.00028601
Ceiling Fan | Incandescent |  | Standard A Lamp | 1 | 60 | Kitchen | 1178010 | Kitchen | 0.00028601
Chandelier (Hanging) | Incandescent |  | Standard A Lamp | 2 | 60 | Kitchen | 1178010 | Kitchen | 0.00028601
Chandelier (Hanging) | Compact Fluorescent |  | Twist | 5 | 15 | Kitchen | 1178010 | Kitchen | 0.00028601
Table | Compact Fluorescent |  | Twist | 1 | 15 | Kitchen | 1178010 | Kitchen | 0.00028601
Table | Compact Fluorescent |  | Twist | 4 | 15 | Kitchen | 1178010 | Kitchen | 0.00028601
Table | Incandescent |  | Decorative | 1 | 40 | Kitchen | 1178010 | Kitchen | 0.00028601
Recessed - other | Incandescent |  | Reflector | 1 | 40 | Kitchen | 1178010 | Kitchen | 0.00028601
Recessed Can | Compact Fluorescent |  | Twist | 1 | 15 | Kitchen | 1178010 | Kitchen | 0.00028601
Ceiling Fixture | Compact Fluorescent |  | Twist | 1 | 15 | Laundry Room | 1178011 | Laundry Room | 0.00028601
Wall Mount | Incandescent |  | Decorative | 1 | 40 | Living Room | 1178012 | Living Room | 0.00028601
Chandelier (Hanging) | Incandescent |  | Decorative | 6 | 40 | Living Room | 1178012 | Living Room | 0.00028601
Table | Compact Fluorescent |  | Twist | 3 | 15 | Living Room | 1178012 | Living Room | 0.00028601
Ceiling Fixture | Incandescent |  | Standard A Lamp | 3 | 40 | Kitchen | 117881 | Kitchen | 0.0012318
Recessed Can | Incandescent |  | Reflector | 1 | 65 | Kitchen | 117881 | Kitchen | 0.0012318
Ceiling Fixture | Incandescent |  | Standard A Lamp | 1 | 40 | Kitchen | 117881 | Kitchen | 0.0012318
Other | Linear Fluorescent | 48 | T-8 | 1 | 32 | Kitchen | 117881 | Kitchen | 0.0012318
Track | Incandescent |  | Reflector | 2 | 65 | Laundry Room | 117882 | Laundry Room | 0.0012318
Recessed Can | Incandescent |  | Reflector | 1 | 65 | Closet | 117883 | Closet | 0.0012318
Recessed Can | Incandescent |  | Reflector | 1 | 65 | Hall | 117884 | Hall | 0.0012318
Wall Mount | Incandescent |  | Standard A Lamp | 1 | 60 | Master Bedroom | 117885 | Master Bedroom | 0.0012318
Recessed Can | Incandescent |  | Reflector | 1 | 65 | Master Bedroom | 117885 | Master Bedroom | 0.0012318
Table | Incandescent |  | Standard A Lamp | 1 | 15 | Master Bedroom | 117885 | Master Bedroom | 0.0012318
Recessed Can | Incandescent |  | Reflector | 1 | 65 | Bathroom | 117886 | Bathroom | 0.0012318
Wall Mount | Incandescent |  | Standard A Lamp | 4 | 60 | Bathroom | 117886 | Bathroom | 0.0012318
Recessed Can | Incandescent |  | Reflector | 1 | 65 | Office | 117887 | Office | 0.0012318
Track | Incandescent |  | Reflector | 3 | 65 | Hall | 117888 | Hall | 0.0012318
Recessed Can | Incandescent |  | Reflector | 1 | 65 | Bathroom | 117889 | Bathroom | 0.0012318
Ceiling Fixture | Compact Fluorescent |  | Twist | 1 | 22 | Garage | 1178810 | Garage | 0.0012318
Garage door opener | Incandescent |  | Standard A Lamp | 2 | 60 | Garage | 1178810 | Garage | 0.0012318
Track | Halogen |  | MR | 3 | 50 | Garage | 1178810 | Garage | 0.0012318
Recessed Can | Incandescent |  | Reflector | 1 | 65 | Dining Room | 1178811 | Dining Room | 0.0012318
Chandelier (Hanging) | Incandescent |  | Standard A Lamp | 3 | 60 | Dining Room | 1178811 | Dining Room | 0.0012318
Wall Mount | Incandescent |  | Standard A Lamp | 1 | 40 | Dining Room | 1178811 | Dining Room | 0.0012318
Recessed Can | Incandescent |  | Reflector | 1 | 65 | Hall | 1178812 | Hall | 0.0012318
Wall Mount | Incandescent |  | Standard A Lamp | 1 | 60 | Living Room | 1178813 | Living Room | 0.0012318
Ceiling Fixture | Incandescent |  | Standard A Lamp | 1 | 60 | Living Room | 1178813 | Living Room | 0.0012318
Recessed Can | Incandescent |  | Reflector | 1 | 65 | Living Room | 1178813 | Living Room | 0.0012318
Ceiling Fixture | Linear Fluorescent | 24 | T-8 | 1 | 16 | Closet | 1178814 | Closet | 0.0012318
Ceiling Fixture | Incandescent |  | Standard A Lamp | 3 | 60 | Bedroom | 1178815 | Bedroom | 0.0012318
Ceiling Fixture | Incandescent |  | Standard A Lamp | 3 | 60 | Bedroom | 1178816 | Bedroom | 0.0012318
Wall Mount | Incandescent |  | Standard A Lamp | 4 | 60 | Bathroom | 1178817 | Bathroom | 0.0012318
Recessed Can | Incandescent |  | Reflector | 1 | 65 | Bathroom | 1178817 | Bathroom | 0.0012318
Ceiling Fixture | Incandescent |  | Standard A Lamp | 3 | 60 | Bedroom | 1178818 | Bedroom | 0.0012318
Wall Mount | Incandescent |  | Globe | 3 | 40 | Bathroom | 117941 | Bathroom | 0.000364
Recessed - other | Compact Fluorescent |  | Reflector | 1 | 22 | Bathroom | 117941 | Bathroom | 0.000364
Track | Halogen |  | MR | 3 | 30 | Bedroom | 117942 | Bedroom | 0.000364
Table | Other |  | LED Interior | 1 | 7 | Bedroom | 117942 | Bedroom | 0.000364
Ceiling Fixture | Linear Fluorescent | 96 | T-12 | 2 | 60 | Garage | 117943 | Garage | 0.000364
Ceiling Fixture | Incandescent |  | Standard A Lamp | 1 | 60 | Hall | 117944 | Hall | 0.000364
Recessed Can | Compact Fluorescent |  | Reflector | 1 | 22 | Kitchen | 117945 | Kitchen | 0.000364
Ceiling Fixture | Incandescent |  | Standard A Lamp | 2 | 60 | Laundry Room | 117946 | Laundry Room | 0.000364
Ceiling Fixture | Incandescent |  | Standard A Lamp | 2 | 60 | Living Room | 117947 | Living Room | 0.000364
Floor lamp | Other |  | LED Interior | 1 | 12 | Living Room | 117947 | Living Room | 0.000364
Track | Halogen |  | MR | 3 | 20 | Office | 117948 | Office | 0.000364
Wall Mount | Incandescent |  | Globe | 4 | 40 | Bathroom | 118021 | Bathroom | 0.00029524
Ceiling Fixture | Compact Fluorescent |  | Twist | 1 | 22 | Bedroom | 118022 | Bedroom | 0.00029524
Table | Incandescent |  | Mini base | 1 | 25 | Bedroom | 118022 | Bedroom | 0.00029524
Ceiling Fixture | Compact Fluorescent |  | Twist | 1 | 22 | Bedroom | 118023 | Bedroom | 0.00029524
Ceiling Fixture | Compact Fluorescent |  | Twist | 1 | 22 | Dining Room | 118024 | Dining Room | 0.00029524
Table | Compact Fluorescent |  | Twist | 1 | 22 | Dining Room | 118024 | Dining Room | 0.00029524
Ceiling Fixture | Compact Fluorescent |  | Twist | 1 | 15 | Garage | 118025 | Garage | 0.00029524
Ceiling Fixture | Compact Fluorescent |  | Pin base | 1 | 22 | Hall | 118026 | Hall | 0.00029524
Ceiling Fixture | Compact Fluorescent |  | Twist | 1 | 22 | Kitchen | 118027 | Kitchen | 0.00029524
Recessed - other | Linear Fluorescent | 12 | T-5 | 1 | 16 | Kitchen | 118027 | Kitchen | 0.00029524
Wall Mount | Compact Fluorescent |  | Twist | 2 | 15 | Closet | 118028 | Closet | 0.00029524
Ceiling Fixture | Compact Fluorescent |  | Twist | 1 | 22 | Laundry Room | 118029 | Laundry Room | 0.00029524
Floor lamp | Compact Fluorescent |  | Twist | 3 | 15 | Laundry Room | 118029 | Laundry Room | 0.00029524
Table | Compact Fluorescent |  | Twist | 1 | 15 | Laundry Room | 118029 | Laundry Room | 0.00029524
Table | Compact Fluorescent |  | Straight Tube | 2 | 22 | Laundry Room | 118029 | Laundry Room | 0.00029524
Ceiling Fixture | Compact Fluorescent |  | Twist | 1 | 22 | Living Room | 1180210 | Living Room | 0.00029524
Chandelier (Hanging) | Compact Fluorescent |  | Twist | 1 | 15 | Living Room | 1180210 | Living Room | 0.00029524
Ceiling Fixture | Compact Fluorescent |  | Twist | 1 | 22 | Bedroom | 1180211 | Bedroom | 0.00029524
Ceiling Fixture | Compact Fluorescent |  | Twist | 1 | 15 | Other | 1180212 | Other | 0.00029524
Ceiling Fixture | Compact Fluorescent |  | Twist | 1 | 22 | Bedroom | 1180213 | Bedroom | 0.00029524
Table | Compact Fluorescent |  | Twist | 1 | 7 | Bedroom | 1180213 | Bedroom | 0.00029524
Table | Compact Fluorescent |  | Twist | 1 | 15 | Bedroom | 1180213 | Bedroom | 0.00029524
Recessed Can | Compact Fluorescent |  | Twist | 1 | 15 | Kitchen | 118081 | Kitchen | 0.0012318
Ceiling Fixture | Incandescent |  | Standard A Lamp | 1 | 60 | Kitchen | 118081 | Kitchen | 0.0012318
Wall Mount | Compact Fluorescent |  | Twist | 3 | 15 | Bathroom | 118082 | Bathroom | 0.0012318
Ceiling Fixture | Halogen |  | MR | 3 | 50 | Hall | 118083 | Hall | 0.0012318
Chandelier (Hanging) | Halogen |  | MR | 5 | 50 | Family Room | 118084 | Family Room | 0.0012318
Table | Incandescent |  | Standard A Lamp | 1 | 60 | Family Room | 118084 | Family Room | 0.0012318
Table | Incandescent |  | 3-Way Incandescent | 1 | 199 | Family Room | 118084 | Family Room | 0.0012318
Wall Mount | Incandescent |  | Standard A Lamp | 1 | 60 | Other | 118085 | Other | 0.0012318
Ceiling Fixture | Compact Fluorescent |  | Twist | 3 | 15 | Other | 118086 | Other | 0.0012318
Floor lamp | Linear Fluorescent | 48 | Fluorescent Unknown | 1 | 25 | Other | 118086 | Other | 0.0012318
Ceiling Fixture | Compact Fluorescent |  | Twist | 1 | 22 | Office | 118087 | Office | 0.0012318
Table | Compact Fluorescent |  | Twist | 1 | 22 | Office | 118087 | Office | 0.0012318
Ceiling Fixture | Incandescent |  | Standard A Lamp | 1 | 60 | Closet | 118088 | Closet | 0.0012318
Ceiling Fixture | Incandescent |  | Globe | 1 | 40 | Dining Room | 118089 | Dining Room | 0.0012318
Wall Mount | Incandescent |  | Globe | 4 | 40 | Bathroom | 1180810 | Bathroom | 0.0012318
Ceiling Fan | Incandescent |  | Standard A Lamp | 3 | 60 | Living Room | 1180811 | Living Room | 0.0012318
Table | Compact Fluorescent |  | Twist | 1 | 22 | Living Room | 1180811 | Living Room | 0.0012318
Floor lamp | Incandescent |  | 3-Way Incandescent | 2 | 100 | Living Room | 1180811 | Living Room | 0.0012318
Ceiling Fixture | Incandescent |  | Standard A Lamp | 3 | 40 | Hall | 1180812 | Hall | 0.0012318
Ceiling Fan | Incandescent |  | Decorative | 4 | 40 | Master Bedroom | 1180813 | Master Bedroom | 0.0012318
Table | Compact Fluorescent |  | Twist | 1 | 15 | Master Bedroom | 1180813 | Master Bedroom | 0.0012318
Ceiling Fixture | Incandescent |  | Standard A Lamp | 1 | 60 | Closet | 1180814 | Closet | 0.0012318
Wall Mount | Compact Fluorescent |  | Globe | 4 | 9 | Bathroom | 1180815 | Bathroom | 0.0012318
Ceiling Fixture | Compact Fluorescent |  | Twist | 1 | 15 | Laundry Room | 1180816 | Laundry Room | 0.0012318
Wall Mount | Incandescent |  | Decorative | 2 | 40 | Bathroom | 118151 | Bathroom | 0.0017229
Ceiling Fixture | Compact Fluorescent |  | Circline (Screw Base) | 1 | 15 | Bathroom | 118151 | Bathroom | 0.0017229
Chandelier (Hanging) | Incandescent |  | Decorative | 10 | 40 | Dining Room | 118152 | Dining Room | 0.0017229
Ceiling Fan | Compact Fluorescent |  | Twist | 4 | 13 | Kitchen | 118153 | Kitchen | 0.0017229
Ceiling Fixture | Incandescent |  | Standard A Lamp | 1 | 60 | Laundry Room | 118154 | Laundry Room | 0.0017229
Floor lamp | Incandescent |  | Standard A Lamp | 1 | 60 | Living Room | 118155 | Living Room | 0.0017229
Floor lamp | Compact Fluorescent |  | Pin base | 1 | 15 | Living Room | 118155 | Living Room | 0.0017229
Chandelier (Hanging) | Incandescent |  | Standard A Lamp | 1 | 60 | Living Room | 118155 | Living Room | 0.0017229
Ceiling Fixture | Incandescent |  | Standard A Lamp | 1 | 60 | Bathroom | 118156 | Bathroom | 0.0017229
Wall Mount | Incandescent |  | Decorative | 2 | 40 | Bathroom | 118156 | Bathroom | 0.0017229
Ceiling Fixture | Incandescent |  | Standard A Lamp | 1 | 60 | Master Bedroom | 118157 | Master Bedroom | 0.0017229
Ceiling Fixture | Incandescent |  | Standard A Lamp | 1 | 40 | Closet | 118158 | Closet | 0.0017229
Ceiling Fixture | Incandescent |  | Standard A Lamp | 1 | 60 | Hall | 118159 | Hall | 0.0017229
Ceiling Fixture | Incandescent |  | Standard A Lamp | 1 | 60 | Bedroom | 1181510 | Bedroom | 0.0017229
Ceiling Fixture | Incandescent |  | Standard A Lamp | 2 | 60 | Bedroom | 1181511 | Bedroom | 0.0017229
Floor lamp | Incandescent |  | Standard A Lamp | 1 | 60 | Bedroom | 1181511 | Bedroom | 0.0017229
Ceiling Fixture | Compact Fluorescent |  | Twist | 1 | 15 | Dining Room | 118251 | Dining Room | 0.000364
Ceiling Fan | Compact Fluorescent |  | Twist | 1 | 15 | Dining Room | 118251 | Dining Room | 0.000364
Ceiling Fixture | Compact Fluorescent |  | Twist | 1 | 22 | Garage | 118252 | Garage | 0.000364
Ceiling Fixture | Incandescent |  | Reflector | 1 | 150 | Garage | 118252 | Garage | 0.000364
Ceiling Fixture | Compact Fluorescent |  | Twist | 1 | 15 | Hall | 118253 | Hall | 0.000364
Wall Mount | Compact Fluorescent |  | Twist | 5 | 15 | Bathroom | 118254 | Bathroom | 0.000364
Ceiling Fixture | Compact Fluorescent |  | Twist | 1 | 15 | Bedroom | 118255 | Bedroom | 0.000364
Ceiling Fixture | Compact Fluorescent |  | Twist | 2 | 15 | Kitchen | 118256 | Kitchen | 0.000364
Ceiling Fixture | Compact Fluorescent |  | Pin base | 1 | 13 | Laundry Room | 118257 | Laundry Room | 0.000364
Torchiere | Compact Fluorescent |  | Twist | 1 | 15 | Living Room | 118258 | Living Room | 0.000364
Ceiling Fixture | Compact Fluorescent |  | Twist | 1 | 15 | Master Bedroom | 118259 | Master Bedroom | 0.000364
Wall Mount | Incandescent |  | Standard A Lamp | 3 | 40 | Bathroom | 1182510 | Bathroom | 0.000364
Ceiling Fixture | Compact Fluorescent |  | Twist | 2 | 14 | Bedroom | 1182511 | Bedroom | 0.000364
Ceiling Fixture | Compact Fluorescent |  | Twist | 2 | 15 | Other | 1182512 | Other | 0.000364
Chandelier (Hanging) | Incandescent |  | Globe | 1 | 50 | Hall | 118271 | Hall | 0.0012318
Floor lamp | Halogen |  | Other | 1 | 75 | Hall | 118271 | Hall | 0.0012318
Ceiling Fixture | Linear Fluorescent | 48 | T-8 | 2 | 32 | Other | 118272 | Other | 0.0012318
Recessed Can | Incandescent |  | Reflector | 1 | 65 | Hall | 118273 | Hall | 0.0012318
Ceiling Fixture | Halogen |  | PAR | 1 | 50 | Hall | 118274 | Hall | 0.0012318
Ceiling Fixture | Linear Fluorescent | 36 | T-5 | 1 | 21 | Other | 118275 | Other | 0.0012318
Ceiling Fixture | Incandescent |  | Standard A Lamp | 1 | 40 | Bathroom | 118276 | Bathroom | 0.0012318
Other | Linear Fluorescent | 36 | T-5 | 1 | 21 | Bathroom | 118276 | Bathroom | 0.0012318
Wall Mount | Halogen |  |  | 1 | 50 | Bathroom | 118276 | Bathroom | 0.0012318
Wall Mount | Halogen |  |  | 1 | 50 | Bathroom | 118276 | Bathroom | 0.0012318
Wall Mount | Halogen |  | Other | 3 | 17 | Bathroom | 118278 | Bathroom | 0.0012318
Recessed Can | Incandescent |  | Reflector | 1 | 65 | Closet | 1182710 | Closet | 0.0012318
Chandelier (Hanging) | Incandescent |  | Globe | 1 | 40 | Closet | 1182711 | Closet | 0.0012318
Wall Mount | Linear Fluorescent | 36 | T-5 | 1 | 21 | Dining Room | 1182712 | Dining Room | 0.0012318
Chandelier (Hanging) | Incandescent |  | Standard A Lamp | 1 | 75 | Dining Room | 1182712 | Dining Room | 0.0012318
Other | Linear Fluorescent | 36 | T-5 | 1 | 21 | Dining Room | 1182712 | Dining Room | 0.0012318
Other | Halogen |  | Other | 3 | 17 | Dining Room | 1182712 | Dining Room | 0.0012318
Recessed Can | Incandescent |  | Reflector | 1 | 65 | Hall | 1182714 | Hall | 0.0012318
Recessed Can | Incandescent |  | Reflector | 1 | 65 | Hall | 1182715 | Hall | 0.0012318
Track | Halogen |  | MR | 6 | 50 | Family Room | 1182716 | Family Room | 0.0012318
Wall Mount | Compact Fluorescent |  | Twist | 1 | 15 | Family Room | 1182716 | Family Room | 0.0012318
Ceiling Fixture | Linear Fluorescent | 48 | T-8 | 2 | 32 | Garage | 1182717 | Garage | 0.0012318
Garage door opener | Incandescent |  | Standard A Lamp | 2 | 60 | Garage | 1182717 | Garage | 0.0012318
Garage door opener | Incandescent |  | Standard A Lamp | 2 | 60 | Garage | 1182717 | Garage | 0.0012318
Recessed Can | Incandescent |  | Reflector | 1 | 65 | Hall | 1182718 | Hall | 0.0012318
Recessed Can | Incandescent |  | Reflector | 1 | 65 | Hall | 1182719 | Hall | 0.0012318
Table | Incandescent |  | Reflector | 1 | 100 | Kitchen | 1182720 | Kitchen | 0.0012318
Ceiling Fixture | Incandescent |  | Globe | 1 | 100 | Kitchen | 1182720 | Kitchen | 0.0012318
Ceiling Fixture | Incandescent |  | Globe | 1 | 40 | Kitchen | 1182720 | Kitchen | 0.0012318
Low bay | Linear Fluorescent | 36 | T-5 | 1 | 21 | Kitchen | 1182720 | Kitchen | 0.0012318
Architectural | Halogen |  | Other | 3 | 17 | Kitchen | 1182720 | Kitchen | 0.0012318
Architectural | Halogen |  | Other | 1 | 17 | Kitchen | 1182720 | Kitchen | 0.0012318
Architectural | Halogen |  | MR | 1 | 35 | Kitchen | 1182720 | Kitchen | 0.0012318
Table | Incandescent |  | Reflector | 1 | 35 | Kitchen | 1182720 | Kitchen | 0.0012318
Ceiling Fixture | Linear Fluorescent | 48 | T-8 | 2 | 32 | Closet | 1182721 | Closet | 0.0012318
Wall Mount | Incandescent |  | Globe | 1 | 60 | Hall | 1182722 | Hall | 0.0012318
Ceiling Fixture | Incandescent |  | Globe | 1 | 40 | Hall | 1182722 | Hall | 0.0012318
Wall Mount | Linear Fluorescent | 48 | T-8 | 2 | 32 | Laundry Room | 1182723 | Laundry Room | 0.0012318
Other | Halogen |  | Other | 3 | 17 | Laundry Room | 1182723 | Laundry Room | 0.0012318
Recessed Can | Incandescent |  | Reflector | 1 | 65 | Laundry Room | 1182723 | Laundry Room | 0.0012318
Wall Mount | Incandescent |  | Reflector | 1 | 30 | Laundry Room | 1182723 | Laundry Room | 0.0012318
Recessed Can | Incandescent |  | Reflector | 1 | 65 | Living Room | 1182724 | Living Room | 0.0012318
Wall Mount | Halogen |  |  | 1 | 50 | Master Bedroom | 1182725 | Master Bedroom | 0.0012318
Recessed Can | Incandescent |  | Other | 1 | 18 | Master Bedroom | 1182725 | Master Bedroom | 0.0012318
Recessed Can | Compact Fluorescent |  | Reflector | 1 | 15 | Office | 1182726 | Office | 0.0012318
Recessed Can | Incandescent |  | Reflector | 1 | 65 | Office | 1182726 | Office | 0.0012318
Recessed Can | Incandescent |  | Reflector | 1 | 65 | Bathroom | 1182727 | Bathroom | 0.0012318
Wall Mount | Halogen |  | Other | 3 | 17 | Bathroom | 1182727 | Bathroom | 0.0012318
Wall Mount | Halogen |  | Other | 3 | 17 | Bathroom | 1182728 | Bathroom | 0.0012318
Wall Mount | Halogen |  | Other | 3 | 17 | Bathroom | 1182728 | Bathroom | 0.0012318
Other | Linear Fluorescent | 36 | T-5 | 1 | 21 | Bathroom | 1182728 | Bathroom | 0.0012318
Recessed Can | Incandescent |  | Reflector | 1 | 65 | Bedroom | 1182729 | Bedroom | 0.0012318
Recessed Can | Incandescent |  | Reflector | 1 | 65 | Bedroom | 1182729 | Bedroom | 0.0012318
Table | Halogen |  | Other | 1 | 50 | Bedroom | 1182729 | Bedroom | 0.0012318
Recessed Can | Incandescent |  | Reflector | 1 | 65 | Bathroom | 1182730 | Bathroom | 0.0012318
Wall Mount | Halogen |  | Other | 3 | 17 | Bathroom | 1182730 | Bathroom | 0.0012318
Wall Mount | Linear Fluorescent | 36 | T-5 | 1 | 21 | Closet | 1182731 | Closet | 0.0012318
Wall Mount | Incandescent |  | Reflector | 1 | 65 | Hall | 1182732 | Hall | 0.0012318
Ceiling Fixture | Incandescent |  | Standard A Lamp | 1 | 60 | Other | 118351 | Other | 0.000364
Wall Mount | Linear Fluorescent | 24 | T-12 | 1 | 40 | Bathroom | 118352 | Bathroom | 0.000364
Ceiling Fixture | Compact Fluorescent |  | Twist | 2 | 15 | Bedroom | 118353 | Bedroom | 0.000364
Ceiling Fixture | Compact Fluorescent |  | Twist | 1 | 15 | Closet | 118354 | Closet | 0.000364
Chandelier (Hanging) | Compact Fluorescent |  | Twist | 3 | 15 | Dining Room | 118355 | Dining Room | 0.000364
Ceiling Fixture | Compact Fluorescent |  | Twist | 2 | 15 | Hall | 118356 | Hall | 0.000364
Ceiling Fixture | Compact Fluorescent |  | Twist | 2 | 15 | Kitchen | 118357 | Kitchen | 0.000364
Ceiling Fixture | Compact Fluorescent |  | Twist | 1 | 15 | Laundry Room | 118358 | Laundry Room | 0.000364
Floor lamp | Compact Fluorescent |  | Twist | 1 | 15 | Living Room | 118359 | Living Room | 0.000364
Wall Mount | Incandescent |  | Standard A Lamp | 1 | 60 | Bathroom | 1183511 | Bathroom | 0.000364
Ceiling Fixture | Compact Fluorescent |  | Twist | 1 | 15 | Bedroom | 1183512 | Bedroom | 0.000364
Ceiling Fixture | Linear Fluorescent | 12 | Fluorescent Other | 2 | 32 | Bedroom | 1183513 | Bedroom | 0.000364
Wall Mount | Compact Fluorescent |  | Decorative | 3 | 7 | Bathroom | 118361 | Bathroom | 0.00049795
Ceiling Fixture | Incandescent |  | Clear | 1 | 60 | Hall | 118362 | Hall | 0.00049795
Recessed Can | Incandescent |  | Reflector | 1 | 45 | Kitchen | 118363 | Kitchen | 0.00049795
Ceiling Fixture | Incandescent |  | Standard A Lamp | 1 | 40 | Laundry Room | 118364 | Laundry Room | 0.00049795
Recessed Can | Incandescent |  | Reflector | 1 | 45 | Living Room | 118365 | Living Room | 0.00049795
Table | Compact Fluorescent |  | Twist | 1 | 15 | Living Room | 118365 | Living Room | 0.00049795
Chandelier (Hanging) | Incandescent |  | Decorative | 5 | 40 | Living Room | 118365 | Living Room | 0.00049795
Chandelier (Hanging) | Incandescent |  | Decorative | 6 | 40 | Master Bedroom | 118366 | Master Bedroom | 0.00049795
Table | Compact Fluorescent |  | Twist | 1 | 15 | Master Bedroom | 118366 | Master Bedroom | 0.00049795
Ceiling Fixture | Compact Fluorescent |  | Twist | 2 | 15 | Office | 118367 | Office | 0.00049795
Table | Incandescent |  | Mini base | 1 | 40 | Office | 118367 | Office | 0.00049795
Ceiling Fixture | Incandescent |  | Globe | 1 | 100 | Other | 118368 | Other | 0.00049795
Ceiling Fixture | Incandescent |  | Standard A Lamp | 2 | 40 | Bedroom | 118369 | Bedroom | 0.00049795
Floor lamp | Compact Fluorescent |  | Twist | 1 | 13 | Bedroom | 118369 | Bedroom | 0.00049795
Ceiling Fixture | Incandescent |  | Clear | 1 | 60 | Bathroom | 118381 | Bathroom | 0.00049795
Wall Mount | Incandescent |  | Clear | 4 | 40 | Bathroom | 118381 | Bathroom | 0.00049795
Wall Mount | Incandescent |  | Clear | 5 | 40 | Bathroom | 118382 | Bathroom | 0.00049795
Ceiling Fixture | Incandescent |  | Standard A Lamp | 2 | 60 | Bathroom | 118382 | Bathroom | 0.00049795
Ceiling Fixture | Compact Fluorescent |  | Twist | 2 | 15 | Bedroom | 118383 | Bedroom | 0.00049795
Ceiling Fixture | Linear Fluorescent | 24 | T-12 | 2 | 32 | Bedroom | 118384 | Bedroom | 0.00049795
Floor lamp | Incandescent |  | 3-Way Incandescent | 1 | 150 | Bedroom | 118384 | Bedroom | 0.00049795
Chandelier (Hanging) | Incandescent |  | Decorative | 4 | 25 | Other | 118385 | Other | 0.00049795
Track | Incandescent |  | Globe | 4 | 100 | Family Room | 118386 | Family Room | 0.00049795
Wall Mount | Incandescent |  | Standard A Lamp | 1 | 60 | Family Room | 118386 | Family Room | 0.00049795
Torchiere | Compact Fluorescent |  | Twist | 1 | 42 | Family Room | 118386 | Family Room | 0.00049795
Ceiling Fixture | Linear Fluorescent | 48 | T-12 | 2 | 32 | Hall | 118387 | Hall | 0.00049795
Ceiling Fixture | Incandescent |  | Decorative | 2 | 60 | Hall | 118387 | Hall | 0.00049795
Ceiling Fixture | Linear Fluorescent | 48 | T-12 | 2 | 32 | Kitchen | 118388 | Kitchen | 0.00049795
Floor lamp | Incandescent |  | Standard A Lamp | 1 | 100 | Living Room | 118389 | Living Room | 0.00049795
Floor lamp | Compact Fluorescent |  | Twist | 2 | 15 | Living Room | 118389 | Living Room | 0.00049795
Ceiling Fixture | Compact Fluorescent |  | Twist | 2 | 15 | Office | 1183810 | Office | 0.00049795
Ceiling Fixture | Incandescent |  | Standard A Lamp | 1 | 60 | Closet | 1183811 | Closet | 0.00049795
Recessed Can | Compact Fluorescent |  | Reflector | 1 | 15 | Laundry Room | 1183812 | Laundry Room | 0.00049795
Wall Mount | Compact Fluorescent |  | Twist | 4 | 15 | Bathroom | 118421 | Bathroom | 0.0012318
Ceiling Fixture | Compact Fluorescent |  | Twist | 1 | 15 | Bedroom | 118422 | Bedroom | 0.0012318
Ceiling Fan | Compact Fluorescent |  | Twist | 2 | 15 | Bedroom | 118423 | Bedroom | 0.0012318
Ceiling Fixture | Compact Fluorescent |  | Twist | 1 | 15 | Other | 118424 | Other | 0.0012318
Ceiling Fixture | Linear Fluorescent | 48 | T-12 | 2 | 40 | Other | 118424 | Other | 0.0012318
Ceiling Fixture | Compact Fluorescent |  | Twist | 1 | 15 | Kitchen | 118425 | Kitchen | 0.0012318
Ceiling Fan | Compact Fluorescent |  | Twist | 3 | 15 | Living Room | 118426 | Living Room | 0.0012318
Wall Mount | Incandescent |  | Globe | 4 | 40 | Bathroom | 118441 | Bathroom | 0.0012318
Ceiling Fixture | Incandescent |  | Standard A Lamp | 12 | 60 | Bedroom | 118442 | Bedroom | 0.0012318
Floor lamp | Incandescent |  | 3-Way Incandescent | 1 | 150 | Bedroom | 118442 | Bedroom | 0.0012318
Chandelier (Hanging) | Incandescent |  | Mini base | 5 | 60 | Dining Room | 118443 | Dining Room | 0.0012318
Ceiling Fixture | Incandescent |  | Standard A Lamp | 1 | 60 | Kitchen | 118445 | Kitchen | 0.0012318
Ceiling Fixture | Compact Fluorescent |  | Twist | 1 | 15 | Laundry Room | 118446 | Laundry Room | 0.0012318
Torchiere | Compact Fluorescent |  | Twist | 1 | 13 | Living Room | 118447 | Living Room | 0.0012318
Table | Incandescent |  | Globe | 1 | 40 | Living Room | 118447 | Living Room | 0.0012318
Ceiling Fixture | Compact Fluorescent |  | Twist | 1 | 15 | Master Bedroom | 118448 | Master Bedroom | 0.0012318
Floor lamp | Incandescent |  | Mini base | 3 | 60 | Master Bedroom | 118448 | Master Bedroom | 0.0012318
Wall Mount | Incandescent |  | Standard A Lamp | 1 | 60 | Bathroom | 118601 | Bathroom | 0.00049795
Wall Mount | Incandescent |  | Standard A Lamp | 1 | 60 | Other | 118602 | Other | 0.00049795
Chandelier (Hanging) | Incandescent |  | Globe | 3 | 60 | Dining Room | 118603 | Dining Room | 0.00049795
Ceiling Fixture | Incandescent |  | Standard A Lamp | 2 | 60 | Hall | 118604 | Hall | 0.00049795
Ceiling Fixture | Linear Fluorescent | 48 | T-8 | 2 | 32 | Garage | 118605 | Garage | 0.00049795
Ceiling Fan | Incandescent |  | Standard A Lamp | 1 | 60 | Bathroom | 118606 | Bathroom | 0.00049795
Ceiling Fixture | Halogen |  | Quartz Tube | 1 | 300 | Hall | 118607 | Hall | 0.00049795
Recessed Can | Incandescent |  | Reflector | 1 | 75 | Kitchen | 118608 | Kitchen | 0.00049795
Recessed Can | Incandescent |  | Reflector | 1 | 50 | Kitchen | 118608 | Kitchen | 0.00049795
Chandelier (Hanging) | Incandescent |  | Standard A Lamp | 1 | 100 | Kitchen | 118608 | Kitchen | 0.00049795
Ceiling Fixture | Incandescent |  | Standard A Lamp | 1 | 60 | Closet | 1186010 | Closet | 0.00049795
Ceiling Fixture | Linear Fluorescent | 24 | T-8 | 1 | 17 | Closet | 1186011 | Closet | 0.00049795
Ceiling Fixture | Incandescent |  | Standard A Lamp | 1 | 60 | Bedroom | 1186012 | Bedroom | 0.00049795
Torchiere | Halogen |  | Quartz Tube | 1 | 300 | Bedroom | 1186012 | Bedroom | 0.00049795
Table | Incandescent |  | Globe | 1 | 60 | Bedroom | 1186012 | Bedroom | 0.00049795
Ceiling Fixture | Incandescent |  | Standard A Lamp | 1 | 100 | Garage | 1186013 | Garage | 0.00049795
Wall Mount | Halogen |  | Quartz Tube | 1 | 300 | Bathroom | 1186014 | Bathroom | 0.00049795
Table | Incandescent |  | Standard A Lamp | 1 | 75 | Bedroom | 1186015 | Bedroom | 0.00049795
Table | Incandescent |  | Standard A Lamp | 1 | 60 | Bedroom | 1186015 | Bedroom | 0.00049795
Ceiling Fixture | Halogen |  | Quartz Tube | 1 | 300 | Hall | 1186016 | Hall | 0.00049795
Ceiling Fixture | Incandescent |  | Standard A Lamp | 1 | 60 | Laundry Room | 1186017 | Laundry Room | 0.00049795
Recessed Can | Incandescent |  | Standard A Lamp | 1 | 60 | Master Bedroom | 1186018 | Master Bedroom | 0.00049795
Recessed Can | Incandescent |  | Standard A Lamp | 1 | 60 | Master Bedroom | 1186018 | Master Bedroom | 0.00049795
Ceiling Fixture | Linear Fluorescent | 48 | T-8 | 2 | 32 | Master Bedroom | 1186018 | Master Bedroom | 0.00049795
Ceiling Fixture | Incandescent |  | Standard A Lamp | 1 | 60 | Hall | 1186019 | Hall | 0.00049795
Table | Incandescent |  | Standard A Lamp | 1 | 60 | Master Bedroom | 1186020 | Master Bedroom | 0.00049795
Floor lamp | Incandescent |  | Standard A Lamp | 1 | 100 | Master Bedroom | 1186020 | Master Bedroom | 0.00049795
Ceiling Fixture | Incandescent |  | Standard A Lamp | 1 | 60 | Closet | 1186021 | Closet | 0.00049795
Ceiling Fixture | Incandescent |  | Standard A Lamp | 3 | 60 | Office | 1186022 | Office | 0.00049795
Recessed Can | Incandescent |  | Reflector | 1 | 60 | Family Room | 1186023 | Family Room | 0.00049795
Low bay | Linear Fluorescent | 48 | T-12 | 2 | 40 | Family Room | 1186023 | Family Room | 0.00049795
Torchiere | Halogen |  | Quartz Tube | 1 | 300 | Family Room | 1186023 | Family Room | 0.00049795
Floor lamp | Halogen |  | MR | 1 | 50 | Family Room | 1186023 | Family Room | 0.00049795
Chandelier (Hanging) | Incandescent |  | Standard A Lamp | 3 | 60 | Hall | 1186024 | Hall | 0.00049795
Wall Mount | Incandescent |  | Standard A Lamp | 1 | 60 | Hall | 1186024 | Hall | 0.00049795
Ceiling Fan | Incandescent |  | Standard A Lamp | 1 | 60 | Bathroom | 1186025 | Bathroom | 0.00049795
Ceiling Fixture | Incandescent |  | Standard A Lamp | 1 | 100 | Garage | 1186026 | Garage | 0.00049795
Ceiling Fixture | Incandescent |  | Standard A Lamp | 1 | 60 | Garage | 1186026 | Garage | 0.00049795
Garage door opener | Incandescent |  | Standard A Lamp | 1 | 60 | Garage | 1186026 | Garage | 0.00049795
Ceiling Fixture | Compact Fluorescent |  | Flood | 1 | 23 | Bathroom | 118711 | Bathroom | 0.0012318
Wall Mount | Compact Fluorescent |  | Decorative | 3 | 7 | Bathroom | 118711 | Bathroom | 0.0012318
Ceiling Fixture | Compact Fluorescent |  | Twist | 1 | 13 | Hall | 118712 | Hall | 0.0012318
Ceiling Fixture | Compact Fluorescent |  | Twist | 1 | 13 | Kitchen | 118713 | Kitchen | 0.0012318
Floor lamp | Compact Fluorescent |  | Other | 1 | 27 | Living Room | 118715 | Living Room | 0.0012318
Chandelier (Hanging) | Compact Fluorescent |  | Twist | 5 | 15 | Living Room | 118715 | Living Room | 0.0012318
Recessed Can | Compact Fluorescent |  | Reflector | 1 | 7 | Living Room | 118715 | Living Room | 0.0012318
Recessed - other | Compact Fluorescent |  | Reflector | 1 | 27 | Bathroom | 118716 | Bathroom | 0.0012318
Recessed Can | Incandescent |  | Reflector | 1 | 65 | Bedroom | 118717 | Bedroom | 0.0012318
Recessed Can | Compact Fluorescent |  | Reflector | 1 | 7 | Bedroom | 118717 | Bedroom | 0.0012318
Table | Compact Fluorescent |  | Twist | 1 | 13 | Bedroom | 118717 | Bedroom | 0.0012318
Wall Mount | Compact Fluorescent |  | Decorative | 6 | 7 | Bedroom | 118717 | Bedroom | 0.0012318
Recessed Can | Compact Fluorescent |  | Reflector | 1 | 27 | Bedroom | 118718 | Bedroom | 0.0012318
Wall Mount | Compact Fluorescent |  | Twist | 1 | 14 | Hall | 118719 | Hall | 0.0012318
Recessed Can | Compact Fluorescent |  | Reflector | 1 | 27 | Office | 1187110 | Office | 0.0012318
Wall Mount | Compact Fluorescent |  | Decorative | 6 | 7 | Bathroom | 1187111 | Bathroom | 0.0012318
Recessed - other | Compact Fluorescent |  | Reflector | 1 | 27 | Bathroom | 1187111 | Bathroom | 0.0012318
Ceiling Fixture | Compact Fluorescent |  | Twist | 1 | 15 | Hall | 1187112 | Hall | 0.0012318
Wall Mount | Incandescent |  | Globe | 4 | 40 | Bathroom | 118721 | Bathroom | 0.00037892
Ceiling Fixture | Compact Fluorescent |  | Twist | 2 | 15 | Bedroom | 118722 | Bedroom | 0.00037892
Ceiling Fixture | Compact Fluorescent |  | Twist | 2 | 15 | Bedroom | 118723 | Bedroom | 0.00037892
Wall Mount | Incandescent |  | Reflector | 1 | 40 | Bedroom | 118723 | Bedroom | 0.00037892
Wall Mount | Incandescent |  | Other | 1 | 40 | Bedroom | 118723 | Bedroom | 0.00037892
Ceiling Fixture | Compact Fluorescent |  | Twist | 1 | 15 | Closet | 118724 | Closet | 0.00037892
Ceiling Fixture | Incandescent |  | Standard A Lamp | 1 | 75 | Closet | 118725 | Closet | 0.00037892
Ceiling Fixture | Incandescent |  | Standard A Lamp | 2 | 75 | Dining Room | 118726 | Dining Room | 0.00037892
Ceiling Fixture | Compact Fluorescent |  | Twist | 1 | 1 | Dining Room | 118727 | Dining Room | 0.00037892
Ceiling Fixture | Compact Fluorescent |  | Twist | 1 | 15 | Family Room | 118728 | Family Room | 0.00037892
Table | Incandescent |  | Standard A Lamp | 1 | 75 | Family Room | 118728 | Family Room | 0.00037892
Ceiling Fixture | Incandescent |  | Standard A Lamp | 2 | 75 | Garage | 118729 | Garage | 0.00037892
Track | Incandescent |  | Reflector | 1 | 65 | Garage | 118729 | Garage | 0.00037892
Ceiling Fixture | Linear Fluorescent | 48 | T-4 | 2 | 40 | Garage | 118729 | Garage | 0.00037892
Wall Mount | Incandescent |  | Standard A Lamp | 1 | 40 | Garage | 118729 | Garage | 0.00037892
Other | Compact Fluorescent |  | Twist | 1 | 15 | Garage | 118729 | Garage | 0.00037892
Recessed Can | Compact Fluorescent |  | Twist | 1 | 15 | Hall | 1187210 | Hall | 0.00037892
Recessed Can | Compact Fluorescent |  | Twist | 1 | 15 | Kitchen | 1187211 | Kitchen | 0.00037892
Ceiling Fixture | Compact Fluorescent |  | Twist | 1 | 19 | Laundry Room | 1187212 | Laundry Room | 0.00037892
Ceiling Fixture | Incandescent |  | Standard A Lamp | 3 | 75 | Living Room | 1187213 | Living Room | 0.00037892
Table | Compact Fluorescent |  | Twist | 1 | 15 | Living Room | 1187213 | Living Room | 0.00037892
Table | Incandescent |  | Other | 1 | 40 | Living Room | 1187213 | Living Room | 0.00037892
Torchiere | Incandescent |  | Mini base | 3 | 25 | Living Room | 1187213 | Living Room | 0.00037892
Ceiling Fixture | Compact Fluorescent |  | Twist | 2 | 15 | Master Bedroom | 1187214 | Master Bedroom | 0.00037892
Ceiling Fixture | Incandescent |  | Standard A Lamp | 1 | 60 | Other | 118731 | Other | 0.00037892
Ceiling Fixture | Incandescent |  | Standard A Lamp | 1 | 60 | Bathroom | 118732 | Bathroom | 0.00037892
Ceiling Fixture | Incandescent |  | Standard A Lamp | 1 | 60 | Bedroom | 118733 | Bedroom | 0.00037892
Ceiling Fixture | Incandescent |  | Standard A Lamp | 1 | 60 | Hall | 118734 | Hall | 0.00037892
Ceiling Fixture | Incandescent |  | Standard A Lamp | 1 | 75 | Hall | 118734 | Hall | 0.00037892
Wall Mount | Incandescent |  | Standard A Lamp | 1 | 60 | Hall | 118735 | Hall | 0.00037892
Ceiling Fixture | Compact Fluorescent |  | A shape bulb | 1 | 15 | Bathroom | 118736 | Bathroom | 0.00037892
Wall Mount | Compact Fluorescent |  | Twist | 1 | 15 | Bathroom | 118736 | Bathroom | 0.00037892
Chandelier (Hanging) | Compact Fluorescent |  | Twist | 1 | 15 | Dining Room | 118737 | Dining Room | 0.00037892
Ceiling Fixture | Incandescent |  | Standard A Lamp | 1 | 60 | Hall | 118738 | Hall | 0.00037892
Recessed Can | Incandescent |  | Reflector | 1 | 65 | Hall | 118739 | Hall | 0.00037892
Recessed Can | Incandescent |  | Reflector | 1 | 65 | Kitchen | 1187310 | Kitchen | 0.00037892
Track | Halogen |  | MR | 3 | 75 | Kitchen | 1187310 | Kitchen | 0.00037892
Wall Mount | Compact Fluorescent |  | Twist | 1 | 13 | Living Room | 1187311 | Living Room | 0.00037892
Ceiling Fixture | Compact Fluorescent |  | Twist | 2 | 15 | Master Bedroom | 1187312 | Master Bedroom | 0.00037892
Floor lamp | Compact Fluorescent |  | Twist | 1 | 15 | Master Bedroom | 1187312 | Master Bedroom | 0.00037892
Floor lamp | Incandescent |  | Other | 1 | 150 | Master Bedroom | 1187312 | Master Bedroom | 0.00037892
Ceiling Fixture | Compact Fluorescent |  | Twist | 2 | 15 | Office | 1187313 | Office | 0.00037892
Table | Compact Fluorescent |  | Twist | 1 | 15 | Office | 1187313 | Office | 0.00037892
Ceiling Fixture | Compact Fluorescent |  | Twist | 1 | 15 | Other | 1187314 | Other | 0.00037892
Ceiling Fixture | Incandescent |  | Standard A Lamp | 1 | 60 | Other | 1187315 | Other | 0.00037892
Ceiling Fixture | Incandescent |  | Standard A Lamp | 1 | 60 | Other | 1187316 | Other | 0.00037892
Ceiling Fixture | Incandescent |  | Standard A Lamp | 1 | 60 | Laundry Room | 1187317 | Laundry Room | 0.00037892
Ceiling Fan | Incandescent |  | Standard A Lamp | 1 | 60 | Laundry Room | 1187317 | Laundry Room | 0.00037892
Ceiling Fixture | Linear Fluorescent | 24 | T-12 | 2 | 20 | Laundry Room | 1187317 | Laundry Room | 0.00037892
Table | Compact Fluorescent |  | Twist | 1 | 13 | Living Room | 118801 | Living Room | 0.00049795
Table | Incandescent |  | Standard A Lamp | 4 | 40 | Living Room | 118801 | Living Room | 0.00049795
Table | Incandescent |  | Standard A Lamp | 1 | 100 | Office | 118802 | Office | 0.00049795
Ceiling Fixture | Incandescent |  | Standard A Lamp | 1 | 40 | Bedroom | 118803 | Bedroom | 0.00049795
Ceiling Fan | Incandescent |  | Mini base | 3 | 40 | Dining Room | 118804 | Dining Room | 0.00049795
Ceiling Fixture | Linear Fluorescent | 48 | T-12 | 2 | 40 | Kitchen | 118805 | Kitchen | 0.00049795
Ceiling Fixture | Compact Fluorescent |  | Twist | 1 | 13 | Laundry Room | 118806 | Laundry Room | 0.00049795
Table | Compact Fluorescent |  | Twist | 1 | 19 | Bedroom | 118807 | Bedroom | 0.00049795
Wall Mount | Compact Fluorescent |  | Twist | 3 | 13 | Bedroom | 118807 | Bedroom | 0.00049795
Ceiling Fixture | Incandescent |  | Standard A Lamp | 2 | 60 | Dining Room | 118941 | Dining Room | 0.0012318
Garage door opener | Incandescent |  | Standard A Lamp | 1 | 60 | Garage | 118942 | Garage | 0.0012318
Chandelier (Hanging) | Incandescent |  | Decorative | 3 | 60 | Hall | 118943 | Hall | 0.0012318
Ceiling Fixture | Incandescent |  | Standard A Lamp | 1 | 60 | Hall | 118943 | Hall | 0.0012318
Recessed Can | Compact Fluorescent |  | Reflector | 1 | 22 | Kitchen | 118944 | Kitchen | 0.0012318
Ceiling Fixture | Incandescent |  | Standard A Lamp | 1 | 60 | Laundry Room | 118945 | Laundry Room | 0.0012318
Table | Compact Fluorescent |  | Twist | 1 | 15 | Living Room | 118946 | Living Room | 0.0012318
Table | Incandescent |  | Standard A Lamp | 1 | 60 | Master Bedroom | 118947 | Master Bedroom | 0.0012318
Chandelier (Hanging) | Incandescent |  | Standard A Lamp | 5 | 60 | Other | 118948 | Other | 0.0012318
Wall Mount | Incandescent |  | Standard A Lamp | 2 | 60 | Bathroom | 118949 | Bathroom | 0.0012318
Wall Mount | Incandescent |  | Globe | 4 | 40 | Bathroom | 1189410 | Bathroom | 0.0012318
Ceiling Fixture | Incandescent |  | Standard A Lamp | 1 | 60 | Bedroom | 1189411 | Bedroom | 0.0012318
Ceiling Fixture | Incandescent |  | Standard A Lamp | 1 | 60 | Bedroom | 1189412 | Bedroom | 0.0012318
Ceiling Fixture | Incandescent |  | Standard A Lamp | 1 | 60 | Closet | 1189413 | Closet | 0.0012318
Ceiling Fixture | Incandescent |  | Standard A Lamp | 2 | 60 | Hall | 1189414 | Hall | 0.0012318
Recessed Can | Incandescent |  | Reflector | 1 | 65 | Bathroom | 1189415 | Bathroom | 0.0012318
Wall Mount | Compact Fluorescent |  | Twist | 2 | 15 | Bathroom | 1189415 | Bathroom | 0.0012318
Ceiling Fixture | Compact Fluorescent |  | Twist | 2 | 22 | Bedroom | 118961 | Bedroom | 0.00049795
Ceiling Fixture | Compact Fluorescent |  | Twist | 2 | 15 | Office | 118962 | Office | 0.00049795
Table | Incandescent |  | Decorative | 1 | 25 | Office | 118962 | Office | 0.00049795
Ceiling Fixture | Compact Fluorescent |  | Twist | 3 | 15 | Bedroom | 118963 | Bedroom | 0.00049795
Floor lamp | Compact Fluorescent |  | Twist | 1 | 15 | Bedroom | 118963 | Bedroom | 0.00049795
Table | Compact Fluorescent |  | Twist | 1 | 15 | Bedroom | 118963 | Bedroom | 0.00049795
Table | Halogen |  | MR | 1 | 20 | Bedroom | 118963 | Bedroom | 0.00049795
Ceiling Fixture | Compact Fluorescent |  | Twist | 1 | 15 | Closet | 118964 | Closet | 0.00049795
Wall Mount | Incandescent |  | Standard A Lamp | 2 | 60 | Bathroom | 118965 | Bathroom | 0.00049795
Wall Mount | Compact Fluorescent |  | Twist | 2 | 15 | Bathroom | 118965 | Bathroom | 0.00049795
Recessed Can | Incandescent |  | Reflector | 1 | 75 | Bathroom | 118965 | Bathroom | 0.00049795
Ceiling Fixture | Compact Fluorescent |  | Twist | 1 | 15 | Garage | 118966 | Garage | 0.00049795
Garage door opener | Incandescent |  | Standard A Lamp | 1 | 40 | Garage | 118966 | Garage | 0.00049795
Ceiling Fixture | Compact Fluorescent |  | Twist | 2 | 15 | Hall | 118967 | Hall | 0.00049795
Wall Mount | Compact Fluorescent |  | Twist | 1 | 15 | Hall | 118967 | Hall | 0.00049795
Wall Mount | Incandescent |  | Standard A Lamp | 2 | 60 | Bathroom | 118968 | Bathroom | 0.00049795
Recessed Can | Incandescent |  | Mini base | 1 | 75 | Bathroom | 118968 | Bathroom | 0.00049795
Ceiling Fixture | Compact Fluorescent |  | Twist | 2 | 15 | Hall | 118969 | Hall | 0.00049795
Recessed Can | Compact Fluorescent |  | Twist | 1 | 15 | Kitchen | 1189610 | Kitchen | 0.00049795
Ceiling Fixture | Compact Fluorescent |  | Twist | 1 | 15 | Kitchen | 1189610 | Kitchen | 0.00049795
Ceiling Fixture | Compact Fluorescent |  | Twist | 1 | 22 | Living Room | 1189611 | Living Room | 0.00049795
Ceiling Fixture | Halogen |  | MR | 1 | 50 | Living Room | 1189611 | Living Room | 0.00049795
Wall Mount | Compact Fluorescent |  | Twist | 1 | 22 | Hall | 1189612 | Hall | 0.00049795
Ceiling Fixture | Compact Fluorescent |  | Twist | 2 | 22 | Bedroom | 1189613 | Bedroom | 0.00049795
Wall Mount | Incandescent |  | Standard A Lamp | 3 | 60 | Bathroom | 1189614 | Bathroom | 0.00049795
Wall Mount | Compact Fluorescent |  | Twist | 3 | 15 | Bathroom | 119001 | Bathroom | 0.00037892
Floor lamp | Compact Fluorescent |  | 3-Way CFL | 1 | 33 | Family Room | 119002 | Family Room | 0.00037892
Ceiling Fixture | Compact Fluorescent |  | Twist | 1 | 15 | Family Room | 119002 | Family Room | 0.00037892
Ceiling Fixture | Halogen |  | MR | 3 | 35 | Dining Room | 119003 | Dining Room | 0.00037892
Ceiling Fixture | Linear Fluorescent | 48 | T-8 | 4 | 32 | Hall | 119004 | Hall | 0.00037892
Wall Mount | Incandescent |  | Standard A Lamp | 1 | 60 | Other | 119005 | Other | 0.00037892
Ceiling Fixture | Incandescent |  | Clear | 2 | 60 | Hall | 119006 | Hall | 0.00037892
Ceiling Fixture | Incandescent |  | Standard A Lamp | 2 | 60 | Kitchen | 119007 | Kitchen | 0.00037892
Other | Incandescent |  | Standard A Lamp | 1 | 50 | Kitchen | 119007 | Kitchen | 0.00037892
Torchiere | Incandescent |  | Standard A Lamp | 2 | 60 | Living Room | 119008 | Living Room | 0.00037892
Floor lamp | Halogen |  | Quartz Tube | 1 | 50 | Living Room | 119008 | Living Room | 0.00037892
Table | Incandescent |  | Standard A Lamp | 1 | 60 | Master Bedroom | 119009 | Master Bedroom | 0.00037892
Table | Incandescent |  | Clear | 1 | 60 | Master Bedroom | 119009 | Master Bedroom | 0.00037892
Ceiling Fixture | Incandescent |  | Standard A Lamp | 3 | 60 | Bedroom | 1190010 | Bedroom | 0.00037892
Ceiling Fixture | Compact Fluorescent |  | Straight Tube | 3 | 11 | Bedroom | 1190011 | Bedroom | 0.00037892
Table | Incandescent |  | Mini base | 1 | 25 | Bedroom | 1190011 | Bedroom | 0.00037892
Wall Mount | Halogen |  | Quartz Tube | 3 | 30 | Bathroom | 119041 | Bathroom | 0.000364
Recessed Can | Incandescent |  | Reflector | 1 | 65 | Bathroom | 119041 | Bathroom | 0.000364
Ceiling Fixture | Compact Fluorescent |  | Twist | 3 | 22 | Bedroom | 119042 | Bedroom | 0.000364
Ceiling Fixture | Compact Fluorescent |  | Twist | 3 | 22 | Bedroom | 119043 | Bedroom | 0.000364
Chandelier (Hanging) | Incandescent |  | Mini base | 4 | 25 | Dining Room | 119044 | Dining Room | 0.000364
Garage door opener | Incandescent |  | Standard A Lamp | 1 | 60 | Garage | 119045 | Garage | 0.000364
Ceiling Fixture | Linear Fluorescent | 48 | T-12 | 2 | 40 | Garage | 119045 | Garage | 0.000364
Ceiling Fixture | Compact Fluorescent |  | Twist | 3 | 22 | Hall | 119046 | Hall | 0.000364
Ceiling Fixture | Incandescent |  | Standard A Lamp | 1 | 60 | Hall | 119047 | Hall | 0.000364
Recessed Can | Incandescent |  | Reflector | 1 | 65 | Kitchen | 119048 | Kitchen | 0.000364
Ceiling Fixture | Incandescent |  | Standard A Lamp | 1 | 100 | Bedroom | 119049 | Bedroom | 0.000364
Table | Incandescent |  | Standard A Lamp | 1 | 60 | Bedroom | 119049 | Bedroom | 0.000364
Ceiling Fixture | Compact Fluorescent |  | Twist | 2 | 15 | Family Room | 1190410 | Family Room | 0.000364
Ceiling Fixture | Incandescent |  | Clear | 1 | 100 | Hall | 1190411 | Hall | 0.000364
Ceiling Fixture | Incandescent |  | Clear | 1 | 60 | Laundry Room | 1190412 | Laundry Room | 0.000364
Table | Compact Fluorescent |  | Twist | 1 | 22 | Living Room | 1190413 | Living Room | 0.000364
Recessed Can | Incandescent |  | Reflector | 1 | 65 | Bathroom | 1190414 | Bathroom | 0.000364
Wall Mount | Halogen |  | Quartz Tube | 3 | 30 | Bathroom | 1190414 | Bathroom | 0.000364
Recessed - other | Incandescent |  | Heat Lamp | 1 | 250 | Bathroom | 1190414 | Bathroom | 0.000364
Ceiling Fixture | Compact Fluorescent |  | Twist | 2 | 22 | Master Bedroom | 1190415 | Master Bedroom | 0.000364
Chandelier (Hanging) | Incandescent |  | Mini base | 6 | 40 | Hall | 1190416 | Hall | 0.000364
Ceiling Fixture | Compact Fluorescent |  | Pin base | 3 | 22 | Other | 1190417 | Other | 0.000364
Torchiere | Halogen |  | Quartz Tube | 1 | 50 | Other | 1190417 | Other | 0.000364
Wall Mount | Incandescent |  | Standard A Lamp | 2 | 60 | Bathroom | 119081 | Bathroom | 0.00049795
Table | Incandescent |  | Clear | 1 | 60 | Bedroom | 119082 | Bedroom | 0.00049795
Recessed - other | Incandescent |  | Standard A Lamp | 1 | 60 | Closet | 119083 | Closet | 0.00049795
Chandelier (Hanging) | Incandescent |  | Standard A Lamp | 6 | 100 | Dining Room | 119084 | Dining Room | 0.00049795
Ceiling Fixture | Incandescent |  | Reflector | 1 | 65 | Hall | 119085 | Hall | 0.00049795
Recessed Can | Incandescent |  | Reflector | 2 | 65 | Hall | 119086 | Hall | 0.00049795
Recessed Can | Incandescent |  | Reflector | 1 | 65 | Kitchen | 119087 | Kitchen | 0.00049795
Ceiling Fixture | Incandescent |  | Standard A Lamp | 2 | 60 | Laundry Room | 119088 | Laundry Room | 0.00049795
Recessed Can | Incandescent |  | Clear | 2 | 65 | Living Room | 119089 | Living Room | 0.00049795
Wall Mount | Incandescent |  | Globe | 8 | 40 | Bathroom | 1190810 | Bathroom | 0.00049795
Table | Incandescent |  | Standard A Lamp | 1 | 100 | Master Bedroom | 1190811 | Master Bedroom | 0.00049795
Chandelier (Hanging) | Compact Fluorescent |  | A shape bulb | 1 | 15 | Bathroom | 119101 | Bathroom | 0.00049795
Chandelier (Hanging) | Compact Fluorescent |  | Twist | 5 | 15 | Bedroom | 119102 | Bedroom | 0.00049795
Ceiling Fixture | Incandescent |  | Globe | 4 | 60 | Bedroom | 119102 | Bedroom | 0.00049795
Table | Compact Fluorescent |  | Straight Tube | 1 | 15 | Bedroom | 119102 | Bedroom | 0.00049795
Recessed Can | Halogen |  | PAR | 1 | 35 | Bedroom | 119102 | Bedroom | 0.00049795
Ceiling Fixture | Compact Fluorescent |  | Twist | 2 | 15 | Family Room | 119103 | Family Room | 0.00049795
Ceiling Fixture | Compact Fluorescent |  | Twist | 2 | 15 | Hall | 119104 | Hall | 0.00049795
Ceiling Fixture | Incandescent |  | Standard A Lamp | 1 | 60 | Laundry Room | 119105 | Laundry Room | 0.00049795
Ceiling Fixture | Incandescent |  | Standard A Lamp | 1 | 60 | Closet | 119106 | Closet | 0.00049795
Ceiling Fixture | Incandescent |  | Standard A Lamp | 1 | 60 | Closet | 119107 | Closet | 0.00049795
Ceiling Fixture | Incandescent |  | Standard A Lamp | 1 | 60 | Bedroom | 119108 | Bedroom | 0.00049795
Table | Compact Fluorescent |  | Twist | 1 | 26 | Bedroom | 119108 | Bedroom | 0.00049795
Table | Incandescent |  | Standard A Lamp | 1 | 60 | Bedroom | 119108 | Bedroom | 0.00049795
Ceiling Fixture | Compact Fluorescent |  | Twist | 1 | 15 | Hall | 119109 | Hall | 0.00049795
Chandelier (Hanging) | Compact Fluorescent |  | Twist | 1 | 15 | Bathroom | 1191010 | Bathroom | 0.00049795
Chandelier (Hanging) | Incandescent |  | Globe | 1 | 60 | Hall | 1191011 | Hall | 0.00049795
Ceiling Fixture | Compact Fluorescent |  | Twist | 1 | 15 | Hall | 1191011 | Hall | 0.00049795
Ceiling Fixture | Incandescent |  | Standard A Lamp | 1 | 60 | Bathroom | 1191012 | Bathroom | 0.00049795
Chandelier (Hanging) | Compact Fluorescent |  | Twist | 1 | 15 | Bathroom | 1191012 | Bathroom | 0.00049795
Chandelier (Hanging) | Compact Fluorescent |  | Twist | 1 | 15 | Master Bedroom | 1191013 | Master Bedroom | 0.00049795
Chandelier (Hanging) | Incandescent |  | Standard A Lamp | 3 | 40 | Other | 1191014 | Other | 0.00049795
Floor lamp | Incandescent |  | 3-Way Incandescent | 1 | 150 | Other | 1191014 | Other | 0.00049795
Ceiling Fan | Compact Fluorescent |  | Twist | 1 | 15 | Other | 1191015 | Other | 0.00049795
Chandelier (Hanging) | Compact Fluorescent |  | Twist | 5 | 15 | Dining Room | 1191016 | Dining Room | 0.00049795
Ceiling Fixture | Incandescent |  | Standard A Lamp | 3 | 60 | Hall | 1191017 | Hall | 0.00049795
Ceiling Fixture | Compact Fluorescent |  | Twist | 1 | 15 | Hall | 1191018 | Hall | 0.00049795
Other | Compact Fluorescent |  | Twist | 1 | 13 | Kitchen | 1191019 | Kitchen | 0.00049795
Ceiling Fixture | Linear Fluorescent | 48 | T-12 | 2 | 40 | Kitchen | 1191019 | Kitchen | 0.00049795
Chandelier (Hanging) | Compact Fluorescent |  | Twist | 1 | 15 | Kitchen | 1191019 | Kitchen | 0.00049795
Table | Compact Fluorescent |  | Twist | 1 | 22 | Living Room | 1191020 | Living Room | 0.00049795
Table | Incandescent |  | 3-Way Incandescent | 1 | 150 | Living Room | 1191020 | Living Room | 0.00049795
Wall Mount | Incandescent |  | Globe | 2 | 75 | Bathroom | 119141 | Bathroom | 0.0017229
Wall Mount | Incandescent |  | Globe | 4 | 40 | Bathroom | 119142 | Bathroom | 0.0017229
Ceiling Fixture | Incandescent |  | Standard A Lamp | 2 | 60 | Bathroom | 119142 | Bathroom | 0.0017229
Recessed Can | Incandescent |  | Standard A Lamp | 1 | 40 | Bathroom | 119142 | Bathroom | 0.0017229
Wall Mount | Incandescent |  | Mini base | 4 | 40 | Bathroom | 119143 | Bathroom | 0.0017229
Recessed Can | Compact Fluorescent |  | Reflector | 1 | 15 | Master Bedroom | 119144 | Master Bedroom | 0.0017229
Ceiling Fan | Incandescent |  | Standard A Lamp | 2 | 60 | Master Bedroom | 119144 | Master Bedroom | 0.0017229
Table | Incandescent |  | Standard A Lamp | 1 | 60 | Master Bedroom | 119144 | Master Bedroom | 0.0017229
Ceiling Fan | Compact Fluorescent |  | Twist | 2 | 15 | Bedroom | 119145 | Bedroom | 0.0017229
Floor lamp | Incandescent |  | Standard A Lamp | 2 | 40 | Bedroom | 119145 | Bedroom | 0.0017229
Recessed Can | Compact Fluorescent |  | Twist | 1 | 15 | Bedroom | 119145 | Bedroom | 0.0017229
Chandelier (Hanging) | Incandescent |  | Decorative | 4 | 40 | Bedroom | 119146 | Bedroom | 0.0017229
Table | Incandescent |  | Standard A Lamp | 1 | 60 | Bedroom | 119146 | Bedroom | 0.0017229
Ceiling Fixture | Incandescent |  | Standard A Lamp | 1 | 60 | Bedroom | 119147 | Bedroom | 0.0017229
Recessed Can | Compact Fluorescent |  | Reflector | 1 | 15 | Bedroom | 119147 | Bedroom | 0.0017229
Table | Incandescent |  | Standard A Lamp | 1 | 60 | Bedroom | 119147 | Bedroom | 0.0017229
Chandelier (Hanging) | Incandescent |  | Mini base | 1 | 40 | Closet | 119148 | Closet | 0.0017229
Ceiling Fixture | Linear Fluorescent | 24 | T-12 | 2 | 20 | Closet | 119148 | Closet | 0.0017229
Chandelier (Hanging) | Incandescent |  | Decorative | 5 | 40 | Dining Room | 119149 | Dining Room | 0.0017229
Chandelier (Hanging) | Incandescent |  | Decorative | 16 | 25 | Hall | 1191410 | Hall | 0.0017229
Recessed Can | Compact Fluorescent |  | Reflector | 1 | 15 | Family Room | 1191411 | Family Room | 0.0017229
Recessed Can | Incandescent |  | Reflector | 1 | 75 | Family Room | 1191411 | Family Room | 0.0017229
Table | Incandescent |  | Standard A Lamp | 2 | 60 | Family Room | 1191411 | Family Room | 0.0017229
Floor lamp | Incandescent |  | Standard A Lamp | 1 | 40 | Family Room | 1191411 | Family Room | 0.0017229
Ceiling Fixture | Linear Fluorescent | 48 | T-12 | 2 | 40 | Garage | 1191412 | Garage | 0.0017229
Garage door opener | Incandescent |  | Standard A Lamp | 1 | 60 | Garage | 1191412 | Garage | 0.0017229
Chandelier (Hanging) | Incandescent |  | Mini base | 1 | 25 | Hall | 1191413 | Hall | 0.0017229
Recessed Can | Compact Fluorescent |  | Reflector | 1 | 15 | Kitchen | 1191414 | Kitchen | 0.0017229
Chandelier (Hanging) | Incandescent |  | Standard A Lamp | 1 | 40 | Kitchen | 1191414 | Kitchen | 0.0017229
Chandelier (Hanging) | Incandescent |  | Globe | 1 | 100 | Kitchen | 1191414 | Kitchen | 0.0017229
Ceiling Fixture | Linear Fluorescent | 48 | T-12 | 2 | 40 | Laundry Room | 1191415 | Laundry Room | 0.0017229
Recessed Can | Compact Fluorescent |  | Reflector | 2 | 15 | Living Room | 1191416 | Living Room | 0.0017229
Table | Incandescent |  | 3-Way Incandescent | 1 | 100 | Living Room | 1191416 | Living Room | 0.0017229
Table | Compact Fluorescent |  | Pin base | 1 | 15 | Living Room | 1191416 | Living Room | 0.0017229
Ceiling Fan | Incandescent |  | Standard A Lamp | 1 | 60 | Office | 1191417 | Office | 0.0017229
Ceiling Fan | Compact Fluorescent |  | Reflector | 1 | 22 | Bathroom | 119251 | Bathroom | 0.0012318
Wall Mount | Compact Fluorescent |  | Twist | 3 | 15 | Bathroom | 119252 | Bathroom | 0.0012318
Chandelier (Hanging) | Incandescent |  | Standard A Lamp | 3 | 60 | Bedroom | 119253 | Bedroom | 0.0012318
Ceiling Fixture | Linear Fluorescent | 48 | T-12 | 2 | 40 | Closet | 119254 | Closet | 0.0012318
Recessed Can | Compact Fluorescent |  | Twist | 1 | 15 | Office | 119255 | Office | 0.0012318
Chandelier (Hanging) | Halogen |  | Quartz Tube | 1 | 50 | Dining Room | 119256 | Dining Room | 0.0012318
Garage door opener | Incandescent |  | Standard A Lamp | 1 | 60 | Garage | 119257 | Garage | 0.0012318
Recessed Can | Incandescent |  | Reflector | 1 | 65 | Hall | 119258 | Hall | 0.0012318
Wall Mount | Incandescent |  | Standard A Lamp | 1 | 60 | Hall | 119258 | Hall | 0.0012318
Recessed Can | Compact Fluorescent |  | Reflector | 1 | 22 | Kitchen | 119259 | Kitchen | 0.0012318
Ceiling Fixture | Linear Fluorescent | 48 | T-12 | 2 | 40 | Laundry Room | 1192510 | Laundry Room | 0.0012318
Recessed Can | Compact Fluorescent |  | Reflector | 1 | 22 | Living Room | 1192511 | Living Room | 0.0012318
Table | Compact Fluorescent |  | Twist | 1 | 15 | Living Room | 1192511 | Living Room | 0.0012318
Recessed Can | Compact Fluorescent |  | Reflector | 1 | 22 | Bathroom | 1192512 | Bathroom | 0.0012318
Recessed Can | Compact Fluorescent |  | Reflector | 1 | 22 | Master Bedroom | 1192513 | Master Bedroom | 0.0012318
Ceiling Fan | Incandescent |  | Standard A Lamp | 1 | 60 | Master Bedroom | 1192513 | Master Bedroom | 0.0012318
Ceiling Fixture | Incandescent |  | Standard A Lamp | 1 | 60 | Bathroom | 119331 | Bathroom | 0.00049795
Wall Mount | Incandescent |  | Globe | 3 | 40 | Bathroom | 119332 | Bathroom | 0.00049795
Ceiling Fixture | Incandescent |  | Standard A Lamp | 2 | 60 | Bedroom | 119333 | Bedroom | 0.00049795
Ceiling Fixture | Linear Fluorescent | 48 | T-12 | 2 | 40 | Other | 119334 | Other | 0.00049795
Chandelier (Hanging) | Incandescent |  | Mini base | 5 | 25 | Dining Room | 119335 | Dining Room | 0.00049795
Ceiling Fixture | Incandescent |  | Standard A Lamp | 1 | 60 | Hall | 119336 | Hall | 0.00049795
Ceiling Fixture | Incandescent |  | Standard A Lamp | 1 | 60 | Hall | 119337 | Hall | 0.00049795
Ceiling Fixture | Compact Fluorescent |  | Twist | 1 | 15 | Kitchen | 119338 | Kitchen | 0.00049795
Ceiling Fixture | Linear Fluorescent | 48 | T-12 | 2 | 32 | Kitchen | 119338 | Kitchen | 0.00049795
Ceiling Fixture | Incandescent |  | Standard A Lamp | 1 | 60 | Laundry Room | 119339 | Laundry Room | 0.00049795
Table | Compact Fluorescent |  | Twist | 1 | 15 | Living Room | 1193310 | Living Room | 0.00049795
Table | Incandescent |  | 3-Way Incandescent | 1 | 150 | Living Room | 1193310 | Living Room | 0.00049795
Ceiling Fixture | Incandescent |  | Standard A Lamp | 1 | 60 | Master Bedroom | 1193311 | Master Bedroom | 0.00049795
Ceiling Fixture | Incandescent |  | Standard A Lamp | 2 | 100 | Office | 1193312 | Office | 0.00049795
Ceiling Fixture | Incandescent |  | Standard A Lamp | 1 | 60 | Closet | 1193313 | Closet | 0.00049795
Wall Mount | Incandescent |  | Standard A Lamp | 5 | 40 | Bathroom | 119431 | Bathroom | 0.0012318
Ceiling Fixture | Incandescent |  | Standard A Lamp | 2 | 60 | Bedroom | 119432 | Bedroom | 0.0012318
Ceiling Fixture | Incandescent |  | Standard A Lamp | 1 | 60 | Bedroom | 119433 | Bedroom | 0.0012318
Chandelier (Hanging) | Compact Fluorescent |  | Pin base | 1 | 15 | Dining Room | 119434 | Dining Room | 0.0012318
Ceiling Fixture | Incandescent |  | Standard A Lamp | 1 | 60 | Garage | 119435 | Garage | 0.0012318
Garage door opener | Incandescent |  | Standard A Lamp | 1 | 60 | Garage | 119435 | Garage | 0.0012318
Ceiling Fixture | Compact Fluorescent |  | Twist | 1 | 15 | Hall | 119436 | Hall | 0.0012318
Ceiling Fixture | Compact Fluorescent |  | Twist | 1 | 15 | Kitchen | 119437 | Kitchen | 0.0012318
Recessed - other | Incandescent |  | Standard A Lamp | 1 | 60 | Bathroom | 119438 | Bathroom | 0.0012318
Ceiling Fixture | Incandescent |  | Reflector | 3 | 65 | Bedroom | 119439 | Bedroom | 0.0012318
Table | Incandescent |  | Standard A Lamp | 1 | 60 | Bedroom | 119439 | Bedroom | 0.0012318
Chandelier (Hanging) | Compact Fluorescent |  | Twist | 1 | 15 | Family Room | 1194310 | Family Room | 0.0012318
Ceiling Fixture | Compact Fluorescent |  | Twist | 2 | 15 | Laundry Room | 1194311 | Laundry Room | 0.0012318
Floor lamp | Incandescent |  | Decorative | 1 | 25 | Living Room | 1194313 | Living Room | 0.0012318
Wall Mount | Incandescent |  | Standard A Lamp | 4 | 75 | Bathroom | 1194314 | Bathroom | 0.0012318
Ceiling Fixture | Incandescent |  | Reflector | 3 | 65 | Master Bedroom | 1194315 | Master Bedroom | 0.0012318
Table | Incandescent |  | Standard A Lamp | 1 | 55 | Master Bedroom | 1194315 | Master Bedroom | 0.0012318
Chandelier (Hanging) | Incandescent |  | Decorative | 3 | 25 | Hall | 1194316 | Hall | 0.0012318
Chandelier (Hanging) | Incandescent |  | Mini base | 5 | 40 | Dining Room | 119531 | Dining Room | 0.00049795
Ceiling Fixture | Linear Fluorescent | 48 | T-12 | 3 | 40 | Garage | 119532 | Garage | 0.00049795
Garage door opener | Incandescent |  | Standard A Lamp | 2 | 60 | Garage | 119532 | Garage | 0.00049795
Ceiling Fixture | Compact Fluorescent |  | Twist | 1 | 15 | Hall | 119533 | Hall | 0.00049795
Wall Mount | Compact Fluorescent |  | Twist | 3 | 13 | Bathroom | 119534 | Bathroom | 0.00049795
Ceiling Fixture | Halogen |  | MR | 4 | 50 | Kitchen | 119535 | Kitchen | 0.00049795
Ceiling Fixture | Incandescent |  | Standard A Lamp | 1 | 60 | Living Room | 119536 | Living Room | 0.00049795
Wall Mount | Incandescent |  | Globe | 3 | 25 | Bathroom | 119537 | Bathroom | 0.00049795
Ceiling Fixture | Incandescent |  | Standard A Lamp | 1 | 60 | Master Bedroom | 119538 | Master Bedroom | 0.00049795
Table | Incandescent |  | Standard A Lamp | 1 | 60 | Master Bedroom | 119538 | Master Bedroom | 0.00049795
Ceiling Fixture | Incandescent |  | Standard A Lamp | 2 | 60 | Office | 119539 | Office | 0.00049795
Ceiling Fixture | Incandescent |  | Standard A Lamp | 2 | 60 | Bedroom | 1195310 | Bedroom | 0.00049795
Ceiling Fixture | Halogen |  | Quartz Tube | 1 | 75 | Other | 119541 | Other | 0.00037892
Architectural | Compact Fluorescent |  | Twist | 1 | 15 | Other | 119541 | Other | 0.00037892
Floor lamp | Linear Fluorescent | 48 | Fluorescent Other | 1 | 40 | Other | 119541 | Other | 0.00037892
Ceiling Fixture | Halogen |  | Other | 1 | 75 | Bathroom | 119542 | Bathroom | 0.00037892
Ceiling Fixture | Incandescent |  | Standard A Lamp | 1 | 40 | Bedroom | 119543 | Bedroom | 0.00037892
Table | Incandescent |  | Mini base | 1 | 20 | Bedroom | 119543 | Bedroom | 0.00037892
Ceiling Fixture | Halogen |  | PAR | 4 | 60 | Dining Room | 119544 | Dining Room | 0.00037892
Table | Halogen |  | Other | 1 | 75 | Dining Room | 119544 | Dining Room | 0.00037892
Ceiling Fixture | Incandescent |  | Standard A Lamp | 1 | 60 | Hall | 119545 | Hall | 0.00037892
Chandelier (Hanging) | Halogen |  | Other | 3 | 75 | Kitchen | 119546 | Kitchen | 0.00037892
Ceiling Fixture | Incandescent |  | Standard A Lamp | 4 | 60 | Living Room | 119547 | Living Room | 0.00037892
Floor lamp | Incandescent |  | Standard A Lamp | 1 | 60 | Living Room | 119547 | Living Room | 0.00037892
Ceiling Fixture | Incandescent |  | Standard A Lamp | 1 | 60 | Hall | 119548 | Hall | 0.00037892
Chandelier (Hanging) | Incandescent |  | Standard A Lamp | 1 | 60 | Master Bedroom | 119549 | Master Bedroom | 0.00037892
Table | Incandescent |  | Standard A Lamp | 1 | 40 | Master Bedroom | 119549 | Master Bedroom | 0.00037892
Wall Mount | Compact Fluorescent |  | Twist | 1 | 13 | Bathroom | 119581 | Bathroom | 0.0017229
Recessed Can | Compact Fluorescent |  | Twist | 1 | 13 | Bathroom | 119581 | Bathroom | 0.0017229
Table | Incandescent |  | 3-Way Incandescent | 1 | 70 | Master Bedroom | 119582 | Master Bedroom | 0.0017229
Table | Incandescent |  | Decorative | 1 | 40 | Master Bedroom | 119582 | Master Bedroom | 0.0017229
Ceiling Fan | Incandescent |  | Mini base | 3 | 40 | Master Bedroom | 119582 | Master Bedroom | 0.0017229
Ceiling Fan | Incandescent |  | Decorative | 3 | 25 | Bedroom | 119583 | Bedroom | 0.0017229
Ceiling Fan | Incandescent |  | Decorative | 4 | 25 | Bedroom | 119584 | Bedroom | 0.0017229
Ceiling Fixture | Linear Fluorescent | 48 | Fluorescent Other | 2 | 35 | Dining Room | 119585 | Dining Room | 0.0017229
Ceiling Fan | Compact Fluorescent |  | Twist | 2 | 13 | Other | 119586 | Other | 0.0017229
Ceiling Fixture | Compact Fluorescent |  | Twist | 2 | 13 | Hall | 119587 | Hall | 0.0017229
Ceiling Fixture | Linear Fluorescent | 48 | Fluorescent Other | 2 | 35 | Kitchen | 119588 | Kitchen | 0.0017229
Ceiling Fan | Incandescent |  | Standard A Lamp | 1 | 100 | Living Room | 119589 | Living Room | 0.0017229
Table | Incandescent |  | 3-Way Incandescent | 1 | 100 | Living Room | 119589 | Living Room | 0.0017229
Floor lamp | Compact Fluorescent |  | Twist | 1 | 13 | Living Room | 119589 | Living Room | 0.0017229
Ceiling Fan | Compact Fluorescent |  | Twist | 1 | 13 | Other | 1195810 | Other | 0.0017229
Low bay | Linear Fluorescent | 24 | T-12 | 1 | 20 | Other | 1195810 | Other | 0.0017229
Wall Mount | Compact Fluorescent |  | Twist | 4 | 22 | Bathroom | 119671 | Bathroom | 0.0017229
Ceiling Fan | Incandescent |  | Standard A Lamp | 3 | 75 | Bedroom | 119672 | Bedroom | 0.0017229
Chandelier (Hanging) | Incandescent |  | Decorative | 5 | 40 | Dining Room | 119673 | Dining Room | 0.0017229
Floor lamp | Incandescent |  | 3-Way Incandescent | 1 | 150 | Dining Room | 119673 | Dining Room | 0.0017229
Wall Mount | Incandescent |  | Decorative | 1 | 40 | Dining Room | 119673 | Dining Room | 0.0017229
Floor lamp | Incandescent |  | Standard A Lamp | 1 | 75 | Dining Room | 119673 | Dining Room | 0.0017229
Ceiling Fixture | Incandescent |  | Globe | 1 | 60 | Dining Room | 119673 | Dining Room | 0.0017229
Ceiling Fan | Incandescent |  | Standard A Lamp | 4 | 75 | Garage | 119674 | Garage | 0.0017229
Ceiling Fixture | Incandescent |  | Standard A Lamp | 1 | 60 | Hall | 119675 | Hall | 0.0017229
Ceiling Fixture | Linear Fluorescent | 48 | T-12 | 2 | 40 | Kitchen | 119676 | Kitchen | 0.0017229
Track | Incandescent |  | Reflector | 1 | 40 | Kitchen | 119676 | Kitchen | 0.0017229
Ceiling Fixture | Incandescent |  | Standard A Lamp | 2 | 60 | Laundry Room | 119677 | Laundry Room | 0.0017229
Floor lamp | Compact Fluorescent |  | Twist | 2 | 13 | Living Room | 119678 | Living Room | 0.0017229
Ceiling Fan | Incandescent |  | Standard A Lamp | 3 | 40 | Living Room | 119678 | Living Room | 0.0017229
Wall Mount | Incandescent |  | Standard A Lamp | 4 | 60 | Bathroom | 119679 | Bathroom | 0.0017229
Ceiling Fixture | Incandescent |  | Standard A Lamp | 1 | 60 | Bathroom | 119679 | Bathroom | 0.0017229
Ceiling Fixture | Incandescent |  | Heat Lamp | 1 | 125 | Bathroom | 119679 | Bathroom | 0.0017229
Floor lamp | Compact Fluorescent |  | Twist | 1 | 13 | Master Bedroom | 1196710 | Master Bedroom | 0.0017229
Ceiling Fan | Incandescent |  | Standard A Lamp | 2 | 75 | Master Bedroom | 1196710 | Master Bedroom | 0.0017229
Floor lamp | Incandescent |  | Globe | 3 | 60 | Office | 1196711 | Office | 0.0017229
Ceiling Fan | Incandescent |  | Standard A Lamp | 1 | 60 | Office | 1196711 | Office | 0.0017229
Ceiling Fixture | Halogen |  | PAR | 3 | 50 | Family Room | 119711 | Family Room | 0.00037892
Table | Incandescent |  | Standard A Lamp | 1 | 40 | Family Room | 119711 | Family Room | 0.00037892
Recessed Can | Incandescent |  | Reflector | 1 | 60 | Bedroom | 119712 | Bedroom | 0.00037892
Table | Incandescent |  | Standard A Lamp | 1 | 25 | Bedroom | 119712 | Bedroom | 0.00037892
Ceiling Fixture | Incandescent |  | Reflector | 1 | 60 | Bedroom | 119713 | Bedroom | 0.00037892
Track | Halogen |  | MR | 5 | 30 | Master Bedroom | 119714 | Master Bedroom | 0.00037892
Ceiling Fixture | Incandescent |  | Mini base | 5 | 25 | Bathroom | 119715 | Bathroom | 0.00037892
Ceiling Fixture | Incandescent |  | Reflector | 1 | 60 | Bathroom | 119715 | Bathroom | 0.00037892
Ceiling Fixture | Incandescent |  | Standard A Lamp | 1 | 60 | Bathroom | 119715 | Bathroom | 0.00037892
Wall Mount | Incandescent |  | Mini base | 5 | 25 | Kitchen | 119716 | Kitchen | 0.00037892
Ceiling Fixture | Incandescent |  | Reflector | 1 | 60 | Kitchen | 119716 | Kitchen | 0.00037892
Ceiling Fixture | Incandescent |  | Standard A Lamp | 1 | 40 | Kitchen | 119716 | Kitchen | 0.00037892
Ceiling Fixture | Incandescent |  | Mini base | 3 | 25 | Hall | 119717 | Hall | 0.00037892
Table | Incandescent |  | Standard A Lamp | 1 | 40 | Hall | 119717 | Hall | 0.00037892
Ceiling Fan | Incandescent |  | Standard A Lamp | 1 | 40 | Laundry Room | 119718 | Laundry Room | 0.00037892
Ceiling Fixture | Halogen |  | MR | 3 | 50 | Office | 119719 | Office | 0.00037892
Recessed Can | Incandescent |  | Reflector | 2 | 60 | Hall | 1197110 | Hall | 0.00037892
Chandelier (Hanging) | Incandescent |  | Standard A Lamp | 3 | 60 | Dining Room | 1197111 | Dining Room | 0.00037892
Track | Halogen |  | MR | 5 | 20 | Living Room | 1197112 | Living Room | 0.00037892
Recessed Can | Incandescent |  | Reflector | 1 | 60 | Living Room | 1197112 | Living Room | 0.00037892
Recessed Can | Incandescent |  | Reflector | 1 | 60 | Bathroom | 1197113 | Bathroom | 0.00037892
Ceiling Fixture | Compact Fluorescent |  | Twist | 1 | 36 | Garage | 1197114 | Garage | 0.00037892
Ceiling Fixture | Incandescent |  | Reflector | 2 | 75 | Garage | 1197114 | Garage | 0.00037892
Table | Incandescent |  | Reflector | 1 | 60 | Garage | 1197114 | Garage | 0.00037892
Wall Mount | Incandescent |  | Clear | 4 | 25 | Bathroom | 119781 | Bathroom | 0.00029524
Ceiling Fixture | Incandescent |  | Reflector | 1 | 65 | Bathroom | 119782 | Bathroom | 0.00029524
Wall Mount | Incandescent |  | Standard A Lamp | 2 | 75 | Bathroom | 119782 | Bathroom | 0.00029524
Ceiling Fixture | Incandescent |  | Standard A Lamp | 2 | 75 | Bedroom | 119783 | Bedroom | 0.00029524
Other | Incandescent |  | Other | 10 | 5 | Bedroom | 119783 | Bedroom | 0.00029524
Table | Incandescent |  | Standard A Lamp | 1 | 65 | Bedroom | 119783 | Bedroom | 0.00029524
Ceiling Fixture | Incandescent |  | Standard A Lamp | 1 | 75 | Bedroom | 119784 | Bedroom | 0.00029524
Recessed - other | Incandescent |  | Mini base | 1 | 25 | Bedroom | 119784 | Bedroom | 0.00029524
Chandelier (Hanging) | Incandescent |  | Standard A Lamp | 1 | 75 | Bedroom | 119785 | Bedroom | 0.00029524
Ceiling Fixture | Incandescent |  | Standard A Lamp | 2 | 75 | Dining Room | 119786 | Dining Room | 0.00029524
Ceiling Fixture | Incandescent |  | Standard A Lamp | 2 | 75 | Family Room | 119787 | Family Room | 0.00029524
Ceiling Fan | Incandescent |  | Mini base | 3 | 25 | Family Room | 119787 | Family Room | 0.00029524
Ceiling Fixture | Incandescent |  | Standard A Lamp | 2 | 100 | Garage | 119788 | Garage | 0.00029524
Ceiling Fixture | Incandescent |  | Standard A Lamp | 2 | 65 | Hall | 119789 | Hall | 0.00029524
Ceiling Fixture | Linear Fluorescent | 44 | T-12 | 2 | 32 | Kitchen | 1197810 | Kitchen | 0.00029524
Recessed Can | Incandescent |  | Reflector | 1 | 65 | Kitchen | 1197810 | Kitchen | 0.00029524
Ceiling Fixture | Incandescent |  | Standard A Lamp | 2 | 75 | Laundry Room | 1197811 | Laundry Room | 0.00029524
Ceiling Fan | Incandescent |  | Standard A Lamp | 3 | 40 | Living Room | 1197812 | Living Room | 0.00029524
Ceiling Fixture | Incandescent |  | Standard A Lamp | 2 | 75 | Master Bedroom | 1197813 | Master Bedroom | 0.00029524
Table | Incandescent |  | Mini base | 1 | 25 | Master Bedroom | 1197813 | Master Bedroom | 0.00029524
Table | Incandescent |  | Standard A Lamp | 1 | 60 | Master Bedroom | 1197813 | Master Bedroom | 0.00029524
Ceiling Fixture | Linear Fluorescent | 44 | T-12 | 2 | 32 | Master Bedroom | 1197813 | Master Bedroom | 0.00029524
Ceiling Fixture | Incandescent |  | Heat Lamp | 1 | 150 | Bathroom | 1197814 | Bathroom | 0.00029524
Ceiling Fixture | Incandescent |  | Reflector | 1 | 75 | Bathroom | 1197814 | Bathroom | 0.00029524
Ceiling Fixture | Incandescent |  | Standard A Lamp | 1 | 100 | Hall | 1197815 | Hall | 0.00029524
Ceiling Fixture | Incandescent |  | Standard A Lamp | 2 | 75 | Bedroom | 1197816 | Bedroom | 0.00029524
Ceiling Fixture | Compact Fluorescent |  | Twist | 4 | 15 | Family Room | 119801 | Family Room | 0.00037892
Floor lamp | Compact Fluorescent |  | Twist | 1 | 15 | Family Room | 119801 | Family Room | 0.00037892
Table | Compact Fluorescent |  | Twist | 2 | 15 | Family Room | 119801 | Family Room | 0.00037892
Ceiling Fixture | Incandescent |  | Standard A Lamp | 2 | 60 | Bedroom | 119802 | Bedroom | 0.00037892
Table | Incandescent |  | Standard A Lamp | 1 | 60 | Bedroom | 119802 | Bedroom | 0.00037892
Ceiling Fixture | Compact Fluorescent |  | Twist | 2 | 15 | Kitchen | 119803 | Kitchen | 0.00037892
Ceiling Fixture | Incandescent |  | Standard A Lamp | 1 | 60 | Other | 119804 | Other | 0.00037892
Ceiling Fixture | Linear Fluorescent | 48 | T-12 | 4 | 40 | Other | 119804 | Other | 0.00037892
Wall Mount | Compact Fluorescent |  | Twist | 1 | 15 | Other | 119804 | Other | 0.00037892
Ceiling Fixture | Compact Fluorescent |  | Twist | 1 | 15 | Other | 119805 | Other | 0.00037892
Chandelier (Hanging) | Compact Fluorescent |  | Twist | 2 | 15 | Bathroom | 119806 | Bathroom | 0.00037892
Ceiling Fixture | Compact Fluorescent |  | Twist | 1 | 15 | Hall | 119807 | Hall | 0.00037892
Ceiling Fixture | Incandescent |  | Standard A Lamp | 1 | 100 | Bedroom | 119808 | Bedroom | 0.00037892
Ceiling Fixture | Compact Fluorescent |  | Twist | 3 | 15 | Master Bedroom | 119809 | Master Bedroom | 0.00037892
Table | Compact Fluorescent |  | Twist | 1 | 15 | Master Bedroom | 119809 | Master Bedroom | 0.00037892
Wall Mount | Compact Fluorescent |  | Twist | 1 | 15 | Closet | 1198010 | Closet | 0.00037892
Wall Mount | Incandescent |  | Globe | 4 | 40 | Bathroom | 119881 | Bathroom | 0.00029524
Ceiling Fixture | Incandescent |  | Standard A Lamp | 1 | 60 | Bedroom | 119882 | Bedroom | 0.00029524
Table | Incandescent |  | Standard A Lamp | 1 | 75 | Bedroom | 119882 | Bedroom | 0.00029524
Ceiling Fixture | Incandescent |  | Standard A Lamp | 1 | 60 | Bedroom | 119883 | Bedroom | 0.00029524
Recessed Can | Incandescent |  | Reflector | 1 | 65 | Dining Room | 119884 | Dining Room | 0.00029524
Ceiling Fixture | Incandescent |  | Standard A Lamp | 1 | 60 | Hall | 119885 | Hall | 0.00029524
Ceiling Fixture | Incandescent |  | Standard A Lamp | 1 | 60 | Hall | 119886 | Hall | 0.00029524
Torchiere | Compact Fluorescent |  | Reflector | 1 | 22 | Kitchen | 119887 | Kitchen | 0.00029524
Wall Mount | Linear Fluorescent | 20 | T-8 | 1 | 16 | Kitchen | 119887 | Kitchen | 0.00029524
Recessed Can | Incandescent |  | Reflector | 1 | 65 | Living Room | 119888 | Living Room | 0.00029524
Table | Halogen |  | PAR | 1 | 50 | Living Room | 119888 | Living Room | 0.00029524
Ceiling Fixture | Incandescent |  | Standard A Lamp | 2 | 60 | Office | 119889 | Office | 0.00029524
Ceiling Fixture | Incandescent |  | Reflector | 3 | 60 | Garage | 1198810 | Garage | 0.00029524
Ceiling Fixture | Compact Fluorescent |  | Reflector | 3 | 15 | Garage | 1198810 | Garage | 0.00029524
Ceiling Fixture | Linear Fluorescent | 40 | T-12 | 2 | 20 | Garage | 1198810 | Garage | 0.00029524
Table | Compact Fluorescent |  | Twist | 1 | 15 | Garage | 1198810 | Garage | 0.00029524
Ceiling Fixture | Compact Fluorescent |  | Twist | 1 | 22 | Garage | 1198810 | Garage | 0.00029524
Ceiling Fixture | Linear Fluorescent | 16 | T-8 | 1 | 16 | Garage | 1198810 | Garage | 0.00029524
Other | Incandescent |  | Reflector | 1 | 25 | Bedroom | 119921 | Bedroom | 0.00037892
Wall Mount | Compact Fluorescent |  | Twist | 1 | 15 | Bedroom | 119921 | Bedroom | 0.00037892
Ceiling Fixture | Halogen |  | Quartz Tube | 1 | 100 | Bathroom | 119922 | Bathroom | 0.00037892
Ceiling Fixture | Compact Fluorescent |  | Twist | 1 | 22 | Master Bedroom | 119923 | Master Bedroom | 0.00037892
Wall Mount | Compact Fluorescent |  | Twist | 1 | 22 | Master Bedroom | 119923 | Master Bedroom | 0.00037892
Table | Incandescent |  | Decorative | 1 | 40 | Master Bedroom | 119923 | Master Bedroom | 0.00037892
Ceiling Fixture | Compact Fluorescent |  | Straight Tube | 2 | 28 | Bedroom | 119924 | Bedroom | 0.00037892
Table | Compact Fluorescent |  | Twist | 1 | 15 | Bedroom | 119924 | Bedroom | 0.00037892
Table | Incandescent |  | 3-Way Incandescent | 1 | 75 | Bedroom | 119924 | Bedroom | 0.00037892
Ceiling Fixture | Linear Fluorescent | 48 | T-8 | 2 | 32 | Other | 119925 | Other | 0.00037892
Ceiling Fixture | Linear Fluorescent | 48 | T-12 | 1 | 40 | Other | 119925 | Other | 0.00037892
Ceiling Fixture | Linear Fluorescent | 48 | Fluorescent Unknown | 1 | 40 | Other | 119925 | Other | 0.00037892
Ceiling Fixture | Compact Fluorescent |  | Twist | 1 | 15 | Other | 119925 | Other | 0.00037892
Ceiling Fixture | Compact Fluorescent |  | Twist | 1 | 22 | Other | 119925 | Other | 0.00037892
Track | Halogen |  | MR | 6 | 50 | Bathroom | 119926 | Bathroom | 0.00037892
Wall Mount | Compact Fluorescent |  | Twist | 3 | 15 | Bathroom | 119926 | Bathroom | 0.00037892
Ceiling Fixture | Compact Fluorescent |  | Twist | 1 | 15 | Closet | 119927 | Closet | 0.00037892
Ceiling Fixture | Linear Fluorescent | 18 | Fluorescent Other | 1 | 20 | Closet | 119928 | Closet | 0.00037892
Chandelier (Hanging) | Incandescent |  | Mini base | 6 | 25 | Dining Room | 119929 | Dining Room | 0.00037892
Chandelier (Hanging) | Incandescent |  | Standard A Lamp | 5 | 60 | Family Room | 1199210 | Family Room | 0.00037892
Table | Incandescent |  | Standard A Lamp | 1 | 25 | Family Room | 1199210 | Family Room | 0.00037892
Ceiling Fixture | Incandescent |  | Mini base | 38 | 6 | Garage | 1199211 | Garage | 0.00037892
Ceiling Fixture | Linear Fluorescent | 48 | T-8 | 2 | 32 | Garage | 1199211 | Garage | 0.00037892
Wall Mount | Compact Fluorescent |  | Twist | 1 | 22 | Garage | 1199211 | Garage | 0.00037892
Wall Mount | Linear Fluorescent | 48 | T-12 | 1 | 30 | Garage | 1199211 | Garage | 0.00037892
Ceiling Fixture | Compact Fluorescent |  | Reflector | 2 | 40 | Garage | 1199211 | Garage | 0.00037892
Garage door opener | Incandescent |  | Standard A Lamp | 2 | 60 | Garage | 1199211 | Garage | 0.00037892
Ceiling Fixture | Linear Fluorescent | 48 | T-12 | 1 | 40 | Kitchen | 1199212 | Kitchen | 0.00037892
Chandelier (Hanging) | Incandescent |  | Globe | 1 | 60 | Kitchen | 1199212 | Kitchen | 0.00037892
Track | Halogen |  | MR | 4 | 50 | Kitchen | 1199212 | Kitchen | 0.00037892
Other | Linear Fluorescent | 48 | T-12 | 1 | 40 | Kitchen | 1199212 | Kitchen | 0.00037892
Other | Compact Fluorescent |  | Reflector | 1 | 15 | Kitchen | 1199212 | Kitchen | 0.00037892
Table | Incandescent |  | 3-Way Incandescent | 1 | 150 | Living Room | 1199213 | Living Room | 0.00037892
Chandelier (Hanging) | Incandescent |  | Decorative | 1 | 60 | Living Room | 1199213 | Living Room | 0.00037892
Floor lamp | Halogen |  | Other | 1 | 50 | Living Room | 1199213 | Living Room | 0.00037892
Table | Incandescent |  | Decorative | 1 | 60 | Living Room | 1199213 | Living Room | 0.00037892
Wall Mount | Incandescent |  | Globe | 2 | 25 | Living Room | 1199213 | Living Room | 0.00037892
Wall Mount | Other |  | Other | 1 | 35 | Living Room | 1199213 | Living Room | 0.00037892
Chandelier (Hanging) | Incandescent |  | Decorative | 5 | 60 | Office | 1199214 | Office | 0.00037892
Table | Incandescent |  | Decorative | 1 | 60 | Office | 1199214 | Office | 0.00037892
Ceiling Fixture | Incandescent |  | Clear | 1 | 60 | Office | 1199215 | Office | 0.00037892
Torchiere | Halogen |  | Quartz Tube | 1 | 300 | Office | 1199215 | Office | 0.00037892
Wall Mount | Compact Fluorescent |  | Twist | 2 | 15 | Other | 1199216 | Other | 0.00037892
Wall Mount | Incandescent |  | Standard A Lamp | 1 | 60 | Other | 1199216 | Other | 0.00037892
Ceiling Fixture | Compact Fluorescent |  | Twist | 1 | 15 | Hall | 1199217 | Hall | 0.00037892
Ceiling Fixture | Compact Fluorescent |  | Twist | 1 | 22 | Other | 1199218 | Other | 0.00037892
Ceiling Fixture | Incandescent |  | Mini base | 4 | 40 | Kitchen | 119931 | Kitchen | 0.00049795
Ceiling Fixture | Incandescent |  | Mini base | 3 | 25 | Kitchen | 119931 | Kitchen | 0.00049795
Ceiling Fan | Incandescent |  | Mini base | 4 | 40 | Dining Room | 119932 | Dining Room | 0.00049795
Table | Linear Fluorescent | 48 | T-4 | 2 | 9 | Dining Room | 119932 | Dining Room | 0.00049795
Floor lamp | Incandescent |  | Standard A Lamp | 1 | 75 | Living Room | 119933 | Living Room | 0.00049795
Ceiling Fixture | Incandescent |  | Clear | 3 | 40 | Hall | 119934 | Hall | 0.00049795
Wall Mount | Incandescent |  | Globe | 3 | 40 | Bathroom | 119935 | Bathroom | 0.00049795
Ceiling Fixture | Incandescent |  | Standard A Lamp | 2 | 60 | Bathroom | 119935 | Bathroom | 0.00049795
Ceiling Fixture | Incandescent |  | Standard A Lamp | 1 | 75 | Laundry Room | 119936 | Laundry Room | 0.00049795
Ceiling Fan | Incandescent |  | Standard A Lamp | 4 | 60 | Master Bedroom | 119937 | Master Bedroom | 0.00049795
Ceiling Fixture | Incandescent |  | Standard A Lamp | 2 | 75 | Bedroom | 119938 | Bedroom | 0.00049795
Ceiling Fixture | Compact Fluorescent |  | Twist | 1 | 20 | Other | 120161 | Other | 0.00037892
Wall Mount | Incandescent |  | Mini base | 2 | 40 | Bathroom | 120162 | Bathroom | 0.00037892
Wall Mount | Compact Fluorescent |  | Mini base | 2 | 15 | Bathroom | 120162 | Bathroom | 0.00037892
Ceiling Fan | Compact Fluorescent |  | Twist | 2 | 15 | Bathroom | 120162 | Bathroom | 0.00037892
Ceiling Fixture | Compact Fluorescent |  | Twist | 2 | 22 | Bedroom | 120163 | Bedroom | 0.00037892
Ceiling Fixture | Compact Fluorescent |  | Twist | 2 | 22 | Bedroom | 120164 | Bedroom | 0.00037892
Ceiling Fixture | Incandescent |  | Standard A Lamp | 1 | 60 | Garage | 120165 | Garage | 0.00037892
Ceiling Fixture | Compact Fluorescent |  | Twist | 1 | 22 | Hall | 120166 | Hall | 0.00037892
Architectural | Linear Fluorescent | 24 | T-12 | 2 | 20 | Kitchen | 120167 | Kitchen | 0.00037892
Ceiling Fixture | Compact Fluorescent |  | Twist | 3 | 22 | Kitchen | 120167 | Kitchen | 0.00037892
Ceiling Fan | Incandescent |  | Other | 1 | 25 | Kitchen | 120167 | Kitchen | 0.00037892
Ceiling Fan | Incandescent |  | Standard A Lamp | 2 | 60 | Living Room | 120168 | Living Room | 0.00037892
Ceiling Fan | Compact Fluorescent |  | Twist | 2 | 22 | Living Room | 120168 | Living Room | 0.00037892
Ceiling Fixture | Compact Fluorescent |  | Twist | 2 | 22 | Master Bedroom | 120169 | Master Bedroom | 0.00037892
Ceiling Fixture | Compact Fluorescent |  | Twist | 2 | 22 | Office | 1201610 | Office | 0.00037892
Floor lamp | Compact Fluorescent |  | Twist | 5 | 22 | Office | 1201610 | Office | 0.00037892
Ceiling Fixture | Compact Fluorescent |  | Twist | 1 | 15 | Hall | 1201611 | Hall | 0.00037892
Chandelier (Hanging) | Incandescent |  | Standard A Lamp | 1 | 60 | Dining Room | 120181 | Dining Room | 0.0017229
Chandelier (Hanging) | Incandescent |  | Reflector | 1 | 60 | Dining Room | 120181 | Dining Room | 0.0017229
Recessed Can | Compact Fluorescent |  | Twist | 1 | 28 | Hall | 120182 | Hall | 0.0017229
Wall Mount | Incandescent |  | Clear | 2 | 40 | Bathroom | 120183 | Bathroom | 0.0017229
Ceiling Fixture | Compact Fluorescent |  | Twist | 2 | 22 | Family Room | 120184 | Family Room | 0.0017229
Table | Incandescent |  | Standard A Lamp | 1 | 55 | Family Room | 120184 | Family Room | 0.0017229
Garage door opener | Incandescent |  | Standard A Lamp | 1 | 60 | Garage | 120185 | Garage | 0.0017229
Wall Mount | Incandescent |  | Clear | 2 | 50 | Bathroom | 120186 | Bathroom | 0.0017229
Floor lamp | Compact Fluorescent |  | Straight Tube | 1 | 22 | Bedroom | 120187 | Bedroom | 0.0017229
Ceiling Fixture | Compact Fluorescent |  | Twist | 2 | 22 | Bedroom | 120187 | Bedroom | 0.0017229
Recessed Can | Compact Fluorescent |  | Reflector | 1 | 22 | Hall | 120188 | Hall | 0.0017229
Ceiling Fixture | Linear Fluorescent | 48 | T-8 | 2 | 32 | Kitchen | 120189 | Kitchen | 0.0017229
Ceiling Fixture | Linear Fluorescent | 48 | T-8 | 2 | 32 | Laundry Room | 1201810 | Laundry Room | 0.0017229
Floor lamp | Incandescent |  | Standard A Lamp | 4 | 40 | Living Room | 1201811 | Living Room | 0.0017229
Table | Compact Fluorescent |  | Circline (Screw Base) | 1 | 28 | Living Room | 1201811 | Living Room | 0.0017229
Recessed - other | Incandescent |  | Reflector | 1 | 65 | Living Room | 1201811 | Living Room | 0.0017229
Wall Mount | Incandescent |  | Standard A Lamp | 5 | 60 | Bathroom | 1201812 | Bathroom | 0.0017229
Recessed Can | Incandescent |  | Reflector | 1 | 60 | Bathroom | 1201812 | Bathroom | 0.0017229
Ceiling Fan | Incandescent |  | Clear | 4 | 60 | Master Bedroom | 1201813 | Master Bedroom | 0.0017229
Table | Compact Fluorescent |  | Circline (Screw Base) | 1 | 28 | Master Bedroom | 1201813 | Master Bedroom | 0.0017229
Floor lamp | Incandescent |  | Standard A Lamp | 3 | 100 | Office | 1201814 | Office | 0.0017229
Table | Incandescent |  | Standard A Lamp | 1 | 25 | Office | 1201814 | Office | 0.0017229
Ceiling Fixture | Incandescent |  | Standard A Lamp | 1 | 60 | Other | 1201815 | Other | 0.0017229
Chandelier (Hanging) | Compact Fluorescent |  | Twist | 1 | 15 | Hall | 120221 | Hall | 0.00037892
Ceiling Fixture | Incandescent |  | Standard A Lamp | 2 | 90 | Other | 120222 | Other | 0.00037892
Ceiling Fixture | Incandescent |  | Standard A Lamp | 2 | 75 | Other | 120222 | Other | 0.00037892
Ceiling Fixture | Compact Fluorescent |  | Twist | 2 | 28 | Other | 120222 | Other | 0.00037892
Ceiling Fixture | Incandescent |  | Mini base | 1 | 5 | Other | 120222 | Other | 0.00037892
Ceiling Fixture | Linear Fluorescent | 18 | Fluorescent Unknown | 1 | 16 | Other | 120222 | Other | 0.00037892
Table | Incandescent |  | Mini base | 1 | 40 | Other | 120222 | Other | 0.00037892
Wall Mount | Incandescent |  | Standard A Lamp | 4 | 60 | Bathroom | 120223 | Bathroom | 0.00037892
Ceiling Fixture | Compact Fluorescent |  | Twist | 1 | 15 | Bedroom | 120224 | Bedroom | 0.00037892
Ceiling Fixture | Incandescent |  | Standard A Lamp | 1 | 100 | Bedroom | 120224 | Bedroom | 0.00037892
Ceiling Fixture | Compact Fluorescent |  | Twist | 2 | 28 | Bedroom | 120224 | Bedroom | 0.00037892
Chandelier (Hanging) | Incandescent |  | Globe | 1 | 75 | Dining Room | 120225 | Dining Room | 0.00037892
Chandelier (Hanging) | Incandescent |  | Standard A Lamp | 1 | 60 | Family Room | 120226 | Family Room | 0.00037892
Table | Incandescent |  | Standard A Lamp | 1 | 60 | Family Room | 120226 | Family Room | 0.00037892
Ceiling Fixture | Incandescent |  | Standard A Lamp | 1 | 60 | Hall | 120227 | Hall | 0.00037892
Ceiling Fixture | Compact Fluorescent |  | Twist | 1 | 15 | Kitchen | 120228 | Kitchen | 0.00037892
Ceiling Fixture | Incandescent |  | Standard A Lamp | 1 | 75 | Kitchen | 120228 | Kitchen | 0.00037892
Wall Mount | Incandescent |  | Mini base | 1 | 5 | Kitchen | 120228 | Kitchen | 0.00037892
Floor lamp | Incandescent |  | Standard A Lamp | 1 | 75 | Living Room | 120229 | Living Room | 0.00037892
Table | Compact Fluorescent |  | Twist | 1 | 28 | Living Room | 120229 | Living Room | 0.00037892
Torchiere | Incandescent |  | Standard A Lamp | 1 | 100 | Living Room | 120229 | Living Room | 0.00037892
Ceiling Fixture | Incandescent |  | Standard A Lamp | 1 | 60 | Hall | 1202210 | Hall | 0.00037892
Ceiling Fan | Incandescent |  | Clear | 4 | 60 | Master Bedroom | 1202211 | Master Bedroom | 0.00037892
Table | Incandescent |  | Standard A Lamp | 1 | 60 | Master Bedroom | 1202211 | Master Bedroom | 0.00037892
Ceiling Fixture | Compact Fluorescent |  | Twist | 1 | 15 | Other | 120291 | Other | 0.000364
Wall Mount | Incandescent |  | Standard A Lamp | 2 | 40 | Bathroom | 120292 | Bathroom | 0.000364
Chandelier (Hanging) | Incandescent |  | Mini base | 5 | 25 | Dining Room | 120293 | Dining Room | 0.000364
Ceiling Fixture | Compact Fluorescent |  | Twist | 1 | 15 | Hall | 120294 | Hall | 0.000364
Ceiling Fixture | Linear Fluorescent | 24 | T-12 | 2 | 20 | Laundry Room | 120295 | Laundry Room | 0.000364
Table | Compact Fluorescent |  | Twist | 1 | 22 | Living Room | 120296 | Living Room | 0.000364
Floor lamp | Incandescent |  | Standard A Lamp | 3 | 100 | Living Room | 120296 | Living Room | 0.000364
Ceiling Fixture | Incandescent |  | Standard A Lamp | 2 | 60 | Office | 120297 | Office | 0.000364
Ceiling Fixture | Incandescent |  | Standard A Lamp | 1 | 60 | Hall | 120298 | Hall | 0.000364
Ceiling Fixture | Linear Fluorescent | 48 | T-12 | 2 | 40 | Bathroom | 120299 | Bathroom | 0.000364
Wall Mount | Incandescent |  | Standard A Lamp | 1 | 60 | Bedroom | 1202910 | Bedroom | 0.000364
Ceiling Fixture | Incandescent |  | Standard A Lamp | 1 | 60 | Bedroom | 1202911 | Bedroom | 0.000364
Ceiling Fixture | Compact Fluorescent |  | Twist | 1 | 22 | Hall | 1202912 | Hall | 0.000364
Wall Mount | Compact Fluorescent |  | Twist | 3 | 16 | Bathroom | 120331 | Bathroom | 0.00029524
Ceiling Fixture | Compact Fluorescent |  | Twist | 1 | 15 | Bedroom | 120332 | Bedroom | 0.00029524
Torchiere | Compact Fluorescent |  | Twist | 1 | 22 | Bedroom | 120332 | Bedroom | 0.00029524
Architectural | Compact Fluorescent |  | Twist | 3 | 15 | Bedroom | 120333 | Bedroom | 0.00029524
Table | Compact Fluorescent |  | Twist | 1 | 15 | Bedroom | 120333 | Bedroom | 0.00029524
Table | Compact Fluorescent |  | Mini base | 1 | 7 | Bedroom | 120333 | Bedroom | 0.00029524
Chandelier (Hanging) | Compact Fluorescent |  | Twist | 3 | 16 | Dining Room | 120334 | Dining Room | 0.00029524
Ceiling Fixture | Compact Fluorescent |  | Twist | 2 | 20 | Hall | 120335 | Hall | 0.00029524
Ceiling Fixture | Linear Fluorescent | 48 | T-12 | 2 | 42 | Garage | 120336 | Garage | 0.00029524
Ceiling Fixture | Compact Fluorescent |  | Twist | 1 | 15 | Hall | 120337 | Hall | 0.00029524
Recessed Can | Compact Fluorescent |  | Reflector | 1 | 16 | Kitchen | 120338 | Kitchen | 0.00029524
Ceiling Fixture | Halogen |  | PAR | 4 | 30 | Kitchen | 120338 | Kitchen | 0.00029524
Wall Mount | Linear Fluorescent | 24 | T-8 | 3 | 32 | Laundry Room | 120339 | Laundry Room | 0.00029524
Ceiling Fan | Compact Fluorescent |  | Twist | 3 | 15 | Living Room | 1203310 | Living Room | 0.00029524
Floor lamp | Incandescent |  | Decorative | 5 | 40 | Living Room | 1203310 | Living Room | 0.00029524
Ceiling Fixture | Compact Fluorescent |  | Twist | 1 | 15 | Office | 1203311 | Office | 0.00029524
Table | Compact Fluorescent |  | Twist | 1 | 15 | Office | 1203311 | Office | 0.00029524
Ceiling Fixture | Incandescent |  | Standard A Lamp | 2 | 40 | Bathroom | 120351 | Bathroom | 0.00049795
Recessed - other | Incandescent |  | Heat Lamp | 1 | 150 | Bathroom | 120351 | Bathroom | 0.00049795
Wall Mount | Incandescent |  | Globe | 4 | 40 | Bathroom | 120351 | Bathroom | 0.00049795
Ceiling Fixture | Incandescent |  | Standard A Lamp | 1 | 60 | Bedroom | 120352 | Bedroom | 0.00049795
Ceiling Fan | Incandescent |  | Standard A Lamp | 1 | 60 | Bedroom | 120353 | Bedroom | 0.00049795
Table | Compact Fluorescent |  | Twist | 1 | 15 | Bedroom | 120353 | Bedroom | 0.00049795
Chandelier (Hanging) | Incandescent |  | Standard A Lamp | 4 | 40 | Dining Room | 120354 | Dining Room | 0.00049795
Recessed Can | Incandescent |  | Reflector | 2 | 65 | Family Room | 120355 | Family Room | 0.00049795
Ceiling Fixture | Linear Fluorescent | 48 | T-8 | 2 | 32 | Garage | 120356 | Garage | 0.00049795
Ceiling Fixture | Incandescent |  | Standard A Lamp | 1 | 60 | Hall | 120357 | Hall | 0.00049795
Ceiling Fixture | Incandescent |  | Standard A Lamp | 2 | 60 | Hall | 120358 | Hall | 0.00049795
Recessed Can | Incandescent |  | Reflector | 1 | 65 | Kitchen | 120359 | Kitchen | 0.00049795
Ceiling Fixture | Linear Fluorescent | 48 | T-8 | 2 | 32 | Laundry Room | 1203510 | Laundry Room | 0.00049795
Recessed Can | Incandescent |  | Reflector | 1 | 65 | Living Room | 1203511 | Living Room | 0.00049795
Wall Mount | Incandescent |  | Standard A Lamp | 2 | 40 | Bathroom | 1203512 | Bathroom | 0.00049795
Recessed Can | Halogen |  | PAR | 1 | 30 | Bathroom | 1203512 | Bathroom | 0.00049795
Table | Incandescent |  | Standard A Lamp | 1 | 60 | Master Bedroom | 1203513 | Master Bedroom | 0.00049795
Recessed Can | Incandescent |  | Reflector | 1 | 40 | Master Bedroom | 1203513 | Master Bedroom | 0.00049795
Chandelier (Hanging) | Incandescent |  | Decorative | 4 | 40 | Hall | 1203514 | Hall | 0.00049795
Wall Mount | Incandescent |  | Globe | 8 | 40 | Bathroom | 120391 | Bathroom | 0.0012318
Ceiling Fixture | Incandescent |  | Standard A Lamp | 1 | 60 | Bathroom | 120392 | Bathroom | 0.0012318
Wall Mount | Incandescent |  | Globe | 3 | 40 | Bathroom | 120392 | Bathroom | 0.0012318
Recessed - other | Incandescent |  | Heat Lamp | 2 | 150 | Bathroom | 120392 | Bathroom | 0.0012318
Chandelier (Hanging) | Incandescent |  | Standard A Lamp | 1 | 60 | Bedroom | 120393 | Bedroom | 0.0012318
Chandelier (Hanging) | Incandescent |  | Mini base | 5 | 25 | Dining Room | 120394 | Dining Room | 0.0012318
Ceiling Fixture | Linear Fluorescent | 48 | T-12 | 2 | 40 | Garage | 120395 | Garage | 0.0012318
Exterior | Other |  | Metal Halide | 1 | 250 | Garage | 120395 | Garage | 0.0012318
Recessed - other | Linear Fluorescent | 48 | T-12 | 2 | 40 | Kitchen | 120396 | Kitchen | 0.0012318
Ceiling Fixture | Incandescent |  | Standard A Lamp | 2 | 60 | Laundry Room | 120397 | Laundry Room | 0.0012318
Recessed Can | Incandescent |  | Reflector | 1 | 65 | Living Room | 120398 | Living Room | 0.0012318
Table | Incandescent |  | 3-Way Incandescent | 1 | 150 | Living Room | 120398 | Living Room | 0.0012318
Recessed Can | Incandescent |  | Reflector | 1 | 65 | Master Bedroom | 120399 | Master Bedroom | 0.0012318
Ceiling Fixture | Incandescent |  | Standard A Lamp | 2 | 60 | Office | 1203910 | Office | 0.0012318
Ceiling Fixture | Linear Fluorescent | 48 | T-8 | 2 | 32 | Other | 120491 | Other | 0.000364
Ceiling Fixture | Compact Fluorescent |  | Twist | 1 | 13 | Other | 120491 | Other | 0.000364
Wall Mount | Incandescent |  | Globe | 1 | 40 | Other | 120491 | Other | 0.000364
Other | Incandescent |  | Standard A Lamp | 2 | 75 | Other | 120491 | Other | 0.000364
Ceiling Fixture | Incandescent |  | Standard A Lamp | 1 | 100 | Bathroom | 120492 | Bathroom | 0.000364
Wall Mount | Incandescent |  | Standard A Lamp | 1 | 60 | Bathroom | 120492 | Bathroom | 0.000364
Wall Mount | Halogen |  | MR | 2 | 100 | Bathroom | 120493 | Bathroom | 0.000364
Ceiling Fixture | Linear Fluorescent | 24 | Fluorescent Other | 2 | 22 | Bedroom | 120494 | Bedroom | 0.000364
Ceiling Fixture | Linear Fluorescent | 24 | Fluorescent Other | 1 | 22 | Bedroom | 120495 | Bedroom | 0.000364
Table | Incandescent |  | Standard A Lamp | 1 | 60 | Bedroom | 120496 | Bedroom | 0.000364
Ceiling Fixture | Incandescent |  | Standard A Lamp | 1 | 100 | Closet | 120497 | Closet | 0.000364
Ceiling Fan | Incandescent |  | Standard A Lamp | 2 | 60 | Family Room | 120498 | Family Room | 0.000364
Table | Incandescent |  | Standard A Lamp | 1 | 100 | Family Room | 120498 | Family Room | 0.000364
Ceiling Fixture | Linear Fluorescent | 24 | Fluorescent Other | 1 | 22 | Hall | 120499 | Hall | 0.000364
Ceiling Fixture | Incandescent |  | Standard A Lamp | 1 | 100 | Hall | 1204910 | Hall | 0.000364
Ceiling Fixture | Incandescent |  | Standard A Lamp | 1 | 60 | Hall | 1204911 | Hall | 0.000364
Ceiling Fixture | Incandescent |  | Standard A Lamp | 2 | 75 | Kitchen | 1204912 | Kitchen | 0.000364
Table | Incandescent |  | Standard A Lamp | 1 | 60 | Office | 1204913 | Office | 0.000364
Torchiere | Compact Fluorescent |  | Twist | 1 | 13 | Other | 1204914 | Other | 0.000364
Recessed Can | Incandescent |  | Reflector | 1 | 65 | Other | 1204915 | Other | 0.000364
Ceiling Fixture | Compact Fluorescent |  | Twist | 2 | 15 | Hall | 120541 | Hall | 0.00037892
Ceiling Fan | Incandescent |  | Standard A Lamp | 1 | 60 | Bathroom | 120542 | Bathroom | 0.00037892
Ceiling Fan | Incandescent |  | Standard A Lamp | 1 | 25 | Bathroom | 120542 | Bathroom | 0.00037892
Table | Incandescent |  | Standard A Lamp | 1 | 75 | Bedroom | 120543 | Bedroom | 0.00037892
Floor lamp | Compact Fluorescent |  | Twist | 1 | 26 | Bedroom | 120543 | Bedroom | 0.00037892
Ceiling Fixture | Incandescent |  | Standard A Lamp | 2 | 60 | Bedroom | 120543 | Bedroom | 0.00037892
Chandelier (Hanging) | Incandescent |  | Standard A Lamp | 6 | 60 | Living Room | 120544 | Living Room | 0.00037892
Chandelier (Hanging) | Compact Fluorescent |  | Twist | 2 | 15 | Living Room | 120544 | Living Room | 0.00037892
Ceiling Fixture | Incandescent |  | Standard A Lamp | 2 | 60 | Hall | 120546 | Hall | 0.00037892
Ceiling Fixture | Compact Fluorescent |  | Twist | 2 | 15 | Laundry Room | 120547 | Laundry Room | 0.00037892
Table | Incandescent |  | 3-Way Incandescent | 1 | 150 | Living Room | 120548 | Living Room | 0.00037892
Table | Incandescent |  | Standard A Lamp | 1 | 250 | Living Room | 120548 | Living Room | 0.00037892
Floor lamp | Incandescent |  | 3-Way Incandescent | 1 | 150 | Living Room | 120548 | Living Room | 0.00037892
Ceiling Fixture | Incandescent |  | Standard A Lamp | 3 | 55 | Living Room | 120548 | Living Room | 0.00037892
Ceiling Fixture | Compact Fluorescent |  | Twist | 1 | 15 | Living Room | 120548 | Living Room | 0.00037892
Ceiling Fixture | Compact Fluorescent |  | Twist | 2 | 15 | Living Room | 120548 | Living Room | 0.00037892
Ceiling Fixture | Incandescent |  | Globe | 1 | 40 | Closet | 120549 | Closet | 0.00037892
Ceiling Fixture | Incandescent |  | Standard A Lamp | 2 | 60 | Bedroom | 1205410 | Bedroom | 0.00037892
Table | Compact Fluorescent |  | Twist | 1 | 15 | Bedroom | 1205410 | Bedroom | 0.00037892
Ceiling Fixture | Incandescent |  | Standard A Lamp | 11 | 75 | Closet | 1205411 | Closet | 0.00037892
Ceiling Fixture | Incandescent |  | Standard A Lamp | 2 | 60 | Office | 1205412 | Office | 0.00037892
Ceiling Fixture | Incandescent |  | Mini base | 3 | 40 | Hall | 1205413 | Hall | 0.00037892
Recessed Can | Halogen |  | PAR | 1 | 75 | Bathroom | 1205414 | Bathroom | 0.00037892
Wall Mount | Compact Fluorescent |  | Twist | 3 | 15 | Bathroom | 1205414 | Bathroom | 0.00037892
Ceiling Fixture | Incandescent |  | Standard A Lamp | 2 | 60 | Bedroom | 1205415 | Bedroom | 0.00037892
Table | Incandescent |  | Mini base | 1 | 25 | Bedroom | 1205415 | Bedroom | 0.00037892
Recessed Can | Halogen |  | Quartz Tube | 1 | 75 | Bedroom | 1205415 | Bedroom | 0.00037892
Recessed Can | Halogen |  | PAR | 1 | 75 | Kitchen | 1205416 | Kitchen | 0.00037892
Wall Mount | Incandescent |  | Decorative | 1 | 25 | Kitchen | 1205416 | Kitchen | 0.00037892
Recessed Can | Halogen |  | PAR | 1 | 75 | Family Room | 1205417 | Family Room | 0.00037892
Table | Compact Fluorescent |  | Twist | 1 | 15 | Family Room | 1205417 | Family Room | 0.00037892
Wall Mount | Incandescent |  | Standard A Lamp | 1 | 60 | Family Room | 1205417 | Family Room | 0.00037892
Floor lamp | Incandescent |  | Standard A Lamp | 2 | 75 | Family Room | 1205417 | Family Room | 0.00037892
Table | Compact Fluorescent |  | Twist | 1 | 15 | Family Room | 1205417 | Family Room | 0.00037892
Floor lamp | Compact Fluorescent |  | Twist | 1 | 15 | Family Room | 1205417 | Family Room | 0.00037892
Wall Mount | Incandescent |  | Standard A Lamp | 1 | 60 | Bathroom | 1205418 | Bathroom | 0.00037892
Ceiling Fixture | Incandescent |  | Decorative | 1 | 60 | Bathroom | 1205418 | Bathroom | 0.00037892
Ceiling Fixture | Incandescent |  | Standard A Lamp | 1 | 60 | Bathroom | 1205418 | Bathroom | 0.00037892
Ceiling Fixture | Incandescent |  | Standard A Lamp | 1 | 60 | Bedroom | 1205419 | Bedroom | 0.00037892
Table | Incandescent |  | 3-Way Incandescent | 1 | 100 | Bedroom | 1205419 | Bedroom | 0.00037892
Recessed Can | Compact Fluorescent |  | Twist | 1 | 15 | Closet | 1205420 | Closet | 0.00037892
Recessed Can | Halogen |  | PAR | 1 | 75 | Hall | 1205421 | Hall | 0.00037892
Ceiling Fixture | Incandescent |  | Standard A Lamp | 1 | 60 | Hall | 1205422 | Hall | 0.00037892
Garage door opener | Compact Fluorescent |  | Twist | 2 | 15 | Hall | 1205423 | Hall | 0.00037892
Garage door opener | Incandescent |  | Standard A Lamp | 1 | 60 | Hall | 1205423 | Hall | 0.00037892
Ceiling Fixture | Incandescent |  | Standard A Lamp | 1 | 60 | Hall | 1205423 | Hall | 0.00037892
Wall Mount | Incandescent |  | Standard A Lamp | 1 | 60 | Hall | 1205423 | Hall | 0.00037892
Floor lamp | Halogen |  | Other | 1 | 20 | Kitchen | 1205424 | Kitchen | 0.00037892
Ceiling Fixture | Compact Fluorescent |  | Twist | 3 | 15 | Kitchen | 1205424 | Kitchen | 0.00037892
Ceiling Fixture | Incandescent |  | Standard A Lamp | 2 | 60 | Master Bedroom | 1205425 | Master Bedroom | 0.00037892
Table | Incandescent |  | Clear | 1 | 40 | Master Bedroom | 1205425 | Master Bedroom | 0.00037892
Ceiling Fixture | Incandescent |  | 3-Way Incandescent | 1 | 250 | Master Bedroom | 1205425 | Master Bedroom | 0.00037892
Ceiling Fixture | Incandescent |  | Heat Lamp | 1 | 250 | Bathroom | 1205426 | Bathroom | 0.00037892
Track | Incandescent |  | Standard A Lamp | 3 | 75 | Bathroom | 1205426 | Bathroom | 0.00037892
Track | Compact Fluorescent |  | Twist | 1 | 23 | Bathroom | 1205426 | Bathroom | 0.00037892
Wall Mount | Compact Fluorescent |  | Twist | 1 | 15 | Bathroom | 120601 | Bathroom | 0.000364
Ceiling Fixture | Compact Fluorescent |  | Twist | 1 | 15 | Bedroom | 120602 | Bedroom | 0.000364
Table | Incandescent |  | Standard A Lamp | 1 | 40 | Bedroom | 120602 | Bedroom | 0.000364
Ceiling Fixture | Halogen |  | MR | 1 | 50 | Family Room | 120603 | Family Room | 0.000364
Wall Mount | Incandescent |  | Standard A Lamp | 1 | 100 | Other | 120604 | Other | 0.000364
Wall Mount | Compact Fluorescent |  | Twist | 1 | 15 | Hall | 120605 | Hall | 0.000364
Ceiling Fixture | Incandescent |  | Standard A Lamp | 1 | 60 | Bedroom | 120606 | Bedroom | 0.000364
Table | Incandescent |  | Standard A Lamp | 1 | 60 | Bedroom | 120606 | Bedroom | 0.000364
Ceiling Fixture | Compact Fluorescent |  | Twist | 1 | 15 | Laundry Room | 120607 | Laundry Room | 0.000364
Ceiling Fixture | Compact Fluorescent |  | Twist | 1 | 15 | Other | 120608 | Other | 0.000364
Wall Mount | Compact Fluorescent |  | Twist | 1 | 15 | Hall | 120609 | Hall | 0.000364
Ceiling Fixture | Compact Fluorescent |  | Twist | 1 | 15 | Other | 1206010 | Other | 0.000364
Ceiling Fixture | Incandescent |  | Standard A Lamp | 1 | 40 | Hall | 1206011 | Hall | 0.000364
Ceiling Fixture | Linear Fluorescent | 48 | T-12 | 2 | 40 | Garage | 1206012 | Garage | 0.000364
Ceiling Fixture | Incandescent |  | Standard A Lamp | 1 | 60 | Hall | 1206013 | Hall | 0.000364
Recessed Can | Compact Fluorescent |  | Reflector | 1 | 15 | Kitchen | 1206014 | Kitchen | 0.000364
Recessed Can | Other |  | LED Interior | 1 | 8 | Kitchen | 1206014 | Kitchen | 0.000364
Other | Incandescent |  | Standard A Lamp | 1 | 40 | Kitchen | 1206014 | Kitchen | 0.000364
Wall Mount | Compact Fluorescent |  | Twist | 3 | 15 | Bathroom | 1206015 | Bathroom | 0.000364
Ceiling Fixture | Incandescent |  | Standard A Lamp | 1 | 40 | Closet | 1206016 | Closet | 0.000364
Ceiling Fixture | Compact Fluorescent |  | Twist | 1 | 15 | Master Bedroom | 1206017 | Master Bedroom | 0.000364
Table | Compact Fluorescent |  | Twist | 1 | 15 | Master Bedroom | 1206017 | Master Bedroom | 0.000364
Ceiling Fixture | Incandescent |  | Standard A Lamp | 2 | 60 | Dining Room | 1206018 | Dining Room | 0.000364
Ceiling Fixture | Compact Fluorescent |  | Twist | 1 | 15 | Hall | 1206019 | Hall | 0.000364
Wall Mount | Compact Fluorescent |  | Twist | 3 | 16 | Bathroom | 1206020 | Bathroom | 0.000364
Floor lamp | Incandescent |  | Mini base | 2 | 75 | Living Room | 1206021 | Living Room | 0.000364
Ceiling Fixture | Incandescent |  | Standard A Lamp | 1 | 60 | Living Room | 1206021 | Living Room | 0.000364
Table | Other |  | LED Interior | 1 | 3 | Living Room | 1206021 | Living Room | 0.000364
Ceiling Fixture | Compact Fluorescent |  | Twist | 1 | 15 | Office | 1206022 | Office | 0.000364
Ceiling Fixture | Compact Fluorescent |  | Twist | 1 | 15 | Other | 1206023 | Other | 0.000364
Table | Compact Fluorescent |  | Other | 1 | 25 | Other | 1206023 | Other | 0.000364
Torchiere | Compact Fluorescent |  | Reflector | 1 | 15 | Other | 1206023 | Other | 0.000364
Ceiling Fan | Incandescent |  | Standard A Lamp | 2 | 60 | Bedroom | 120621 | Bedroom | 0.0017229
High bay | Linear Fluorescent | 48 | T-12 | 2 | 40 | Garage | 120622 | Garage | 0.0017229
Ceiling Fixture | Incandescent |  | Standard A Lamp | 2 | 60 | Dining Room | 120623 | Dining Room | 0.0017229
Ceiling Fixture | Incandescent |  | Standard A Lamp | 2 | 60 | Hall | 120624 | Hall | 0.0017229
Wall Mount | Incandescent |  | Mini base | 4 | 25 | Bathroom | 120625 | Bathroom | 0.0017229
Ceiling Fixture | Incandescent |  | Heat Lamp | 1 | 250 | Bathroom | 120625 | Bathroom | 0.0017229
Ceiling Fixture | Incandescent |  | Standard A Lamp | 2 | 60 | Hall | 120626 | Hall | 0.0017229
Ceiling Fixture | Incandescent |  | Standard A Lamp | 2 | 60 | Kitchen | 120627 | Kitchen | 0.0017229
Ceiling Fan | Incandescent |  | Standard A Lamp | 2 | 60 | Living Room | 120628 | Living Room | 0.0017229
Table | Compact Fluorescent |  | Twist | 1 | 15 | Living Room | 120628 | Living Room | 0.0017229
Table | Incandescent |  | 3-Way Incandescent | 1 | 100 | Living Room | 120628 | Living Room | 0.0017229
Wall Mount | Incandescent |  | Standard A Lamp | 1 | 40 | Bathroom | 120629 | Bathroom | 0.0017229
Ceiling Fan | Incandescent |  | Mini base | 3 | 60 | Master Bedroom | 1206210 | Master Bedroom | 0.0017229
Ceiling Fixture | Incandescent |  | Standard A Lamp | 1 | 60 | Closet | 1206211 | Closet | 0.0017229
Ceiling Fan | Incandescent |  | Standard A Lamp | 2 | 60 | Office | 1206212 | Office | 0.0017229
Ceiling Fixture | Incandescent |  | Standard A Lamp | 1 | 60 | Closet | 1206213 | Closet | 0.0017229
Chandelier (Hanging) | Compact Fluorescent |  | Twist | 1 | 13 | Dining Room | 120631 | Dining Room | 0.000364
Chandelier (Hanging) | Compact Fluorescent |  | Twist | 3 | 23 | Dining Room | 120631 | Dining Room | 0.000364
Other | Compact Fluorescent |  | Pin base | 2 | 36 | Dining Room | 120631 | Dining Room | 0.000364
Chandelier (Hanging) | Compact Fluorescent |  | Twist | 1 | 18 | Dining Room | 120631 | Dining Room | 0.000364
Ceiling Fixture | Compact Fluorescent |  | Twist | 1 | 13 | Hall | 120632 | Hall | 0.000364
Ceiling Fixture | Linear Fluorescent | 96 | T-12 | 2 | 96 | Garage | 120633 | Garage | 0.000364
Ceiling Fixture | Linear Fluorescent | 48 | T-12 | 2 | 40 | Garage | 120633 | Garage | 0.000364
Ceiling Fixture | Compact Fluorescent |  | Twist | 2 | 23 | Kitchen | 120634 | Kitchen | 0.000364
Floor lamp | Incandescent |  | Other | 1 | 35 | Living Room | 120635 | Living Room | 0.000364
Floor lamp | Incandescent |  | Standard A Lamp | 1 | 40 | Living Room | 120635 | Living Room | 0.000364
Ceiling Fixture | Compact Fluorescent |  | Twist | 1 | 13 | Hall | 120636 | Hall | 0.000364
Wall Mount | Compact Fluorescent |  | Twist | 8 | 18 | Bathroom | 120637 | Bathroom | 0.000364
Ceiling Fixture | Compact Fluorescent |  | Twist | 2 | 13 | Master Bedroom | 120638 | Master Bedroom | 0.000364
Table | Compact Fluorescent |  | Twist | 1 | 23 | Master Bedroom | 120638 | Master Bedroom | 0.000364
Floor lamp | Compact Fluorescent |  | Twist | 1 | 23 | Master Bedroom | 120638 | Master Bedroom | 0.000364
Wall Mount | Compact Fluorescent |  | Twist | 1 | 13 | Bathroom | 120639 | Bathroom | 0.000364
Wall Mount | Incandescent |  | Mini base | 1 | 4 | Bathroom | 120639 | Bathroom | 0.000364
Wall Mount | Incandescent |  | Standard A Lamp | 1 | 60 | Office | 1206310 | Office | 0.000364
Wall Mount | Incandescent |  | Reflector | 1 | 60 | Office | 1206310 | Office | 0.000364
Track | Halogen |  | MR | 2 | 60 | Office | 1206310 | Office | 0.000364
Ceiling Fixture | Compact Fluorescent |  | Twist | 2 | 23 | Office | 1206311 | Office | 0.000364
Ceiling Fixture | Compact Fluorescent |  | Twist | 1 | 23 | Closet | 1206312 | Closet | 0.000364
Ceiling Fixture | Incandescent |  | Standard A Lamp | 1 | 60 | Other | 120641 | Other | 0.00037892
Ceiling Fixture | Compact Fluorescent |  | Twist | 1 | 13 | Other | 120641 | Other | 0.00037892
Ceiling Fixture | Compact Fluorescent |  | Twist | 1 | 15 | Bathroom | 120642 | Bathroom | 0.00037892
Floor lamp | Compact Fluorescent |  | Twist | 1 | 15 | Bedroom | 120643 | Bedroom | 0.00037892
Floor lamp | Compact Fluorescent |  | Twist | 1 | 15 | Bedroom | 120644 | Bedroom | 0.00037892
Table | Compact Fluorescent |  | Twist | 1 | 15 | Bedroom | 120644 | Bedroom | 0.00037892
Ceiling Fixture | Compact Fluorescent |  | Twist | 1 | 15 | Other | 120645 | Other | 0.00037892
Ceiling Fixture | Incandescent |  | Standard A Lamp | 1 | 60 | Closet | 120646 | Closet | 0.00037892
Floor lamp | Compact Fluorescent |  | Twist | 1 | 15 | Dining Room | 120647 | Dining Room | 0.00037892
Table | Compact Fluorescent |  | Twist | 1 | 15 | Dining Room | 120647 | Dining Room | 0.00037892
Ceiling Fixture | Incandescent |  | Standard A Lamp | 1 | 60 | Hall | 120648 | Hall | 0.00037892
Ceiling Fixture | Compact Fluorescent |  | Twist | 1 | 15 | Hall | 120649 | Hall | 0.00037892
Ceiling Fixture | Compact Fluorescent |  | Twist | 1 | 15 | Kitchen | 1206410 | Kitchen | 0.00037892
Ceiling Fixture | Compact Fluorescent |  | Twist | 2 | 15 | Living Room | 1206411 | Living Room | 0.00037892
Ceiling Fixture | Incandescent |  | Standard A Lamp | 1 | 40 | Hall | 1206412 | Hall | 0.00037892
Wall Mount | Compact Fluorescent |  | Twist | 3 | 15 | Bathroom | 120861 | Bathroom | 0.000364
Ceiling Fixture | Compact Fluorescent |  | Twist | 1 | 15 | Bedroom | 120862 | Bedroom | 0.000364
Ceiling Fixture | Compact Fluorescent |  | Twist | 1 | 15 | Bedroom | 120863 | Bedroom | 0.000364
Ceiling Fixture | Compact Fluorescent |  | Twist | 2 | 15 | Closet | 120864 | Closet | 0.000364
Ceiling Fixture | Incandescent |  | Standard A Lamp | 1 | 60 | Garage | 120865 | Garage | 0.000364
Chandelier (Hanging) | Compact Fluorescent |  | Twist | 5 | 15 | Dining Room | 120866 | Dining Room | 0.000364
Ceiling Fixture | Compact Fluorescent |  | Twist | 2 | 15 | Hall | 120867 | Hall | 0.000364
Recessed Can | Compact Fluorescent |  | Reflector | 1 | 22 | Kitchen | 120868 | Kitchen | 0.000364
Ceiling Fixture | Compact Fluorescent |  | Twist | 1 | 15 | Laundry Room | 120869 | Laundry Room | 0.000364
Ceiling Fixture | Compact Fluorescent |  | Twist | 2 | 15 | Living Room | 1208610 | Living Room | 0.000364
Ceiling Fixture | Compact Fluorescent |  | Twist | 3 | 15 | Bathroom | 1208611 | Bathroom | 0.000364
Ceiling Fan | Compact Fluorescent |  | Twist | 1 | 15 | Bathroom | 1208611 | Bathroom | 0.000364
Ceiling Fixture | Compact Fluorescent |  | Twist | 2 | 15 | Master Bedroom | 1208612 | Master Bedroom | 0.000364
Ceiling Fixture | Compact Fluorescent |  | Twist | 1 | 13 | Bathroom | 120921 | Bathroom | 0.0012318
Ceiling Fixture | Compact Fluorescent |  | Twist | 1 | 13 | Bathroom | 120922 | Bathroom | 0.0012318
Ceiling Fixture | Compact Fluorescent |  | Twist | 2 | 22 | Bedroom | 120923 | Bedroom | 0.0012318
Floor lamp | Incandescent |  | 3-Way Incandescent | 1 | 70 | Bedroom | 120923 | Bedroom | 0.0012318
Ceiling Fixture | Linear Fluorescent | 48 | T-12 | 2 | 40 | Bedroom | 120924 | Bedroom | 0.0012318
Table | Compact Fluorescent |  | Twist | 1 | 23 | Bedroom | 120924 | Bedroom | 0.0012318
Ceiling Fixture | Compact Fluorescent |  | Twist | 1 | 13 | Bedroom | 120925 | Bedroom | 0.0012318
Ceiling Fixture | Compact Fluorescent |  | Twist | 1 | 13 | Bedroom | 120926 | Bedroom | 0.0012318
Table | Incandescent |  | Standard A Lamp | 1 | 60 | Bedroom | 120926 | Bedroom | 0.0012318
Ceiling Fixture | Compact Fluorescent |  | Twist | 1 | 13 | Bedroom | 120927 | Bedroom | 0.0012318
Table | Compact Fluorescent |  | Twist | 2 | 13 | Bedroom | 120927 | Bedroom | 0.0012318
Ceiling Fixture | Incandescent |  | Standard A Lamp | 1 | 60 | Bedroom | 120928 | Bedroom | 0.0012318
Table | Incandescent |  | Standard A Lamp | 1 | 40 | Bedroom | 120928 | Bedroom | 0.0012318
Ceiling Fixture | Compact Fluorescent |  | Twist | 2 | 13 | Living Room | 120929 | Living Room | 0.0012318
Ceiling Fixture | Compact Fluorescent |  | Twist | 1 | 13 | Living Room | 120929 | Living Room | 0.0012318
Ceiling Fixture | Compact Fluorescent |  | Twist | 1 | 13 | Hall | 1209210 | Hall | 0.0012318
Ceiling Fixture | Compact Fluorescent |  | Twist | 2 | 13 | Kitchen | 1209211 | Kitchen | 0.0012318
Ceiling Fixture | Compact Fluorescent |  | Twist | 1 | 13 | Other | 1209212 | Other | 0.0012318
Chandelier (Hanging) | Compact Fluorescent |  | Twist | 1 | 13 | Dining Room | 1209213 | Dining Room | 0.0012318
Ceiling Fixture | Compact Fluorescent |  | A shape bulb | 1 | 11 | Other | 1209214 | Other | 0.0012318
Ceiling Fixture | Compact Fluorescent |  | Twist | 1 | 13 | Other | 1209215 | Other | 0.0012318
Table | Incandescent |  | Standard A Lamp | 1 | 60 | Other | 1209216 | Other | 0.0012318
Track | Incandescent |  | Reflector | 4 | 65 | Family Room | 121011 | Family Room | 0.0012318
Wall Mount | Compact Fluorescent |  | Twist | 1 | 15 | Family Room | 121011 | Family Room | 0.0012318
Floor lamp | Halogen |  | MR | 1 | 100 | Bedroom | 121012 | Bedroom | 0.0012318
Ceiling Fixture | Incandescent |  | Standard A Lamp | 1 | 75 | Bedroom | 121013 | Bedroom | 0.0012318
Torchiere | Halogen |  | MR | 1 | 100 | Bedroom | 121013 | Bedroom | 0.0012318
Ceiling Fixture | Incandescent |  | Standard A Lamp | 1 | 40 | Bedroom | 121014 | Bedroom | 0.0012318
Torchiere | Halogen |  | MR | 1 | 100 | Bedroom | 121014 | Bedroom | 0.0012318
Recessed Can | Incandescent |  | Reflector | 1 | 65 | Bathroom | 121015 | Bathroom | 0.0012318
Wall Mount | Halogen |  | PAR | 1 | 50 | Bathroom | 121016 | Bathroom | 0.0012318
Ceiling Fixture | Linear Fluorescent | 48 | T-12 | 2 | 40 | Garage | 121017 | Garage | 0.0012318
Garage door opener | Incandescent |  | Standard A Lamp | 1 | 60 | Garage | 121017 | Garage | 0.0012318
Ceiling Fixture | Linear Fluorescent | 48 | T-12 | 2 | 40 | Other | 121018 | Other | 0.0012318
Ceiling Fixture | Incandescent |  | Standard A Lamp | 1 | 60 | Other | 121018 | Other | 0.0012318
Ceiling Fixture | Linear Fluorescent | 18 | T-8 | 1 | 20 | Laundry Room | 121019 | Laundry Room | 0.0012318
Recessed Can | Compact Fluorescent |  | Reflector | 1 | 15 | Hall | 1210110 | Hall | 0.0012318
Floor lamp | Incandescent |  | Standard A Lamp | 1 | 100 | Master Bedroom | 1210111 | Master Bedroom | 0.0012318
Table | Incandescent |  | Standard A Lamp | 1 | 75 | Master Bedroom | 1210111 | Master Bedroom | 0.0012318
Wall Mount | Halogen |  | MR | 1 | 50 | Bathroom | 1210112 | Bathroom | 0.0012318
Ceiling Fan | Incandescent |  | Standard A Lamp | 1 | 40 | Bathroom | 1210112 | Bathroom | 0.0012318
Recessed Can | Compact Fluorescent |  | Reflector | 1 | 15 | Kitchen | 1210113 | Kitchen | 0.0012318
Recessed Can | Halogen |  | PAR | 1 | 50 | Kitchen | 1210113 | Kitchen | 0.0012318
Recessed Can | Incandescent |  | Globe | 1 | 40 | Living Room | 1210114 | Living Room | 0.0012318
Floor lamp | Halogen |  | MR | 1 | 50 | Living Room | 1210114 | Living Room | 0.0012318
Table | Compact Fluorescent |  | Twist | 1 | 15 | Living Room | 1210114 | Living Room | 0.0012318
Floor lamp | Compact Fluorescent |  | Twist | 1 | 15 | Living Room | 1210114 | Living Room | 0.0012318
Ceiling Fixture | Halogen |  | PAR | 1 | 50 | Hall | 1210115 | Hall | 0.0012318
Ceiling Fixture | Incandescent |  | Standard A Lamp | 1 | 60 | Closet | 1210116 | Closet | 0.0012318
Wall Mount | Incandescent |  | Globe | 3 | 40 | Bathroom | 121031 | Bathroom | 0.0012318
Ceiling Fixture | Incandescent |  | Standard A Lamp | 1 | 40 | Bedroom | 121032 | Bedroom | 0.0012318
Ceiling Fixture | Incandescent |  | Standard A Lamp | 2 | 40 | Bedroom | 121033 | Bedroom | 0.0012318
Table | Incandescent |  | Mini base | 1 | 40 | Bedroom | 121033 | Bedroom | 0.0012318
Ceiling Fixture | Incandescent |  | Standard A Lamp | 2 | 40 | Bedroom | 121034 | Bedroom | 0.0012318
Ceiling Fixture | Incandescent |  | Standard A Lamp | 1 | 40 | Bedroom | 121034 | Bedroom | 0.0012318
Chandelier (Hanging) | Incandescent |  | Standard A Lamp | 5 | 40 | Dining Room | 121035 | Dining Room | 0.0012318
Other | Incandescent |  | Reflector | 1 | 75 | Garage | 121036 | Garage | 0.0012318
Other | Compact Fluorescent |  | Twist | 1 | 15 | Garage | 121036 | Garage | 0.0012318
Ceiling Fixture | Compact Fluorescent |  | Twist | 1 | 13 | Other | 121037 | Other | 0.0012318
Ceiling Fan | Incandescent |  | Standard A Lamp | 1 | 40 | Hall | 121038 | Hall | 0.0012318
Ceiling Fixture | Compact Fluorescent |  | Twist | 2 | 15 | Kitchen | 121039 | Kitchen | 0.0012318
Ceiling Fixture | Incandescent |  | Standard A Lamp | 1 | 40 | Kitchen | 121039 | Kitchen | 0.0012318
Ceiling Fixture | Compact Fluorescent |  | Twist | 1 | 13 | Laundry Room | 1210310 | Laundry Room | 0.0012318
Floor lamp | Halogen |  | Quartz Tube | 1 | 150 | Living Room | 1210311 | Living Room | 0.0012318
Table | Incandescent |  | Mini base | 2 | 40 | Living Room | 1210311 | Living Room | 0.0012318
Ceiling Fixture | Incandescent |  | Reflector | 1 | 40 | Bathroom | 121051 | Bathroom | 0.00029524
Wall Mount | Incandescent |  | Standard A Lamp | 1 | 60 | Bathroom | 121051 | Bathroom | 0.00029524
Ceiling Fixture | Incandescent |  | Standard A Lamp | 2 | 60 | Bedroom | 121052 | Bedroom | 0.00029524
Ceiling Fixture | Incandescent |  | Standard A Lamp | 2 | 60 | Bedroom | 121053 | Bedroom | 0.00029524
Recessed Can | Incandescent |  | Reflector | 1 | 40 | Closet | 121054 | Closet | 0.00029524
Recessed Can | Incandescent |  | Reflector | 1 | 40 | Other | 121055 | Other | 0.00029524
Other | Incandescent |  | Standard A Lamp | 3 | 100 | Other | 121055 | Other | 0.00029524
Garage door opener | Incandescent |  | Standard A Lamp | 2 | 60 | Garage | 121056 | Garage | 0.00029524
Ceiling Fixture | Incandescent |  | Standard A Lamp | 1 | 60 | Garage | 121056 | Garage | 0.00029524
Recessed Can | Incandescent |  | Reflector | 1 | 40 | Hall | 121057 | Hall | 0.00029524
Wall Mount | Incandescent |  | Standard A Lamp | 1 | 60 | Hall | 121057 | Hall | 0.00029524
Chandelier (Hanging) | Incandescent |  | Standard A Lamp | 9 | 60 | Hall | 121057 | Hall | 0.00029524
Wall Mount | Incandescent |  | Standard A Lamp | 1 | 60 | Hall | 121058 | Hall | 0.00029524
Recessed Can | Incandescent |  | Mini base | 1 | 40 | Kitchen | 121059 | Kitchen | 0.00029524
Chandelier (Hanging) | Incandescent |  | Standard A Lamp | 4 | 60 | Kitchen | 121059 | Kitchen | 0.00029524
Ceiling Fixture | Incandescent |  | Standard A Lamp | 2 | 60 | Laundry Room | 1210510 | Laundry Room | 0.00029524
Recessed Can | Incandescent |  | Reflector | 1 | 40 | Living Room | 1210511 | Living Room | 0.00029524
Ceiling Fixture | Incandescent |  | Reflector | 1 | 40 | Closet | 1210512 | Closet | 0.00029524
Wall Mount | Incandescent |  | Standard A Lamp | 1 | 60 | Bathroom | 1210513 | Bathroom | 0.00029524
Ceiling Fixture | Incandescent |  | Standard A Lamp | 1 | 60 | Bathroom | 1210513 | Bathroom | 0.00029524
Recessed Can | Incandescent |  | Reflector | 1 | 40 | Bathroom | 1210513 | Bathroom | 0.00029524
Recessed Can | Incandescent |  | Reflector | 1 | 40 | Master Bedroom | 1210514 | Master Bedroom | 0.00029524
Recessed Can | Incandescent |  | Standard A Lamp | 1 | 40 | Hall | 1210515 | Hall | 0.00029524
Wall Mount | Compact Fluorescent |  | Twist | 1 | 15 | Bathroom | 121072 | Bathroom | 0.0012318
Wall Mount | Compact Fluorescent |  | Twist | 2 | 15 | Bathroom | 121073 | Bathroom | 0.0012318
Ceiling Fixture | Incandescent |  | Heat Lamp | 1 | 250 | Bathroom | 121073 | Bathroom | 0.0012318
Floor lamp | Compact Fluorescent |  | Twist | 3 | 15 | Bathroom | 121073 | Bathroom | 0.0012318
Ceiling Fixture | Compact Fluorescent |  | Twist | 2 | 15 | Bedroom | 121074 | Bedroom | 0.0012318
Table | Compact Fluorescent |  | Twist | 1 | 15 | Bedroom | 121074 | Bedroom | 0.0012318
Table | Other |  | LED Interior | 1 | 1 | Bedroom | 121074 | Bedroom | 0.0012318
Floor lamp | Compact Fluorescent |  | Other | 1 | 7 | Bedroom | 121075 | Bedroom | 0.0012318
Torchiere | Compact Fluorescent |  | Twist | 1 | 40 | Bedroom | 121075 | Bedroom | 0.0012318
Ceiling Fixture | Compact Fluorescent |  | Twist | 2 | 15 | Bedroom | 121075 | Bedroom | 0.0012318
Wall Mount | Incandescent |  | Standard A Lamp | 1 | 60 | Closet | 121076 | Closet | 0.0012318
Chandelier (Hanging) | Compact Fluorescent |  | Circline (Screw Base) | 1 | 24 | Dining Room | 121077 | Dining Room | 0.0012318
Ceiling Fixture | Compact Fluorescent |  | Twist | 1 | 15 | Hall | 121078 | Hall | 0.0012318
Ceiling Fixture | Compact Fluorescent |  | Twist | 2 | 15 | Hall | 121079 | Hall | 0.0012318
Ceiling Fixture | Linear Fluorescent | 48 | T-8 | 2 | 32 | Kitchen | 1210710 | Kitchen | 0.0012318
Other | Compact Fluorescent |  | Twist | 1 | 40 | Kitchen | 1210710 | Kitchen | 0.0012318
Ceiling Fixture | Incandescent |  | Standard A Lamp | 1 | 60 | Laundry Room | 1210711 | Laundry Room | 0.0012318
Track | Other |  | LED Interior | 5 | 5 | Living Room | 1210712 | Living Room | 0.0012318
Torchiere | Compact Fluorescent |  | Twist | 3 | 15 | Living Room | 1210712 | Living Room | 0.0012318
Torchiere | Compact Fluorescent |  | Twist | 2 | 40 | Living Room | 1210712 | Living Room | 0.0012318
Other | Compact Fluorescent |  | Twist | 1 | 22 | Living Room | 1210712 | Living Room | 0.0012318
Floor lamp | Compact Fluorescent |  | Twist | 3 | 15 | Living Room | 1210712 | Living Room | 0.0012318
Ceiling Fixture | Compact Fluorescent |  | Circline (Screw Base) | 1 | 22 | Living Room | 1210712 | Living Room | 0.0012318
Wall Mount | Compact Fluorescent |  | Twist | 2 | 15 | Hall | 1210713 | Hall | 0.0012318
Ceiling Fixture | Linear Fluorescent | 23 | Fluorescent Other | 1 | 20 | Bathroom | 1210714 | Bathroom | 0.0012318
Torchiere | Compact Fluorescent |  | Twist | 3 | 15 | Bathroom | 1210714 | Bathroom | 0.0012318
Torchiere | Compact Fluorescent |  | Twist | 2 | 40 | Bathroom | 1210714 | Bathroom | 0.0012318
Ceiling Fixture | Compact Fluorescent |  | Twist | 1 | 15 | Hall | 121081 | Hall | 0.00037892
Wall Mount | Compact Fluorescent |  | Twist | 1 | 15 | Bedroom | 121082 | Bedroom | 0.00037892
Ceiling Fixture | Compact Fluorescent |  | Twist | 3 | 15 | Dining Room | 121083 | Dining Room | 0.00037892
Ceiling Fixture | Compact Fluorescent |  | Twist | 1 | 22 | Family Room | 121084 | Family Room | 0.00037892
Ceiling Fixture | Incandescent |  | Standard A Lamp | 1 | 90 | Closet | 121085 | Closet | 0.00037892
Ceiling Fixture | Compact Fluorescent |  | Twist | 1 | 15 | Bathroom | 121086 | Bathroom | 0.00037892
Ceiling Fixture | Compact Fluorescent |  | Twist | 2 | 22 | Master Bedroom | 121087 | Master Bedroom | 0.00037892
Ceiling Fixture | Compact Fluorescent |  | Twist | 1 | 22 | Closet | 121088 | Closet | 0.00037892
Ceiling Fixture | Compact Fluorescent |  | Twist | 3 | 22 | Bedroom | 121089 | Bedroom | 0.00037892
Ceiling Fixture | Compact Fluorescent |  | Twist | 1 | 15 | Closet | 1210810 | Closet | 0.00037892
Table | Incandescent |  | Globe | 1 | 40 | Living Room | 1210811 | Living Room | 0.00037892
Floor lamp | Compact Fluorescent |  | Twist | 1 | 22 | Living Room | 1210811 | Living Room | 0.00037892
Ceiling Fixture | Compact Fluorescent |  | Twist | 1 | 15 | Kitchen | 1210812 | Kitchen | 0.00037892
Ceiling Fixture | Compact Fluorescent |  | Twist | 1 | 15 | Dining Room | 1210813 | Dining Room | 0.00037892
Ceiling Fixture | Compact Fluorescent |  | Twist | 3 | 15 | Family Room | 1210814 | Family Room | 0.00037892
Ceiling Fixture | Compact Fluorescent |  | Twist | 2 | 15 | Bathroom | 1210815 | Bathroom | 0.00037892
Wall Mount | Compact Fluorescent |  | Twist | 2 | 15 | Bathroom | 1210815 | Bathroom | 0.00037892
Ceiling Fixture | Compact Fluorescent |  | Twist | 1 | 15 | Hall | 1210816 | Hall | 0.00037892
Ceiling Fixture | Compact Fluorescent |  | Twist | 3 | 15 | Office | 1210817 | Office | 0.00037892
Table | Incandescent |  | Standard A Lamp | 1 | 100 | Office | 1210817 | Office | 0.00037892
Wall Mount | Incandescent |  | Globe | 6 | 40 | Bathroom | 121111 | Bathroom | 0.000364
Recessed - other | Compact Fluorescent |  | Twist | 1 | 15 | Bathroom | 121111 | Bathroom | 0.000364
Ceiling Fixture | Compact Fluorescent |  | Twist | 2 | 15 | Other | 121112 | Other | 0.000364
Wall Mount | Compact Fluorescent |  | Twist | 1 | 15 | Other | 121113 | Other | 0.000364
Ceiling Fixture | Compact Fluorescent |  | Twist | 1 | 15 | Other | 121113 | Other | 0.000364
Ceiling Fixture | Incandescent |  | Standard A Lamp | 1 | 60 | Other | 121113 | Other | 0.000364
Recessed Can | Incandescent |  | Reflector | 1 | 65 | Closet | 121114 | Closet | 0.000364
Floor lamp | Compact Fluorescent |  | Twist | 3 | 15 | Dining Room | 121115 | Dining Room | 0.000364
Floor lamp | Compact Fluorescent |  | 3-Way CFL | 1 | 33 | Dining Room | 121115 | Dining Room | 0.000364
Floor lamp | Compact Fluorescent |  | Twist | 1 | 9 | Dining Room | 121115 | Dining Room | 0.000364
Ceiling Fixture | Incandescent |  | Standard A Lamp | 1 | 60 | Garage | 121116 | Garage | 0.000364
Ceiling Fixture | Compact Fluorescent |  | Twist | 2 | 15 | Hall | 121117 | Hall | 0.000364
Ceiling Fixture | Compact Fluorescent |  | Twist | 2 | 15 | Kitchen | 121118 | Kitchen | 0.000364
Table | Compact Fluorescent |  | Twist | 1 | 15 | Living Room | 121119 | Living Room | 0.000364
Recessed Can | Compact Fluorescent |  | Twist | 1 | 15 | Bathroom | 1211110 | Bathroom | 0.000364
Wall Mount | Incandescent |  | Globe | 6 | 40 | Bathroom | 1211110 | Bathroom | 0.000364
Ceiling Fixture | Compact Fluorescent |  | Twist | 2 | 15 | Master Bedroom | 1211111 | Master Bedroom | 0.000364
Recessed Can | Incandescent |  | Reflector | 1 | 65 | Master Bedroom | 1211111 | Master Bedroom | 0.000364
Ceiling Fixture | Compact Fluorescent |  | Twist | 2 | 15 | Office | 1211112 | Office | 0.000364
Table | Incandescent |  | Standard A Lamp | 2 | 60 | Office | 1211112 | Office | 0.000364
Recessed Can | Incandescent |  | Reflector | 1 | 65 | Other | 1211113 | Other | 0.000364
Ceiling Fixture | Compact Fluorescent |  | Twist | 2 | 15 | Laundry Room | 121141 | Laundry Room | 0.00049795
Wall Mount | Incandescent |  | Globe | 3 | 60 | Laundry Room | 121141 | Laundry Room | 0.00049795
Ceiling Fixture | Compact Fluorescent |  | Twist | 2 | 15 | Family Room | 121142 | Family Room | 0.00049795
Ceiling Fixture | Compact Fluorescent |  | Twist | 1 | 40 | Garage | 121143 | Garage | 0.00049795
Ceiling Fixture | Compact Fluorescent |  | Twist | 1 | 23 | Garage | 121143 | Garage | 0.00049795
Ceiling Fixture | Linear Fluorescent | 48 | T-12 | 2 | 40 | Garage | 121143 | Garage | 0.00049795
Garage door opener | Incandescent |  | Standard A Lamp | 1 | 60 | Garage | 121143 | Garage | 0.00049795
Ceiling Fixture | Compact Fluorescent |  | A shape bulb | 1 | 15 | Hall | 121144 | Hall | 0.00049795
Ceiling Fixture | Compact Fluorescent |  | Twist | 2 | 15 | Office | 121145 | Office | 0.00049795
Wall Mount | Incandescent |  | Globe | 1 | 60 | Bathroom | 121146 | Bathroom | 0.00049795
Ceiling Fixture | Compact Fluorescent |  | Twist | 1 | 23 | Bedroom | 121147 | Bedroom | 0.00049795
Chandelier (Hanging) | Incandescent |  | Mini base | 8 | 60 | Dining Room | 121148 | Dining Room | 0.00049795
Chandelier (Hanging) | Incandescent |  | Reflector | 1 | 50 | Dining Room | 121148 | Dining Room | 0.00049795
Chandelier (Hanging) | Incandescent |  | Mini base | 3 | 60 | Hall | 121149 | Hall | 0.00049795
Ceiling Fixture | Compact Fluorescent |  | Twist | 1 | 23 | Bedroom | 1211410 | Bedroom | 0.00049795
Floor lamp | Compact Fluorescent |  | Straight Tube | 1 | 27 | Bedroom | 1211410 | Bedroom | 0.00049795
Ceiling Fixture | Incandescent |  | Standard A Lamp | 1 | 60 | Hall | 1211411 | Hall | 0.00049795
Recessed Can | Compact Fluorescent |  | Reflector | 1 | 15 | Kitchen | 1211412 | Kitchen | 0.00049795
Other | Linear Fluorescent | 18 | T-5 | 1 | 16 | Kitchen | 1211412 | Kitchen | 0.00049795
Ceiling Fan | Linear Fluorescent | 30 | Fluorescent Other | 1 | 20 | Living Room | 1211413 | Living Room | 0.00049795
Table | Compact Fluorescent |  | Twist | 1 | 40 | Living Room | 1211413 | Living Room | 0.00049795
Table | Compact Fluorescent |  | Twist | 1 | 15 | Living Room | 1211413 | Living Room | 0.00049795
Recessed Can | Incandescent |  | Reflector | 1 | 65 | Master Bedroom | 1211414 | Master Bedroom | 0.00049795
Table | Incandescent |  | Standard A Lamp | 1 | 60 | Master Bedroom | 1211414 | Master Bedroom | 0.00049795
Ceiling Fan | Incandescent |  | Reflector | 1 | 75 | Bathroom | 1211415 | Bathroom | 0.00049795
Wall Mount | Incandescent |  | Globe | 6 | 60 | Bathroom | 1211416 | Bathroom | 0.00049795
Ceiling Fixture | Incandescent |  | Standard A Lamp | 1 | 60 | Bedroom | 121311 | Bedroom | 0.0012318
Ceiling Fixture | Incandescent |  | Standard A Lamp | 1 | 60 | Bedroom | 121312 | Bedroom | 0.0012318
Recessed Can | Incandescent |  | Standard A Lamp | 1 | 60 | Bedroom | 121313 | Bedroom | 0.0012318
Ceiling Fixture | Incandescent |  | Standard A Lamp | 1 | 60 | Closet | 121314 | Closet | 0.0012318
Chandelier (Hanging) | Incandescent |  | Standard A Lamp | 1 | 60 | Dining Room | 121315 | Dining Room | 0.0012318
Ceiling Fixture | Incandescent |  | Standard A Lamp | 1 | 60 | Hall | 121316 | Hall | 0.0012318
Ceiling Fixture | Incandescent |  | Standard A Lamp | 2 | 60 | Kitchen | 121317 | Kitchen | 0.0012318
Table | Incandescent |  | Standard A Lamp | 1 | 60 | Living Room | 121318 | Living Room | 0.0012318
Ceiling Fixture | Halogen |  | PAR | 3 | 75 | Laundry Room | 121319 | Laundry Room | 0.0012318
Architectural | Halogen |  | MR | 4 | 50 | Bedroom | 121421 | Bedroom | 0.00037892
Table | Compact Fluorescent |  | Twist | 1 | 15 | Bedroom | 121421 | Bedroom | 0.00037892
Ceiling Fixture | Incandescent |  | Standard A Lamp | 1 | 100 | Closet | 121422 | Closet | 0.00037892
Wall Mount | Compact Fluorescent |  | Twist | 1 | 15 | Family Room | 121423 | Family Room | 0.00037892
Wall Mount | Compact Fluorescent |  | Twist | 1 | 15 | Master Bedroom | 121424 | Master Bedroom | 0.00037892
Floor lamp | Incandescent |  | Standard A Lamp | 1 | 100 | Master Bedroom | 121424 | Master Bedroom | 0.00037892
Wall Mount | Compact Fluorescent |  | Twist | 1 | 15 | Office | 121425 | Office | 0.00037892
Table | Compact Fluorescent |  | Straight Tube | 1 | 15 | Office | 121425 | Office | 0.00037892
Chandelier (Hanging) | Incandescent |  | Standard A Lamp | 1 | 75 | Office | 121425 | Office | 0.00037892
Recessed Can | Incandescent |  | Standard A Lamp | 1 | 60 | Garage | 121426 | Garage | 0.00037892
Track | Halogen |  | MR | 2 | 50 | Garage | 121426 | Garage | 0.00037892
Ceiling Fixture | Compact Fluorescent |  | Twist | 1 | 22 | Other | 121427 | Other | 0.00037892
Ceiling Fixture | Linear Fluorescent | 48 | Fluorescent Other | 1 | 32 | Other | 121427 | Other | 0.00037892
Ceiling Fixture | Compact Fluorescent |  | Twist | 1 | 15 | Other | 121427 | Other | 0.00037892
Track | Halogen |  | MR | 2 | 50 | Kitchen | 121428 | Kitchen | 0.00037892
Wall Mount | Incandescent |  | Globe | 1 | 25 | Kitchen | 121428 | Kitchen | 0.00037892
Chandelier (Hanging) | Incandescent |  | Standard A Lamp | 1 | 100 | Dining Room | 121429 | Dining Room | 0.00037892
Recessed Can | Halogen |  | MR | 1 | 50 | Living Room | 1214210 | Living Room | 0.00037892
Architectural | Incandescent |  | Globe | 1 | 60 | Living Room | 1214210 | Living Room | 0.00037892
Ceiling Fixture | Incandescent |  | Standard A Lamp | 1 | 60 | Hall | 1214211 | Hall | 0.00037892
Recessed Can | Halogen |  | PAR | 1 | 75 | Bathroom | 1214212 | Bathroom | 0.00037892
Ceiling Fixture | Incandescent |  | Globe | 1 | 40 | Hall | 1214213 | Hall | 0.00037892
Ceiling Fan | Incandescent |  | Standard A Lamp | 3 | 60 | Bedroom | 1214214 | Bedroom | 0.00037892
Wall Mount | Compact Fluorescent |  | Mini base | 3 | 22 | Bathroom | 121441 | Bathroom | 0.0017229
Chandelier (Hanging) | Incandescent |  | Mini base | 5 | 40 | Dining Room | 121442 | Dining Room | 0.0017229
Floor lamp | Incandescent |  | Standard A Lamp | 2 | 100 | Family Room | 121443 | Family Room | 0.0017229
Floor lamp | Incandescent |  | Standard A Lamp | 1 | 100 | Family Room | 121443 | Family Room | 0.0017229
Table | Incandescent |  | Standard A Lamp | 1 | 75 | Family Room | 121443 | Family Room | 0.0017229
Chandelier (Hanging) | Compact Fluorescent |  | Twist | 5 | 13 | Hall | 121444 | Hall | 0.0017229
High bay | Linear Fluorescent | 48 | T-12 | 2 | 40 | Garage | 121445 | Garage | 0.0017229
Ceiling Fixture | Incandescent |  | Standard A Lamp | 1 | 75 | Bedroom | 121446 | Bedroom | 0.0017229
Table | Incandescent |  | Standard A Lamp | 1 | 100 | Bedroom | 121446 | Bedroom | 0.0017229
Ceiling Fixture | Incandescent |  | Standard A Lamp | 1 | 75 | Hall | 121447 | Hall | 0.0017229
Recessed Can | Halogen |  | PAR | 1 | 75 | Kitchen | 121448 | Kitchen | 0.0017229
Ceiling Fixture | Incandescent |  | Standard A Lamp | 1 | 75 | Laundry Room | 121449 | Laundry Room | 0.0017229
Table | Compact Fluorescent |  | Twist | 1 | 23 | Living Room | 1214410 | Living Room | 0.0017229
Track | Halogen |  | MR | 4 | 75 | Other | 1214411 | Other | 0.0017229
Wall Mount | Halogen |  | Quartz Tube | 3 | 50 | Bathroom | 1214412 | Bathroom | 0.0017229
Floor lamp | Incandescent |  | Standard A Lamp | 1 | 100 | Bedroom | 1214413 | Bedroom | 0.0017229
Table | Incandescent |  | Standard A Lamp | 1 | 100 | Bedroom | 1214413 | Bedroom | 0.0017229
Ceiling Fixture | Incandescent |  | Standard A Lamp | 1 | 60 | Closet | 1214414 | Closet | 0.0017229
Ceiling Fixture | Compact Fluorescent |  | Twist | 1 | 23 | Bathroom | 1214415 | Bathroom | 0.0017229
Table | Incandescent |  | Standard A Lamp | 1 | 100 | Office | 1214416 | Office | 0.0017229
Ceiling Fixture | Incandescent |  | Standard A Lamp | 1 | 60 | Office | 1214416 | Office | 0.0017229
High bay | Linear Fluorescent | 48 | T-8 | 4 | 32 | Closet | 121451 | Closet | 0.00037892
Wall Mount | Incandescent |  | Globe | 4 | 40 | Bathroom | 121452 | Bathroom | 0.00037892
Ceiling Fixture | Incandescent |  | Standard A Lamp | 2 | 75 | Bedroom | 121453 | Bedroom | 0.00037892
Table | Incandescent |  | Standard A Lamp | 1 | 25 | Bedroom | 121453 | Bedroom | 0.00037892
Ceiling Fixture | Incandescent |  | Standard A Lamp | 2 | 75 | Bedroom | 121454 | Bedroom | 0.00037892
Table | Compact Fluorescent |  | A shape bulb | 1 | 7 | Bedroom | 121454 | Bedroom | 0.00037892
Track | Halogen |  | Other | 2 | 50 | Dining Room | 121455 | Dining Room | 0.00037892
High bay | Linear Fluorescent | 36 | T-8 | 2 | 32 | Laundry Room | 121456 | Laundry Room | 0.00037892
High bay | Linear Fluorescent | 48 | T-12 | 2 | 40 | Laundry Room | 121456 | Laundry Room | 0.00037892
Ceiling Fixture | Compact Fluorescent |  | A shape bulb | 2 | 7 | Other | 121457 | Other | 0.00037892
High bay | Linear Fluorescent | 48 | T-8 | 4 | 32 | Garage | 121458 | Garage | 0.00037892
Garage door opener | Incandescent |  | Colored | 1 | 60 | Garage | 121458 | Garage | 0.00037892
Ceiling Fixture | Incandescent |  | Standard A Lamp | 2 | 75 | Hall | 121459 | Hall | 0.00037892
Track | Halogen |  | MR | 3 | 50 | Kitchen | 1214510 | Kitchen | 0.00037892
Recessed Can | Halogen |  | MR | 1 | 50 | Living Room | 1214511 | Living Room | 0.00037892
Table | Incandescent |  | Standard A Lamp | 1 | 60 | Living Room | 1214511 | Living Room | 0.00037892
High bay | Linear Fluorescent | 18 | T-5 | 2 | 14 | Other | 1214512 | Other | 0.00037892
High bay | Linear Fluorescent | 36 | T-8 | 2 | 32 | Other | 1214512 | Other | 0.00037892
Ceiling Fixture | Incandescent |  | Standard A Lamp | 1 | 60 | Other | 121461 | Other | 0.000364
Wall Mount | Incandescent |  | Standard A Lamp | 6 | 60 | Bathroom | 121462 | Bathroom | 0.000364
Recessed - other | Incandescent |  | Heat Lamp | 2 | 250 | Bathroom | 121462 | Bathroom | 0.000364
Recessed Can | Incandescent |  | Reflector | 1 | 75 | Bathroom | 121463 | Bathroom | 0.000364
Recessed - other | Incandescent |  | Heat Lamp | 2 | 250 | Bathroom | 121463 | Bathroom | 0.000364
Ceiling Fixture | Incandescent |  | Standard A Lamp | 2 | 60 | Bedroom | 121464 | Bedroom | 0.000364
Table | Incandescent |  | Standard A Lamp | 1 | 60 | Bedroom | 121464 | Bedroom | 0.000364
Ceiling Fixture | Incandescent |  | Standard A Lamp | 2 | 60 | Bedroom | 121465 | Bedroom | 0.000364
Ceiling Fixture | Incandescent |  | Standard A Lamp | 1 | 60 | Bedroom | 121465 | Bedroom | 0.000364
Ceiling Fixture | Incandescent |  | Standard A Lamp | 2 | 60 | Closet | 121466 | Closet | 0.000364
Ceiling Fixture | Incandescent |  | Standard A Lamp | 1 | 60 | Closet | 121467 | Closet | 0.000364
Chandelier (Hanging) | Incandescent |  | Mini base | 7 | 25 | Dining Room | 121468 | Dining Room | 0.000364
Recessed Can | Incandescent |  | Reflector | 1 | 65 | Dining Room | 121468 | Dining Room | 0.000364
Ceiling Fixture | Incandescent |  | Standard A Lamp | 2 | 60 | Hall | 121469 | Hall | 0.000364
Wall Mount | Incandescent |  | Reflector | 1 | 40 | Hall | 121469 | Hall | 0.000364
Recessed Can | Incandescent |  | Reflector | 2 | 75 | Hall | 121469 | Hall | 0.000364
Garage door opener | Incandescent |  | Standard A Lamp | 1 | 60 | Garage | 1214610 | Garage | 0.000364
Ceiling Fixture | Incandescent |  | Standard A Lamp | 1 | 60 | Garage | 1214610 | Garage | 0.000364
Recessed Can | Incandescent |  | Reflector | 1 | 65 | Bathroom | 1214611 | Bathroom | 0.000364
Ceiling Fixture | Incandescent |  | Standard A Lamp | 1 | 60 | Hall | 1214612 | Hall | 0.000364
Recessed Can | Incandescent |  | Standard A Lamp | 1 | 60 | Kitchen | 1214613 | Kitchen | 0.000364
Table | Incandescent |  | 3-Way Incandescent | 1 | 150 | Living Room | 1214614 | Living Room | 0.000364
Table | Incandescent |  | Standard A Lamp | 3 | 60 | Living Room | 1214614 | Living Room | 0.000364
Recessed Can | Incandescent |  | Standard A Lamp | 1 | 60 | Living Room | 1214614 | Living Room | 0.000364
Recessed Can | Incandescent |  | Standard A Lamp | 1 | 60 | Other | 1214615 | Other | 0.000364
Floor lamp | Incandescent |  | 3-Way Incandescent | 1 | 150 | Other | 1214615 | Other | 0.000364
Ceiling Fixture | Incandescent |  | Decorative | 1 | 60 | Hall | 1214616 | Hall | 0.000364
Recessed Can | Incandescent |  | Reflector | 1 | 65 | Bathroom | 1214617 | Bathroom | 0.000364
Wall Mount | Incandescent |  | Globe | 6 | 40 | Bathroom | 1214617 | Bathroom | 0.000364
Ceiling Fixture | Incandescent |  | Standard A Lamp | 2 | 60 | Closet | 1214618 | Closet | 0.000364
Recessed Can | Incandescent |  | Reflector | 1 | 65 | Laundry Room | 1214619 | Laundry Room | 0.000364
Recessed Can | Incandescent |  | Reflector | 1 | 65 | Master Bedroom | 1214620 | Master Bedroom | 0.000364
Table | Incandescent |  | Standard A Lamp | 1 | 60 | Master Bedroom | 1214620 | Master Bedroom | 0.000364
Recessed - other | Incandescent |  | Standard A Lamp | 1 | 75 | Living Room | 121481 | Living Room | 0.0017229
Recessed - other | Compact Fluorescent |  | Twist | 1 | 13 | Bedroom | 121482 | Bedroom | 0.0017229
Wall Mount | Incandescent |  | Standard A Lamp | 1 | 75 | Bedroom | 121482 | Bedroom | 0.0017229
Wall Mount | Compact Fluorescent |  | Twist | 2 | 13 | Bathroom | 121483 | Bathroom | 0.0017229
Wall Mount | Compact Fluorescent |  | Twist | 1 | 23 | Bathroom | 121483 | Bathroom | 0.0017229
Ceiling Fixture | Compact Fluorescent |  | Twist | 1 | 13 | Bathroom | 121483 | Bathroom | 0.0017229
Chandelier (Hanging) | Incandescent |  | Standard A Lamp | 5 | 60 | Dining Room | 121484 | Dining Room | 0.0017229
Table | Incandescent |  | Decorative | 1 | 25 | Dining Room | 121484 | Dining Room | 0.0017229
Ceiling Fixture | Incandescent |  | Standard A Lamp | 1 | 60 | Hall | 121485 | Hall | 0.0017229
Ceiling Fixture | Compact Fluorescent |  | Twist | 1 | 23 | Other | 121486 | Other | 0.0017229
Ceiling Fixture | Compact Fluorescent |  | Twist | 2 | 13 | Hall | 121487 | Hall | 0.0017229
Track | Halogen |  | MR | 5 | 50 | Kitchen | 121488 | Kitchen | 0.0017229
Low bay | Linear Fluorescent | 24 | T-5 | 1 | 15 | Kitchen | 121488 | Kitchen | 0.0017229
Low bay | Incandescent |  | Mini base | 1 | 25 | Kitchen | 121488 | Kitchen | 0.0017229
Wall Mount | Incandescent |  | Standard A Lamp | 1 | 75 | Laundry Room | 121489 | Laundry Room | 0.0017229
Floor lamp | Incandescent |  | Standard A Lamp | 2 | 75 | Living Room | 1214810 | Living Room | 0.0017229
Ceiling Fixture | Compact Fluorescent |  | Twist | 2 | 13 | Master Bedroom | 1214811 | Master Bedroom | 0.0017229
Table | Incandescent |  | Standard A Lamp | 1 | 60 | Master Bedroom | 1214811 | Master Bedroom | 0.0017229
Table | Incandescent |  | Mini base | 1 | 20 | Master Bedroom | 1214811 | Master Bedroom | 0.0017229
Wall Mount | Incandescent |  | Standard A Lamp | 1 | 60 | Bathroom | 1214812 | Bathroom | 0.0017229
Floor lamp | Compact Fluorescent |  | Twist | 1 | 15 | Bedroom | 1214813 | Bedroom | 0.0017229
Floor lamp | Compact Fluorescent |  | A shape bulb | 1 | 11 | Bedroom | 1214813 | Bedroom | 0.0017229
Track | Halogen |  | MR | 3 | 50 | Bedroom | 1214813 | Bedroom | 0.0017229
Table | Incandescent |  | Decorative | 1 | 40 | Bedroom | 1214813 | Bedroom | 0.0017229
Table | Compact Fluorescent |  | Twist | 1 | 15 | Bedroom | 1214814 | Bedroom | 0.0017229
Ceiling Fixture | Incandescent |  | Globe | 1 | 60 | Bedroom | 1214814 | Bedroom | 0.0017229
Table | Incandescent |  | Standard A Lamp | 1 | 60 | Bedroom | 1214814 | Bedroom | 0.0017229
High bay | Linear Fluorescent | 48 | T-12 | 2 | 40 | Other | 1214815 | Other | 0.0017229
Ceiling Fixture | Compact Fluorescent |  | Twist | 2 | 22 | Dining Room | 121531 | Dining Room | 0.00037892
Ceiling Fixture | Halogen |  | MR | 2 | 75 | Hall | 121532 | Hall | 0.00037892
Ceiling Fixture | Other |  | LED Interior | 2 | 15 | Hall | 121532 | Hall | 0.00037892
Ceiling Fixture | Compact Fluorescent |  | Twist | 1 | 15 | Hall | 121532 | Hall | 0.00037892
Ceiling Fixture | Compact Fluorescent |  | Twist | 1 | 28 | Garage | 121533 | Garage | 0.00037892
Recessed Can | Other |  | LED Interior | 1 | 12 | Kitchen | 121534 | Kitchen | 0.00037892
Ceiling Fan | Incandescent |  | Standard A Lamp | 1 | 40 | Kitchen | 121534 | Kitchen | 0.00037892
Table | Compact Fluorescent |  | Twist | 2 | 15 | Living Room | 121535 | Living Room | 0.00037892
Ceiling Fixture | Compact Fluorescent |  | Twist | 2 | 15 | Bathroom | 121536 | Bathroom | 0.00037892
Wall Mount | Compact Fluorescent |  | A shape bulb | 2 | 15 | Bathroom | 121536 | Bathroom | 0.00037892
Table | Compact Fluorescent |  | Twist | 1 | 15 | Master Bedroom | 121537 | Master Bedroom | 0.00037892
Chandelier (Hanging) | Incandescent |  | Mini base | 6 | 40 | Master Bedroom | 121537 | Master Bedroom | 0.00037892
Ceiling Fixture | Compact Fluorescent |  | Twist | 1 | 15 | Closet | 121538 | Closet | 0.00037892
Ceiling Fixture | Compact Fluorescent |  | Twist | 1 | 15 | Office | 121539 | Office | 0.00037892
Ceiling Fixture | Compact Fluorescent |  | Twist | 2 | 15 | Bedroom | 1215310 | Bedroom | 0.00037892
Ceiling Fixture | Compact Fluorescent |  | Twist | 1 | 15 | Bedroom | 1215311 | Bedroom | 0.00037892
Table | Compact Fluorescent |  | Twist | 1 | 15 | Bedroom | 1215311 | Bedroom | 0.00037892
Chandelier (Hanging) | Compact Fluorescent |  | Twist | 3 | 15 | Hall | 1215312 | Hall | 0.00037892
Ceiling Fixture | Compact Fluorescent |  | Twist | 2 | 15 | Hall | 1215312 | Hall | 0.00037892
Ceiling Fixture | Compact Fluorescent |  | Twist | 2 | 7 | Hall | 1215313 | Hall | 0.00037892
Ceiling Fixture | Compact Fluorescent |  | Twist | 1 | 20 | Other | 121631 | Other | 0.00037892
Ceiling Fixture | Compact Fluorescent |  | Twist | 1 | 26 | Other | 121631 | Other | 0.00037892
Ceiling Fixture | Incandescent |  | Standard A Lamp | 1 | 60 | Other | 121631 | Other | 0.00037892
Ceiling Fixture | Compact Fluorescent |  | Straight Tube | 1 | 26 | Bedroom | 121632 | Bedroom | 0.00037892
Ceiling Fixture | Compact Fluorescent |  | Twist | 1 | 15 | Bathroom | 121633 | Bathroom | 0.00037892
Wall Mount | Compact Fluorescent |  | Twist | 4 | 15 | Bathroom | 121633 | Bathroom | 0.00037892
Ceiling Fixture | Linear Fluorescent | 48 | T-12 | 2 | 40 | Master Bedroom | 121634 | Master Bedroom | 0.00037892
Ceiling Fixture | Incandescent |  | Standard A Lamp | 1 | 60 | Closet | 121635 | Closet | 0.00037892
Ceiling Fixture | Linear Fluorescent | 48 | T-12 | 2 | 40 | Bedroom | 121636 | Bedroom | 0.00037892
Ceiling Fixture | Linear Fluorescent | 48 | T-12 | 2 | 40 | Dining Room | 121637 | Dining Room | 0.00037892
Ceiling Fixture | Linear Fluorescent | 48 | T-12 | 2 | 40 | Kitchen | 121638 | Kitchen | 0.00037892
Floor lamp | Incandescent |  | Standard A Lamp | 1 | 60 | Living Room | 121639 | Living Room | 0.00037892
Torchiere | Incandescent |  | Standard A Lamp | 2 | 60 | Living Room | 121639 | Living Room | 0.00037892
Ceiling Fixture | Linear Fluorescent | 48 | T-12 | 2 | 40 | Living Room | 121639 | Living Room | 0.00037892
Ceiling Fixture | Incandescent |  | Standard A Lamp | 2 | 60 | Bedroom | 121691 | Bedroom | 0.00037892
Table | Incandescent |  | Standard A Lamp | 1 | 40 | Bedroom | 121691 | Bedroom | 0.00037892
Other | Compact Fluorescent |  | Twist | 1 | 15 | Garage | 121692 | Garage | 0.00037892
Garage door opener | Incandescent |  | Standard A Lamp | 1 | 60 | Garage | 121692 | Garage | 0.00037892
Ceiling Fixture | Incandescent |  | Standard A Lamp | 1 | 100 | Garage | 121692 | Garage | 0.00037892
Ceiling Fixture | Compact Fluorescent |  | Twist | 1 | 15 | Garage | 121692 | Garage | 0.00037892
Other | Incandescent |  | Standard A Lamp | 1 | 25 | Garage | 121692 | Garage | 0.00037892
Wall Mount | Compact Fluorescent |  | Twist | 1 | 28 | Bathroom | 121693 | Bathroom | 0.00037892
Wall Mount | Incandescent |  | Standard A Lamp | 1 | 100 | Bathroom | 121693 | Bathroom | 0.00037892
Ceiling Fixture | Compact Fluorescent |  | Twist | 3 | 25 | Other | 121694 | Other | 0.00037892
Ceiling Fixture | Linear Fluorescent | 48 | T-4 | 2 | 40 | Family Room | 121695 | Family Room | 0.00037892
Table | Incandescent |  | Standard A Lamp | 1 | 25 | Family Room | 121695 | Family Room | 0.00037892
Ceiling Fixture | Compact Fluorescent |  | A shape bulb | 3 | 22 | Laundry Room | 121696 | Laundry Room | 0.00037892
Track | Halogen |  | MR | 3 | 50 | Laundry Room | 121696 | Laundry Room | 0.00037892
Recessed Can | Compact Fluorescent |  | Twist | 1 | 15 | Hall | 121697 | Hall | 0.00037892
Ceiling Fixture | Compact Fluorescent |  | Twist | 1 | 15 | Hall | 121698 | Hall | 0.00037892
Ceiling Fixture | Incandescent |  | Standard A Lamp | 1 | 60 | Hall | 121698 | Hall | 0.00037892
Wall Mount | Halogen |  | MR | 3 | 30 | Hall | 121698 | Hall | 0.00037892
Ceiling Fixture | Incandescent |  | Standard A Lamp | 1 | 60 | Bedroom | 121699 | Bedroom | 0.00037892
Ceiling Fixture | Compact Fluorescent |  | Twist | 1 | 15 | Bedroom | 121699 | Bedroom | 0.00037892
Table | Incandescent |  | Standard A Lamp | 1 | 60 | Bedroom | 121699 | Bedroom | 0.00037892
Ceiling Fixture | Incandescent |  | Standard A Lamp | 2 | 60 | Hall | 1216910 | Hall | 0.00037892
Table | Incandescent |  | Standard A Lamp | 1 | 60 | Hall | 1216910 | Hall | 0.00037892
Ceiling Fixture | Incandescent |  | Standard A Lamp | 1 | 100 | Closet | 1216911 | Closet | 0.00037892
Wall Mount | Incandescent |  | Standard A Lamp | 2 | 100 | Bathroom | 1216912 | Bathroom | 0.00037892
Torchiere | Halogen |  | Quartz Tube | 1 | 150 | Office | 1216913 | Office | 0.00037892
Ceiling Fixture | Incandescent |  | Standard A Lamp | 1 | 60 | Office | 1216913 | Office | 0.00037892
Ceiling Fixture | Incandescent |  | Decorative | 2 | 60 | Master Bedroom | 1216914 | Master Bedroom | 0.00037892
Table | Incandescent |  | Decorative | 1 | 40 | Master Bedroom | 1216914 | Master Bedroom | 0.00037892
Table | Incandescent |  | Standard A Lamp | 1 | 60 | Master Bedroom | 1216914 | Master Bedroom | 0.00037892
Ceiling Fixture | Incandescent |  | Decorative | 2 | 60 | Living Room | 1216915 | Living Room | 0.00037892
Table | Incandescent |  | Standard A Lamp | 1 | 100 | Living Room | 1216915 | Living Room | 0.00037892
Table | Incandescent |  | Standard A Lamp | 1 | 75 | Living Room | 1216915 | Living Room | 0.00037892
Ceiling Fan | Incandescent |  | Standard A Lamp | 3 | 100 | Kitchen | 1216916 | Kitchen | 0.00037892
Ceiling Fixture | Incandescent |  | Standard A Lamp | 2 | 100 | Kitchen | 1216916 | Kitchen | 0.00037892
Table | Incandescent |  | Standard A Lamp | 1 | 60 | Kitchen | 1216916 | Kitchen | 0.00037892
Chandelier (Hanging) | Incandescent |  | Standard A Lamp | 2 | 40 | Dining Room | 121761 | Dining Room | 0.00037892
Chandelier (Hanging) | Incandescent |  | Mini base | 6 | 40 | Dining Room | 121761 | Dining Room | 0.00037892
Floor lamp | Compact Fluorescent |  | Straight Tube | 1 | 22 | Dining Room | 121761 | Dining Room | 0.00037892
Ceiling Fixture | Incandescent |  | Standard A Lamp | 1 | 75 | Hall | 121762 | Hall | 0.00037892
Recessed Can | Compact Fluorescent |  | Reflector | 1 | 14 | Family Room | 121763 | Family Room | 0.00037892
Recessed Can | Incandescent |  | Reflector | 1 | 40 | Family Room | 121763 | Family Room | 0.00037892
Floor lamp | Incandescent |  | Standard A Lamp | 4 | 40 | Bedroom | 121764 | Bedroom | 0.00037892
Ceiling Fixture | Compact Fluorescent |  | Twist | 1 | 15 | Bedroom | 121764 | Bedroom | 0.00037892
Ceiling Fixture | Incandescent |  | Standard A Lamp | 1 | 60 | Hall | 121765 | Hall | 0.00037892
Ceiling Fixture | Compact Fluorescent |  | A shape bulb | 2 | 7 | Kitchen | 121766 | Kitchen | 0.00037892
Recessed Can | Compact Fluorescent |  | Twist | 1 | 15 | Kitchen | 121766 | Kitchen | 0.00037892
Recessed Can | Incandescent |  | Reflector | 1 | 65 | Kitchen | 121766 | Kitchen | 0.00037892
Recessed Can | Halogen |  | MR | 1 | 50 | Kitchen | 121766 | Kitchen | 0.00037892
Low bay | Linear Fluorescent | 36 | T-12 | 1 | 20 | Kitchen | 121766 | Kitchen | 0.00037892
Other | Incandescent |  | Mini base | 2 | 30 | Kitchen | 121766 | Kitchen | 0.00037892
Ceiling Fixture | Compact Fluorescent |  | Twist | 1 | 15 | Laundry Room | 121767 | Laundry Room | 0.00037892
Wall Mount | Incandescent |  | Mini base | 1 | 40 | Living Room | 121768 | Living Room | 0.00037892
Floor lamp | Incandescent |  | 3-Way Incandescent | 1 | 70 | Living Room | 121768 | Living Room | 0.00037892
Ceiling Fixture | Compact Fluorescent |  | Twist | 2 | 15 | Living Room | 121768 | Living Room | 0.00037892
Wall Mount | Compact Fluorescent |  | Twist | 1 | 13 | Bathroom | 121769 | Bathroom | 0.00037892
Track | Halogen |  | MR | 3 | 50 | Master Bedroom | 1217610 | Master Bedroom | 0.00037892
Table | Compact Fluorescent |  | Twist | 1 | 13 | Master Bedroom | 1217610 | Master Bedroom | 0.00037892
Track | Halogen |  | MR | 5 | 50 | Bedroom | 1217611 | Bedroom | 0.00037892
Table | Compact Fluorescent |  | Twist | 1 | 15 | Bedroom | 1217611 | Bedroom | 0.00037892
Ceiling Fixture | Incandescent |  | Heat Lamp | 1 | 250 | Bathroom | 1217612 | Bathroom | 0.00037892
Wall Mount | Incandescent |  | Mini base | 3 | 40 | Bathroom | 1217612 | Bathroom | 0.00037892
Wall Mount | Incandescent |  | Mini base | 4 | 40 | Bathroom | 1217612 | Bathroom | 0.00037892
Ceiling Fixture | Compact Fluorescent |  | Twist | 2 | 15 | Bathroom | 1217612 | Bathroom | 0.00037892
Ceiling Fixture | Compact Fluorescent |  | Twist | 1 | 15 | Hall | 1217613 | Hall | 0.00037892
Wall Mount | Incandescent |  | Globe | 4 | 40 | Bathroom | 121831 | Bathroom | 0.0012318
Wall Mount | Incandescent |  | Globe | 4 | 60 | Bathroom | 121832 | Bathroom | 0.0012318
Ceiling Fixture | Incandescent |  | Reflector | 1 | 125 | Bathroom | 121832 | Bathroom | 0.0012318
Wall Mount | Incandescent |  | Globe | 6 | 40 | Bathroom | 121833 | Bathroom | 0.0012318
Ceiling Fixture | Incandescent |  | Heat Lamp | 1 | 120 | Bathroom | 121833 | Bathroom | 0.0012318
Recessed Can | Incandescent |  | Reflector | 1 | 65 | Bedroom | 121834 | Bedroom | 0.0012318
Table | Incandescent |  | Standard A Lamp | 1 | 40 | Bedroom | 121834 | Bedroom | 0.0012318
Ceiling Fixture | Incandescent |  | Standard A Lamp | 1 | 60 | Closet | 121835 | Closet | 0.0012318
Recessed Can | Halogen |  | PAR | 1 | 75 | Closet | 121836 | Closet | 0.0012318
Chandelier (Hanging) | Incandescent |  | Decorative | 4 | 40 | Dining Room | 121837 | Dining Room | 0.0012318
Wall Mount | Incandescent |  | Standard A Lamp | 1 | 60 | Dining Room | 121837 | Dining Room | 0.0012318
Ceiling Fixture | Incandescent |  | Standard A Lamp | 2 | 25 | Other | 121838 | Other | 0.0012318
Garage door opener | Incandescent |  | Globe | 1 | 60 | Garage | 121839 | Garage | 0.0012318
Ceiling Fixture | Incandescent |  | Standard A Lamp | 1 | 60 | Garage | 121839 | Garage | 0.0012318
Recessed Can | Incandescent |  | Reflector | 1 | 65 | Kitchen | 1218310 | Kitchen | 0.0012318
Recessed Can | Compact Fluorescent |  | Reflector | 1 | 23 | Kitchen | 1218310 | Kitchen | 0.0012318
Floor lamp | Incandescent |  | Standard A Lamp | 1 | 100 | Kitchen | 1218310 | Kitchen | 0.0012318
Floor lamp | Halogen |  | Other | 1 | 50 | Kitchen | 1218310 | Kitchen | 0.0012318
Recessed Can | Incandescent |  | Reflector | 1 | 65 | Living Room | 1218311 | Living Room | 0.0012318
Table | Incandescent |  | Standard A Lamp | 1 | 60 | Living Room | 1218311 | Living Room | 0.0012318
Table | Incandescent |  | Standard A Lamp | 1 | 100 | Living Room | 1218311 | Living Room | 0.0012318
Table | Incandescent |  | 3-Way Incandescent | 1 | 100 | Master Bedroom | 1218312 | Master Bedroom | 0.0012318
Table | Incandescent |  | Standard A Lamp | 1 | 100 | Master Bedroom | 1218312 | Master Bedroom | 0.0012318
Floor lamp | Incandescent |  | Standard A Lamp | 2 | 100 | Office | 1218313 | Office | 0.0012318
Table | Incandescent |  | Standard A Lamp | 1 | 60 | Office | 1218313 | Office | 0.0012318
Chandelier (Hanging) | Incandescent |  | Decorative | 3 | 25 | Other | 1218314 | Other | 0.0012318
Ceiling Fixture | Incandescent |  | Standard A Lamp | 2 | 75 | Dining Room | 121861 | Dining Room | 0.0012318
Ceiling Fixture | Incandescent |  | Standard A Lamp | 2 | 75 | Hall | 121862 | Hall | 0.0012318
Ceiling Fixture | Linear Fluorescent | 24 | T-12 | 1 | 15 | Closet | 121863 | Closet | 0.0012318
Ceiling Fixture | Incandescent |  | Standard A Lamp | 1 | 60 | Family Room | 121864 | Family Room | 0.0012318
Ceiling Fixture | Linear Fluorescent | 48 | T-12 | 2 | 40 | Family Room | 121864 | Family Room | 0.0012318
Floor lamp | Halogen |  | Quartz Tube | 1 | 300 | Family Room | 121864 | Family Room | 0.0012318
Wall Mount | Incandescent |  | Decorative | 3 | 40 | Bathroom | 121865 | Bathroom | 0.0012318
Ceiling Fan | Incandescent |  | Standard A Lamp | 1 | 40 | Bathroom | 121865 | Bathroom | 0.0012318
Ceiling Fixture | Linear Fluorescent | 48 | T-12 | 2 | 40 | Laundry Room | 121866 | Laundry Room | 0.0012318
Garage door opener | Incandescent |  | Standard A Lamp | 2 | 60 | Garage | 121867 | Garage | 0.0012318
Ceiling Fixture | Linear Fluorescent | 24 | T-12 | 2 | 25 | Garage | 121867 | Garage | 0.0012318
Recessed Can | Incandescent |  | Reflector | 1 | 75 | Kitchen | 121868 | Kitchen | 0.0012318
Ceiling Fixture | Incandescent |  | Standard A Lamp | 2 | 60 | Hall | 121869 | Hall | 0.0012318
Recessed Can | Incandescent |  | Reflector | 1 | 65 | Bathroom | 1218610 | Bathroom | 0.0012318
Recessed Can | Incandescent |  | Standard A Lamp | 1 | 65 | Bedroom | 1218611 | Bedroom | 0.0012318
Table | Incandescent |  | Clear | 1 | 65 | Bedroom | 1218611 | Bedroom | 0.0012318
Wall Mount | Incandescent |  | Standard A Lamp | 2 | 60 | Bathroom | 1218612 | Bathroom | 0.0012318
Recessed Can | Compact Fluorescent |  | Reflector | 1 | 19 | Bedroom | 1218613 | Bedroom | 0.0012318
Recessed Can | Incandescent |  | Reflector | 1 | 65 | Bedroom | 1218614 | Bedroom | 0.0012318
Floor lamp | Incandescent |  | Globe | 1 | 75 | Living Room | 1218615 | Living Room | 0.0012318
Wall Mount | Compact Fluorescent |  | Twist | 3 | 13 | Bathroom | 121901 | Bathroom | 0.0012318
Wall Mount | Compact Fluorescent |  | Twist | 3 | 23 | Bathroom | 121902 | Bathroom | 0.0012318
Recessed Can | Incandescent |  | Reflector | 1 | 65 | Bathroom | 121902 | Bathroom | 0.0012318
Recessed Can | Incandescent |  | Reflector | 1 | 65 | Bathroom | 121902 | Bathroom | 0.0012318
Wall Mount | Compact Fluorescent |  | Twist | 3 | 13 | Bathroom | 121903 | Bathroom | 0.0012318
Wall Mount | Compact Fluorescent |  | Twist | 4 | 13 | Bathroom | 121904 | Bathroom | 0.0012318
Recessed Can | Compact Fluorescent |  | Flood | 1 | 14 | Bathroom | 121904 | Bathroom | 0.0012318
Wall Mount | Compact Fluorescent |  | Twist | 3 | 13 | Bathroom | 121905 | Bathroom | 0.0012318
Ceiling Fixture | Incandescent |  | Standard A Lamp | 1 | 60 | Bathroom | 121905 | Bathroom | 0.0012318
Recessed Can | Incandescent |  | Reflector | 1 | 65 | Bedroom | 121906 | Bedroom | 0.0012318
Recessed Can | Compact Fluorescent |  | Flood | 1 | 14 | Bedroom | 121906 | Bedroom | 0.0012318
Recessed Can | Incandescent |  | Reflector | 1 | 65 | Bedroom | 121907 | Bedroom | 0.0012318
Recessed Can | Incandescent |  | Reflector | 1 | 65 | Bedroom | 121908 | Bedroom | 0.0012318
Table | Compact Fluorescent |  | Twist | 1 | 13 | Bedroom | 121908 | Bedroom | 0.0012318
Chandelier (Hanging) | Compact Fluorescent |  | Twist | 1 | 23 | Closet | 121909 | Closet | 0.0012318
Recessed Can | Compact Fluorescent |  | Flood | 1 | 14 | Other | 1219010 | Other | 0.0012318
Recessed Can | Incandescent |  | Reflector | 1 | 65 | Dining Room | 1219011 | Dining Room | 0.0012318
Chandelier (Hanging) | Compact Fluorescent |  | Twist | 2 | 13 | Dining Room | 1219011 | Dining Room | 0.0012318
Recessed Can | Incandescent |  | Reflector | 1 | 65 | Other | 1219012 | Other | 0.0012318
Recessed Can | Compact Fluorescent |  | Flood | 1 | 14 | Family Room | 1219013 | Family Room | 0.0012318
Table | Compact Fluorescent |  | Twist | 1 | 23 | Family Room | 1219013 | Family Room | 0.0012318
Table | Compact Fluorescent |  | Twist | 1 | 13 | Family Room | 1219013 | Family Room | 0.0012318
Ceiling Fixture | Linear Fluorescent | 48 | T-8 | 2 | 32 | Garage | 1219014 | Garage | 0.0012318
Garage door opener | Compact Fluorescent |  | Twist | 2 | 13 | Garage | 1219014 | Garage | 0.0012318
Recessed Can | Incandescent |  | Reflector | 1 | 65 | Bedroom | 1219015 | Bedroom | 0.0012318
Recessed Can | Incandescent |  | Reflector | 1 | 65 | Bedroom | 1219016 | Bedroom | 0.0012318
Recessed Can | Incandescent |  | Reflector | 1 | 65 | Hall | 1219017 | Hall | 0.0012318
Recessed Can | Compact Fluorescent |  | Flood | 1 | 14 | Hall | 1219018 | Hall | 0.0012318
Wall Mount | Incandescent |  | Standard A Lamp | 1 | 60 | Hall | 1219019 | Hall | 0.0012318
Ceiling Fixture | Compact Fluorescent |  | Twist | 1 | 13 | Kitchen | 1219020 | Kitchen | 0.0012318
Recessed Can | Incandescent |  | Reflector | 1 | 65 | Kitchen | 1219020 | Kitchen | 0.0012318
Other | Incandescent |  | Other | 3 | 40 | Kitchen | 1219020 | Kitchen | 0.0012318
Recessed Can | Compact Fluorescent |  | Flood | 1 | 14 | Laundry Room | 1219021 | Laundry Room | 0.0012318
Recessed Can | Incandescent |  | Reflector | 1 | 65 | Other | 1219022 | Other | 0.0012318
Recessed Can | Incandescent |  | Reflector | 1 | 65 | Master Bedroom | 1219023 | Master Bedroom | 0.0012318
Table | Compact Fluorescent |  | Twist | 1 | 13 | Master Bedroom | 1219023 | Master Bedroom | 0.0012318
Ceiling Fan | Incandescent |  | Standard A Lamp | 2 | 60 | Master Bedroom | 1219023 | Master Bedroom | 0.0012318
Ceiling Fixture | Compact Fluorescent |  | Twist | 2 | 13 | Other | 1219024 | Other | 0.0012318
Recessed Can | Incandescent |  | Reflector | 1 | 65 | Other | 1219025 | Other | 0.0012318
Ceiling Fixture | Compact Fluorescent |  | Twist | 1 | 23 | Office | 1219026 | Office | 0.0012318
Recessed Can | Incandescent |  | Reflector | 1 | 65 | Office | 1219026 | Office | 0.0012318
Recessed Can | Incandescent |  | Reflector | 1 | 65 | Other | 1219027 | Other | 0.0012318
Recessed Can | Incandescent |  | Reflector | 1 | 65 | Other | 1219028 | Other | 0.0012318
Ceiling Fixture | Compact Fluorescent |  | Twist | 1 | 15 | Hall | 121971 | Hall | 0.00037892
Ceiling Fixture | Compact Fluorescent |  | Twist | 1 | 22 | Other | 121972 | Other | 0.00037892
Ceiling Fixture | Compact Fluorescent |  | Twist | 1 | 15 | Other | 121972 | Other | 0.00037892
Ceiling Fixture | Linear Fluorescent | 48 | T-12 | 1 | 40 | Other | 121972 | Other | 0.00037892
Ceiling Fixture | Linear Fluorescent | 48 | T-12 | 2 | 40 | Other | 121972 | Other | 0.00037892
Wall Mount | Compact Fluorescent |  | Twist | 2 | 14 | Bathroom | 121973 | Bathroom | 0.00037892
Ceiling Fixture | Compact Fluorescent |  | Twist | 1 | 9 | Master Bedroom | 121974 | Master Bedroom | 0.00037892
Ceiling Fixture | Compact Fluorescent |  | Twist | 1 | 15 | Closet | 121975 | Closet | 0.00037892
Wall Mount | Compact Fluorescent |  | Twist | 1 | 18 | Closet | 121976 | Closet | 0.00037892
Recessed Can | Compact Fluorescent |  | Reflector | 1 | 15 | Kitchen | 121977 | Kitchen | 0.00037892
Chandelier (Hanging) | Compact Fluorescent |  | Twist | 1 | 15 | Kitchen | 121977 | Kitchen | 0.00037892
Other | Compact Fluorescent |  | Twist | 1 | 15 | Kitchen | 121977 | Kitchen | 0.00037892
Other | Linear Fluorescent | 18 | Fluorescent Unknown | 1 | 15 | Kitchen | 121977 | Kitchen | 0.00037892
Ceiling Fixture | Compact Fluorescent |  | A shape bulb | 1 | 14 | Living Room | 121978 | Living Room | 0.00037892
Floor lamp | Compact Fluorescent |  | Twist | 1 | 14 | Living Room | 121978 | Living Room | 0.00037892
Other | Compact Fluorescent |  | Twist | 1 | 14 | Living Room | 121978 | Living Room | 0.00037892
Ceiling Fixture | Compact Fluorescent |  | Twist | 1 | 15 | Closet | 1219710 | Closet | 0.00037892
Wall Mount | Incandescent |  | Standard A Lamp | 6 | 60 | Bathroom | 121991 | Bathroom | 0.00049795
Ceiling Fan | Incandescent |  | Standard A Lamp | 1 | 60 | Bathroom | 121991 | Bathroom | 0.00049795
Chandelier (Hanging) | Incandescent |  | Globe | 1 | 100 | Master Bedroom | 121992 | Master Bedroom | 0.00049795
Table | Incandescent |  | Decorative | 1 | 60 | Master Bedroom | 121992 | Master Bedroom | 0.00049795
Ceiling Fixture | Incandescent |  | Standard A Lamp | 1 | 60 | Closet | 121993 | Closet | 0.00049795
Chandelier (Hanging) | Incandescent |  | Standard A Lamp | 3 | 60 | Dining Room | 121994 | Dining Room | 0.00049795
Ceiling Fixture | Incandescent |  | Standard A Lamp | 1 | 60 | Hall | 121995 | Hall | 0.00049795
Wall Mount | Incandescent |  | Standard A Lamp | 1 | 75 | Garage | 121996 | Garage | 0.00049795
Wall Mount | Incandescent |  | Standard A Lamp | 1 | 75 | Garage | 121997 | Garage | 0.00049795
Garage door opener | Incandescent |  | Standard A Lamp | 1 | 15 | Garage | 121997 | Garage | 0.00049795
Ceiling Fixture | Compact Fluorescent |  | Twist | 1 | 23 | Garage | 121997 | Garage | 0.00049795
Track | Halogen |  | MR | 3 | 50 | Kitchen | 121998 | Kitchen | 0.00049795
Ceiling Fixture | Incandescent |  | Standard A Lamp | 1 | 60 | Laundry Room | 121999 | Laundry Room | 0.00049795
Ceiling Fan | Halogen |  | MR | 3 | 50 | Living Room | 1219910 | Living Room | 0.00049795
Table | Compact Fluorescent |  | Twist | 2 | 15 | Living Room | 1219910 | Living Room | 0.00049795
Recessed Can | Compact Fluorescent |  | Reflector | 1 | 15 | Family Room | 1219911 | Family Room | 0.00049795
Wall Mount | Incandescent |  | Clear | 3 | 40 | Bathroom | 122031 | Bathroom | 0.00037892
Ceiling Fixture | Compact Fluorescent |  | Twist | 2 | 15 | Bedroom | 122032 | Bedroom | 0.00037892
Floor lamp | Compact Fluorescent |  | Twist | 1 | 15 | Bedroom | 122032 | Bedroom | 0.00037892
Ceiling Fixture | Incandescent |  | Standard A Lamp | 1 | 60 | Hall | 122033 | Hall | 0.00037892
Chandelier (Hanging) | Compact Fluorescent |  | Twist | 1 | 15 | Dining Room | 122034 | Dining Room | 0.00037892
Table | Compact Fluorescent |  | Twist | 1 | 15 | Dining Room | 122034 | Dining Room | 0.00037892
Ceiling Fixture | Compact Fluorescent |  | Twist | 2 | 15 | Family Room | 122035 | Family Room | 0.00037892
Track | Halogen |  | MR | 3 | 50 | Kitchen | 122036 | Kitchen | 0.00037892
Ceiling Fan | Compact Fluorescent |  | Twist | 1 | 15 | Living Room | 122037 | Living Room | 0.00037892
Table | Compact Fluorescent |  | Twist | 1 | 15 | Living Room | 122037 | Living Room | 0.00037892
Chandelier (Hanging) | Incandescent |  | Mini base | 6 | 25 | Other | 122038 | Other | 0.00037892
Ceiling Fixture | Compact Fluorescent |  | Twist | 2 | 15 | Office | 122039 | Office | 0.00037892
Table | Compact Fluorescent |  | Twist | 1 | 15 | Office | 122039 | Office | 0.00037892
Ceiling Fixture | Compact Fluorescent |  | Twist | 2 | 15 | Bedroom | 1220311 | Bedroom | 0.00037892
Track | Halogen |  | MR | 5 | 30 | Master Bedroom | 1220312 | Master Bedroom | 0.00037892
Wall Mount | Incandescent |  | Standard A Lamp | 1 | 60 | Bathroom | 122071 | Bathroom | 0.0012318
Chandelier (Hanging) | Incandescent |  | Globe | 1 | 60 | Dining Room | 122072 | Dining Room | 0.0012318
Ceiling Fixture | Linear Fluorescent | 48 | T-12 | 2 | 40 | Garage | 122073 | Garage | 0.0012318
Ceiling Fixture | Incandescent |  | Standard A Lamp | 1 | 60 | Garage | 122073 | Garage | 0.0012318
Ceiling Fixture | Incandescent |  | Standard A Lamp | 1 | 60 | Hall | 122074 | Hall | 0.0012318
Ceiling Fixture | Compact Fluorescent |  | Twist | 4 | 15 | Kitchen | 122075 | Kitchen | 0.0012318
Ceiling Fixture | Compact Fluorescent |  | Twist | 1 | 15 | Laundry Room | 122076 | Laundry Room | 0.0012318
Floor lamp | Compact Fluorescent |  | Twist | 1 | 15 | Living Room | 122077 | Living Room | 0.0012318
Wall Mount | Compact Fluorescent |  | Twist | 3 | 15 | Bathroom | 122078 | Bathroom | 0.0012318
Ceiling Fixture | Compact Fluorescent |  | Twist | 2 | 15 | Bedroom | 122079 | Bedroom | 0.0012318
Table | Incandescent |  | 3-Way Incandescent | 1 | 150 | Bedroom | 122079 | Bedroom | 0.0012318
Ceiling Fixture | Compact Fluorescent |  | Twist | 2 | 15 | Bedroom | 1220710 | Bedroom | 0.0012318
Ceiling Fixture | Compact Fluorescent |  | Twist | 1 | 15 | Hall | 1220711 | Hall | 0.0012318
Ceiling Fixture | Incandescent |  | Standard A Lamp | 2 | 60 | Master Bedroom | 1220712 | Master Bedroom | 0.0012318
Table | Incandescent |  | Decorative | 1 | 40 | Master Bedroom | 1220712 | Master Bedroom | 0.0012318
Track | Incandescent |  | Standard A Lamp | 1 | 60 | Living Room | 122131 | Living Room | 0.000364
Wall Mount | Incandescent |  | Standard A Lamp | 1 | 100 | Living Room | 122131 | Living Room | 0.000364
Floor lamp | Incandescent |  | Standard A Lamp | 1 | 100 | Living Room | 122131 | Living Room | 0.000364
Ceiling Fixture | Incandescent |  | Standard A Lamp | 1 | 40 | Hall | 122132 | Hall | 0.000364
Ceiling Fixture | Linear Fluorescent | 24 | T-12 | 4 | 32 | Kitchen | 122133 | Kitchen | 0.000364
Ceiling Fixture | Incandescent |  | Standard A Lamp | 1 | 40 | Kitchen | 122133 | Kitchen | 0.000364
Chandelier (Hanging) | Incandescent |  | Standard A Lamp | 5 | 60 | Dining Room | 122134 | Dining Room | 0.000364
Recessed Can | Incandescent |  | Reflector | 1 | 60 | Dining Room | 122134 | Dining Room | 0.000364
Wall Mount | Incandescent |  | Standard A Lamp | 1 | 60 | Dining Room | 122134 | Dining Room | 0.000364
Ceiling Fixture | Incandescent |  | Standard A Lamp | 2 | 40 | Hall | 122135 | Hall | 0.000364
Wall Mount | Incandescent |  | Clear | 3 | 60 | Bathroom | 122136 | Bathroom | 0.000364
Table | Incandescent |  | Standard A Lamp | 1 | 40 | Bedroom | 122137 | Bedroom | 0.000364
Ceiling Fixture | Incandescent |  | Standard A Lamp | 2 | 75 | Bedroom | 122137 | Bedroom | 0.000364
Ceiling Fixture | Incandescent |  | Standard A Lamp | 2 | 60 | Bedroom | 122138 | Bedroom | 0.000364
Ceiling Fixture | Incandescent |  | Standard A Lamp | 1 | 60 | Garage | 122139 | Garage | 0.000364
Garage door opener | Incandescent |  | Standard A Lamp | 2 | 60 | Garage | 122139 | Garage | 0.000364
Wall Mount | Compact Fluorescent |  | Twist | 2 | 22 | Bathroom | 122141 | Bathroom | 0.0012318
Wall Mount | Compact Fluorescent |  | Twist | 2 | 15 | Bathroom | 122142 | Bathroom | 0.0012318
Ceiling Fixture | Compact Fluorescent |  | Twist | 1 | 15 | Master Bedroom | 122143 | Master Bedroom | 0.0012318
Ceiling Fixture | Incandescent |  | Standard A Lamp | 1 | 60 | Bedroom | 122144 | Bedroom | 0.0012318
Ceiling Fixture | Compact Fluorescent |  | Twist | 2 | 22 | Bedroom | 122145 | Bedroom | 0.0012318
Ceiling Fixture | Compact Fluorescent |  | Twist | 1 | 15 | Garage | 122146 | Garage | 0.0012318
Ceiling Fixture | Compact Fluorescent |  | Twist | 1 | 15 | Hall | 122147 | Hall | 0.0012318
Ceiling Fixture | Compact Fluorescent |  | Twist | 2 | 15 | Kitchen | 122148 | Kitchen | 0.0012318
Recessed - other | Compact Fluorescent |  | Twist | 1 | 15 | Kitchen | 122148 | Kitchen | 0.0012318
Table | Compact Fluorescent |  | Straight Tube | 1 | 15 | Living Room | 122149 | Living Room | 0.0012318
Ceiling Fixture | Compact Fluorescent |  | Twist | 2 | 15 | Dining Room | 1221410 | Dining Room | 0.0012318
Recessed Can | Incandescent |  | Reflector | 1 | 65 | Bathroom | 122151 | Bathroom | 0.00049795
Ceiling Fixture | Incandescent |  | Standard A Lamp | 2 | 60 | Bedroom | 122152 | Bedroom | 0.00049795
Table | Incandescent |  | 3-Way Incandescent | 1 | 150 | Bedroom | 122152 | Bedroom | 0.00049795
Chandelier (Hanging) | Incandescent |  | Standard A Lamp | 4 | 60 | Dining Room | 122153 | Dining Room | 0.00049795
Architectural | Incandescent |  | Standard A Lamp | 1 | 60 | Garage | 122154 | Garage | 0.00049795
Garage door opener | Incandescent |  | Standard A Lamp | 1 | 40 | Garage | 122154 | Garage | 0.00049795
Ceiling Fixture | Incandescent |  | Standard A Lamp | 1 | 60 | Hall | 122155 | Hall | 0.00049795
Ceiling Fixture | Incandescent |  | Standard A Lamp | 1 | 60 | Hall | 122156 | Hall | 0.00049795
Ceiling Fixture | Incandescent |  | Standard A Lamp | 2 | 60 | Kitchen | 122157 | Kitchen | 0.00049795
Recessed Can | Incandescent |  | Reflector | 1 | 65 | Kitchen | 122157 | Kitchen | 0.00049795
Ceiling Fixture | Incandescent |  | Standard A Lamp | 1 | 60 | Laundry Room | 122158 | Laundry Room | 0.00049795
Table | Incandescent |  | Decorative | 2 | 40 | Living Room | 122159 | Living Room | 0.00049795
Table | Incandescent |  | Standard A Lamp | 1 | 60 | Living Room | 122159 | Living Room | 0.00049795
Floor lamp | Incandescent |  | Standard A Lamp | 1 | 60 | Living Room | 122159 | Living Room | 0.00049795
Ceiling Fixture | Incandescent |  | Standard A Lamp | 1 | 60 | Master Bedroom | 1221510 | Master Bedroom | 0.00049795
Other | Incandescent |  | Mini base | 1 | 40 | Master Bedroom | 1221510 | Master Bedroom | 0.00049795
Table | Incandescent |  | Standard A Lamp | 2 | 60 | Master Bedroom | 1221510 | Master Bedroom | 0.00049795
Ceiling Fixture | Incandescent |  | Standard A Lamp | 1 | 60 | Other | 122261 | Other | 0.0017229
Ceiling Fixture | Incandescent |  | Standard A Lamp | 1 | 60 | Bathroom | 122262 | Bathroom | 0.0017229
Wall Mount | Incandescent |  | Globe | 6 | 40 | Bathroom | 122262 | Bathroom | 0.0017229
Ceiling Fixture | Incandescent |  | Standard A Lamp | 4 | 60 | Bathroom | 122263 | Bathroom | 0.0017229
Wall Mount | Incandescent |  | Standard A Lamp | 4 | 75 | Bathroom | 122263 | Bathroom | 0.0017229
Ceiling Fixture | Incandescent |  | Standard A Lamp | 1 | 60 | Bathroom | 122264 | Bathroom | 0.0017229
Wall Mount | Incandescent |  | Globe | 6 | 40 | Bathroom | 122264 | Bathroom | 0.0017229
Wall Mount | Compact Fluorescent |  | Twist | 3 | 15 | Bathroom | 122265 | Bathroom | 0.0017229
Table | Incandescent |  | Standard A Lamp | 1 | 60 | Bedroom | 122266 | Bedroom | 0.0017229
Ceiling Fan | Incandescent |  | Standard A Lamp | 3 | 60 | Bedroom | 122266 | Bedroom | 0.0017229
Ceiling Fan | Incandescent |  | Standard A Lamp | 2 | 60 | Bedroom | 122267 | Bedroom | 0.0017229
Floor lamp | Incandescent |  | Standard A Lamp | 5 | 60 | Bedroom | 122267 | Bedroom | 0.0017229
Table | Incandescent |  | Standard A Lamp | 1 | 60 | Bedroom | 122268 | Bedroom | 0.0017229
Ceiling Fan | Incandescent |  | Standard A Lamp | 2 | 60 | Bedroom | 122268 | Bedroom | 0.0017229
Ceiling Fan | Incandescent |  | Standard A Lamp | 2 | 60 | Bedroom | 122269 | Bedroom | 0.0017229
Table | Incandescent |  | Standard A Lamp | 1 | 60 | Bedroom | 122269 | Bedroom | 0.0017229
Ceiling Fixture | Incandescent |  | Standard A Lamp | 2 | 60 | Bedroom | 1222610 | Bedroom | 0.0017229
Table | Incandescent |  | Standard A Lamp | 1 | 60 | Bedroom | 1222610 | Bedroom | 0.0017229
Ceiling Fixture | Incandescent |  | Standard A Lamp | 2 | 60 | Bedroom | 1222611 | Bedroom | 0.0017229
Ceiling Fixture | Incandescent |  | Standard A Lamp | 1 | 60 | Bedroom | 1222611 | Bedroom | 0.0017229
Ceiling Fixture | Compact Fluorescent |  | Twist | 2 | 15 | Other | 1222612 | Other | 0.0017229
Ceiling Fixture | Incandescent |  | Standard A Lamp | 2 | 60 | Closet | 1222613 | Closet | 0.0017229
Ceiling Fixture | Incandescent |  | Standard A Lamp | 1 | 60 | Closet | 1222614 | Closet | 0.0017229
Table | Incandescent |  | Standard A Lamp | 4 | 60 | Family Room | 1222615 | Family Room | 0.0017229
Recessed Can | Incandescent |  | Reflector | 1 | 40 | Family Room | 1222615 | Family Room | 0.0017229
Ceiling Fan | Incandescent |  | Standard A Lamp | 3 | 60 | Family Room | 1222615 | Family Room | 0.0017229
Ceiling Fixture | Incandescent |  | Standard A Lamp | 1 | 60 | Other | 1222616 | Other | 0.0017229
Ceiling Fan | Incandescent |  | Standard A Lamp | 2 | 60 | Other | 1222616 | Other | 0.0017229
Recessed Can | Incandescent |  | Reflector | 1 | 60 | Other | 1222616 | Other | 0.0017229
Floor lamp | Incandescent |  | Standard A Lamp | 3 | 60 | Other | 1222616 | Other | 0.0017229
Floor lamp | Incandescent |  | Standard A Lamp | 3 | 60 | Other | 1222616 | Other | 0.0017229
Ceiling Fixture | Linear Fluorescent | 48 | T-12 | 4 | 40 | Garage | 1222617 | Garage | 0.0017229
Ceiling Fixture | Linear Fluorescent | 48 | T-12 | 2 | 40 | Garage | 1222617 | Garage | 0.0017229
Garage door opener | Incandescent |  | Standard A Lamp | 2 | 60 | Garage | 1222617 | Garage | 0.0017229
Recessed Can | Incandescent |  | Reflector | 1 | 60 | Hall | 1222618 | Hall | 0.0017229
Table | Compact Fluorescent |  | Twist | 1 | 15 | Hall | 1222618 | Hall | 0.0017229
Chandelier (Hanging) | Incandescent |  | Standard A Lamp | 1 | 60 | Hall | 1222618 | Hall | 0.0017229
Recessed Can | Incandescent |  | Standard A Lamp | 1 | 60 | Hall | 1222618 | Hall | 0.0017229
Ceiling Fixture | Incandescent |  | Standard A Lamp | 1 | 60 | Hall | 1222618 | Hall | 0.0017229
Recessed Can | Compact Fluorescent |  | Reflector | 1 | 22 | Kitchen | 1222619 | Kitchen | 0.0017229
Chandelier (Hanging) | Incandescent |  | Standard A Lamp | 5 | 60 | Kitchen | 1222619 | Kitchen | 0.0017229
Track | Halogen |  | PAR | 3 | 50 | Kitchen | 1222619 | Kitchen | 0.0017229
Recessed - other | Linear Fluorescent | 24 | T-12 | 1 | 32 | Kitchen | 1222619 | Kitchen | 0.0017229
Ceiling Fixture | Incandescent |  | Standard A Lamp | 1 | 60 | Laundry Room | 1222620 | Laundry Room | 0.0017229
Chandelier (Hanging) | Incandescent |  | Reflector | 8 | 40 | Living Room | 1222621 | Living Room | 0.0017229
Floor lamp | Incandescent |  | Standard A Lamp | 3 | 60 | Living Room | 1222621 | Living Room | 0.0017229
Table | Incandescent |  | Standard A Lamp | 1 | 60 | Living Room | 1222621 | Living Room | 0.0017229
Recessed Can | Incandescent |  | Reflector | 1 | 60 | Living Room | 1222621 | Living Room | 0.0017229
Ceiling Fixture | Incandescent |  | Standard A Lamp | 1 | 60 | Closet | 1222622 | Closet | 0.0017229
Chandelier (Hanging) | Incandescent |  | Globe | 3 | 40 | Bathroom | 122291 | Bathroom | 0.00037892
Ceiling Fan | Incandescent |  | Standard A Lamp | 1 | 60 | Bathroom | 122292 | Bathroom | 0.00037892
Wall Mount | Compact Fluorescent |  | Twist | 4 | 15 | Bathroom | 122292 | Bathroom | 0.00037892
Ceiling Fixture | Compact Fluorescent |  | Twist | 1 | 22 | Bedroom | 122293 | Bedroom | 0.00037892
Chandelier (Hanging) | Incandescent |  | Standard A Lamp | 1 | 25 | Dining Room | 122294 | Dining Room | 0.00037892
Ceiling Fixture | Compact Fluorescent |  | Twist | 1 | 15 | Family Room | 122295 | Family Room | 0.00037892
Ceiling Fixture | Incandescent |  | Standard A Lamp | 1 | 60 | Hall | 122296 | Hall | 0.00037892
Recessed Can | Incandescent |  | Reflector | 1 | 65 | Kitchen | 122297 | Kitchen | 0.00037892
Ceiling Fixture | Incandescent |  | Standard A Lamp | 1 | 60 | Kitchen | 122297 | Kitchen | 0.00037892
Ceiling Fixture | Linear Fluorescent | 25 | T-4 | 1 | 16 | Laundry Room | 122298 | Laundry Room | 0.00037892
Architectural | Incandescent |  | Standard A Lamp | 3 | 60 | Living Room | 122299 | Living Room | 0.00037892
Ceiling Fixture | Incandescent |  | Standard A Lamp | 1 | 60 | Master Bedroom | 1222910 | Master Bedroom | 0.00037892
Ceiling Fixture | Incandescent |  | Standard A Lamp | 1 | 60 | Office | 1222911 | Office | 0.00037892
Wall Mount | Incandescent |  | Standard A Lamp | 3 | 60 | Bathroom | 122301 | Bathroom | 0.0017229
Ceiling Fixture | Incandescent |  | Standard A Lamp | 1 | 40 | Bathroom | 122301 | Bathroom | 0.0017229
Wall Mount | Compact Fluorescent |  | Twist | 3 | 13 | Bathroom | 122302 | Bathroom | 0.0017229
Other | Halogen |  | PAR | 1 | 100 | Bedroom | 122303 | Bedroom | 0.0017229
Ceiling Fixture | Incandescent |  | Standard A Lamp | 2 | 60 | Bedroom | 122303 | Bedroom | 0.0017229
Floor lamp | Incandescent |  | Standard A Lamp | 1 | 60 | Bedroom | 122303 | Bedroom | 0.0017229
Wall Mount | Compact Fluorescent |  | Twist | 1 | 13 | Hall | 122304 | Hall | 0.0017229
Ceiling Fixture | Incandescent |  | Standard A Lamp | 1 | 60 | Hall | 122304 | Hall | 0.0017229
Ceiling Fan | Compact Fluorescent |  | Twist | 2 | 27 | Other | 122305 | Other | 0.0017229
Ceiling Fixture | Incandescent |  | Standard A Lamp | 1 | 60 | Family Room | 122306 | Family Room | 0.0017229
Floor lamp | Incandescent |  | Standard A Lamp | 1 | 75 | Family Room | 122306 | Family Room | 0.0017229
Floor lamp | Incandescent |  | Reflector | 1 | 25 | Family Room | 122306 | Family Room | 0.0017229
Ceiling Fixture | Incandescent |  | Reflector | 1 | 65 | Garage | 122307 | Garage | 0.0017229
Recessed Can | Compact Fluorescent |  | Twist | 1 | 13 | Kitchen | 122308 | Kitchen | 0.0017229
Chandelier (Hanging) | Incandescent |  | Standard A Lamp | 5 | 40 | Kitchen | 122308 | Kitchen | 0.0017229
Ceiling Fixture | Incandescent |  | Standard A Lamp | 1 | 40 | Kitchen | 122308 | Kitchen | 0.0017229
Ceiling Fixture | Incandescent |  | Standard A Lamp | 1 | 13 | Laundry Room | 122309 | Laundry Room | 0.0017229
Floor lamp | Compact Fluorescent |  | Twist | 1 | 27 | Living Room | 1223010 | Living Room | 0.0017229
Floor lamp | Compact Fluorescent |  | Circline (Screw Base) | 2 | 22 | Living Room | 1223010 | Living Room | 0.0017229
Floor lamp | Incandescent |  | Standard A Lamp | 1 | 75 | Living Room | 1223010 | Living Room | 0.0017229
Wall Mount | Incandescent |  | Standard A Lamp | 3 | 60 | Bathroom | 1223011 | Bathroom | 0.0017229
Ceiling Fan | Incandescent |  | Decorative | 3 | 40 | Master Bedroom | 1223012 | Master Bedroom | 0.0017229
Floor lamp | Incandescent |  | Standard A Lamp | 2 | 40 | Master Bedroom | 1223012 | Master Bedroom | 0.0017229
Floor lamp | Compact Fluorescent |  | Twist | 1 | 13 | Master Bedroom | 1223012 | Master Bedroom | 0.0017229
Floor lamp | Incandescent |  | Mini base | 1 | 40 | Office | 1223013 | Office | 0.0017229
Ceiling Fan | Compact Fluorescent |  | Twist | 3 | 9 | Office | 1223013 | Office | 0.0017229
Floor lamp | Compact Fluorescent |  | Circline (Screw Base) | 1 | 22 | Office | 1223013 | Office | 0.0017229
Floor lamp | Compact Fluorescent |  | Twist | 1 | 13 | Office | 1223013 | Office | 0.0017229
Ceiling Fixture | Incandescent |  | Standard A Lamp | 2 | 60 | Office | 1223014 | Office | 0.0017229
Recessed Can | Incandescent |  | Reflector | 1 | 65 | Hall | 1223015 | Hall | 0.0017229
Ceiling Fixture | Incandescent |  | Standard A Lamp | 1 | 60 | Other | 122321 | Other | 0.00029524
Wall Mount | Incandescent |  | Standard A Lamp | 4 | 40 | Bathroom | 122322 | Bathroom | 0.00029524
Wall Mount | Incandescent |  | Globe | 3 | 40 | Bathroom | 122323 | Bathroom | 0.00029524
Ceiling Fixture | Incandescent |  | Other | 1 | 250 | Bathroom | 122323 | Bathroom | 0.00029524
Ceiling Fixture | Incandescent |  | Standard A Lamp | 1 | 100 | Bathroom | 122324 | Bathroom | 0.00029524
Ceiling Fixture | Incandescent |  | Standard A Lamp | 1 | 75 | Bathroom | 122324 | Bathroom | 0.00029524
Wall Mount | Incandescent |  | Standard A Lamp | 2 | 65 | Bathroom | 122324 | Bathroom | 0.00029524
Ceiling Fixture | Incandescent |  | Standard A Lamp | 2 | 60 | Bedroom | 122325 | Bedroom | 0.00029524
Wall Mount | Compact Fluorescent |  | Twist | 1 | 15 | Bedroom | 122326 | Bedroom | 0.00029524
Table | Incandescent |  | Standard A Lamp | 1 | 60 | Bedroom | 122326 | Bedroom | 0.00029524
Table | Incandescent |  | Standard A Lamp | 1 | 60 | Bedroom | 122326 | Bedroom | 0.00029524
Wall Mount | Incandescent |  | Standard A Lamp | 1 | 75 | Closet | 122327 | Closet | 0.00029524
Ceiling Fixture | Compact Fluorescent |  | Twist | 2 | 22 | Dining Room | 122328 | Dining Room | 0.00029524
Ceiling Fixture | Incandescent |  | Standard A Lamp | 1 | 60 | Hall | 122329 | Hall | 0.00029524
Ceiling Fixture | Compact Fluorescent |  | Twist | 2 | 15 | Kitchen | 1223210 | Kitchen | 0.00029524
Ceiling Fixture | Compact Fluorescent |  | Twist | 1 | 15 | Kitchen | 1223210 | Kitchen | 0.00029524
Ceiling Fixture | Linear Fluorescent | 48 | T-8 | 2 | 32 | Kitchen | 1223211 | Kitchen | 0.00029524
Ceiling Fixture | Incandescent |  | Standard A Lamp | 1 | 60 | Kitchen | 1223211 | Kitchen | 0.00029524
Track | Halogen |  | Other | 8 | 30 | Family Room | 1223212 | Family Room | 0.00029524
Wall Mount | Compact Fluorescent |  | Twist | 1 | 15 | Family Room | 1223212 | Family Room | 0.00029524
Floor lamp | Incandescent |  | Standard A Lamp | 5 | 40 | Family Room | 1223212 | Family Room | 0.00029524
Track | Halogen |  | Other | 3 | 30 | Family Room | 1223212 | Family Room | 0.00029524
Ceiling Fixture | Compact Fluorescent |  | Twist | 1 | 15 | Family Room | 1223212 | Family Room | 0.00029524
Table | Incandescent |  | Standard A Lamp | 1 | 60 | Family Room | 1223212 | Family Room | 0.00029524
Ceiling Fixture | Incandescent |  | Standard A Lamp | 1 | 60 | Family Room | 1223212 | Family Room | 0.00029524
Wall Mount | Incandescent |  | Standard A Lamp | 1 | 75 | Bathroom | 1223213 | Bathroom | 0.00029524
Track | Compact Fluorescent |  | Twist | 1 | 22 | Master Bedroom | 1223214 | Master Bedroom | 0.00029524
Wall Mount | Compact Fluorescent |  | Straight Tube | 1 | 15 | Master Bedroom | 1223214 | Master Bedroom | 0.00029524
Wall Mount | Incandescent |  | Standard A Lamp | 1 | 60 | Master Bedroom | 1223214 | Master Bedroom | 0.00029524
Table | Compact Fluorescent |  | Twist | 1 | 22 | Master Bedroom | 1223214 | Master Bedroom | 0.00029524
Wall Mount | Incandescent |  | Standard A Lamp | 1 | 40 | Closet | 1223215 | Closet | 0.00029524
Chandelier (Hanging) | Compact Fluorescent |  | Twist | 1 | 22 | Closet | 1223215 | Closet | 0.00029524
Ceiling Fixture | Linear Fluorescent | 48 | T-12 | 2 | 40 | Office | 1223216 | Office | 0.00029524
Ceiling Fixture | Incandescent |  | Standard A Lamp | 1 | 100 | Office | 1223216 | Office | 0.00029524
Table | Incandescent |  | Standard A Lamp | 1 | 60 | Office | 1223216 | Office | 0.00029524
Ceiling Fixture | Compact Fluorescent |  | Twist | 1 | 15 | Hall | 1223217 | Hall | 0.00029524
Wall Mount | Compact Fluorescent |  | Twist | 1 | 15 | Hall | 1223218 | Hall | 0.00029524
Ceiling Fixture | Incandescent |  | Standard A Lamp | 1 | 60 | Other | 1223219 | Other | 0.00029524
Ceiling Fixture | Linear Fluorescent | 48 | T-8 | 2 | 20 | Other | 1223220 | Other | 0.00029524
Ceiling Fixture | Compact Fluorescent |  | Pin base | 1 | 30 | Family Room | 122421 | Family Room | 0.00037892
Table | Compact Fluorescent |  | Twist | 1 | 13 | Family Room | 122421 | Family Room | 0.00037892
Floor lamp | Incandescent |  | Standard A Lamp | 1 | 100 | Family Room | 122421 | Family Room | 0.00037892
Recessed Can | Compact Fluorescent |  | Twist | 1 | 13 | Family Room | 122421 | Family Room | 0.00037892
Table | Compact Fluorescent |  | Twist | 1 | 13 | Family Room | 122421 | Family Room | 0.00037892
Wall Mount | Incandescent |  | Mini base | 8 | 40 | Bathroom | 122422 | Bathroom | 0.00037892
Ceiling Fixture | Incandescent |  | Heat Lamp | 2 | 15 | Bathroom | 122422 | Bathroom | 0.00037892
Table | Compact Fluorescent |  | Twist | 1 | 13 | Bedroom | 122423 | Bedroom | 0.00037892
Floor lamp | Incandescent |  | Standard A Lamp | 5 | 60 | Bedroom | 122423 | Bedroom | 0.00037892
Ceiling Fixture | Compact Fluorescent |  | Twist | 1 | 15 | Bedroom | 122423 | Bedroom | 0.00037892
Table | Compact Fluorescent |  | Mini base | 1 | 7 | Bedroom | 122424 | Bedroom | 0.00037892
Wall Mount | Compact Fluorescent |  | Twist | 1 | 13 | Bedroom | 122424 | Bedroom | 0.00037892
Table | Compact Fluorescent |  | Twist | 1 | 13 | Bedroom | 122425 | Bedroom | 0.00037892
Ceiling Fixture | Compact Fluorescent |  | Twist | 2 | 13 | Bedroom | 122425 | Bedroom | 0.00037892
Ceiling Fixture | Compact Fluorescent |  | Twist | 1 | 15 | Closet | 122426 | Closet | 0.00037892
Ceiling Fixture | Incandescent |  | Standard A Lamp | 1 | 60 | Dining Room | 122427 | Dining Room | 0.00037892
Floor lamp | Compact Fluorescent |  | Twist | 1 | 14 | Dining Room | 122427 | Dining Room | 0.00037892
Ceiling Fixture | Incandescent |  | Standard A Lamp | 1 | 100 | Kitchen | 122428 | Kitchen | 0.00037892
Ceiling Fixture | Incandescent |  | Clear | 3 | 25 | Kitchen | 122429 | Kitchen | 0.00037892
Ceiling Fixture | Compact Fluorescent |  | Pin base | 2 | 22 | Kitchen | 122429 | Kitchen | 0.00037892
Ceiling Fixture | Compact Fluorescent |  | Twist | 1 | 13 | Kitchen | 122429 | Kitchen | 0.00037892
Ceiling Fixture | Compact Fluorescent |  | Pin base | 1 | 30 | Kitchen | 122429 | Kitchen | 0.00037892
Ceiling Fixture | Compact Fluorescent |  | Twist | 1 | 15 | Closet | 1224210 | Closet | 0.00037892
Floor lamp | Compact Fluorescent |  | Twist | 1 | 13 | Living Room | 1224211 | Living Room | 0.00037892
Wall Mount | Compact Fluorescent |  | Twist | 2 | 13 | Living Room | 1224211 | Living Room | 0.00037892
Recessed Can | Compact Fluorescent |  | Twist | 1 | 13 | Living Room | 1224211 | Living Room | 0.00037892
Recessed - other | Compact Fluorescent |  | Twist | 1 | 13 | Living Room | 1224211 | Living Room | 0.00037892
Table | Incandescent |  | Decorative | 1 | 60 | Living Room | 1224211 | Living Room | 0.00037892
Ceiling Fixture | Incandescent |  | Heat Lamp | 2 | 60 | Bathroom | 1224212 | Bathroom | 0.00037892
Wall Mount | Compact Fluorescent |  | Twist | 3 | 13 | Bathroom | 1224212 | Bathroom | 0.00037892
Chandelier (Hanging) | Compact Fluorescent |  | Twist | 1 | 13 | Other | 1224213 | Other | 0.00037892
Wall Mount | Incandescent |  | Standard A Lamp | 1 | 40 | Hall | 122471 | Hall | 0.00049795
Ceiling Fixture | Compact Fluorescent |  | Twist | 2 | 15 | Bathroom | 122472 | Bathroom | 0.00049795
Wall Mount | Compact Fluorescent |  | Twist | 1 | 15 | Bathroom | 122472 | Bathroom | 0.00049795
Wall Mount | Incandescent |  | Standard A Lamp | 1 | 40 | Bathroom | 122472 | Bathroom | 0.00049795
Wall Mount | Incandescent |  | Decorative | 1 | 60 | Bathroom | 122472 | Bathroom | 0.00049795
Ceiling Fan | Incandescent |  | Standard A Lamp | 3 | 40 | Master Bedroom | 122473 | Master Bedroom | 0.00049795
Wall Mount | Incandescent |  | Standard A Lamp | 1 | 40 | Master Bedroom | 122473 | Master Bedroom | 0.00049795
Ceiling Fixture | Incandescent |  | Standard A Lamp | 1 | 40 | Closet | 122474 | Closet | 0.00049795
Ceiling Fixture | Incandescent |  | Standard A Lamp | 1 | 60 | Bedroom | 122475 | Bedroom | 0.00049795
Table | Incandescent |  | Mini base | 1 | 25 | Bedroom | 122475 | Bedroom | 0.00049795
Table | Compact Fluorescent |  | Twist | 1 | 15 | Bedroom | 122475 | Bedroom | 0.00049795
Wall Mount | Incandescent |  | Standard A Lamp | 1 | 40 | Bedroom | 122475 | Bedroom | 0.00049795
Wall Mount | Incandescent |  | Standard A Lamp | 1 | 40 | Bedroom | 122475 | Bedroom | 0.00049795
Ceiling Fixture | Incandescent |  | Standard A Lamp | 1 | 40 | Bathroom | 122476 | Bathroom | 0.00049795
Wall Mount | Incandescent |  | Mini base | 4 | 25 | Bathroom | 122476 | Bathroom | 0.00049795
Wall Mount | Incandescent |  | Standard A Lamp | 1 | 60 | Closet | 122477 | Closet | 0.00049795
Ceiling Fixture | Incandescent |  | Standard A Lamp | 1 | 60 | Closet | 122478 | Closet | 0.00049795
Ceiling Fixture | Linear Fluorescent | 48 | T-12 | 2 | 40 | Dining Room | 122479 | Dining Room | 0.00049795
Ceiling Fixture | Linear Fluorescent | 48 | T-12 | 2 | 40 | Garage | 1224710 | Garage | 0.00049795
Garage door opener | Incandescent |  | Standard A Lamp | 2 | 60 | Garage | 1224710 | Garage | 0.00049795
Ceiling Fixture | Incandescent |  | Standard A Lamp | 1 | 60 | Hall | 1224711 | Hall | 0.00049795
Ceiling Fixture | Linear Fluorescent | 48 | T-12 | 1 | 40 | Kitchen | 1224712 | Kitchen | 0.00049795
Ceiling Fixture | Linear Fluorescent | 24 | T-12 | 2 | 20 | Kitchen | 1224712 | Kitchen | 0.00049795
Ceiling Fixture | Linear Fluorescent | 24 | T-12 | 2 | 20 | Laundry Room | 1224713 | Laundry Room | 0.00049795
Table | Halogen |  | MR | 1 | 35 | Living Room | 1224714 | Living Room | 0.00049795
Torchiere | Halogen |  | Quartz Tube | 1 | 300 | Living Room | 1224714 | Living Room | 0.00049795
Table | Incandescent |  | Standard A Lamp | 1 | 40 | Living Room | 1224714 | Living Room | 0.00049795
Table | Incandescent |  | Decorative | 1 | 60 | Living Room | 1224714 | Living Room | 0.00049795
Table | Incandescent |  | Standard A Lamp | 1 | 60 | Living Room | 1224714 | Living Room | 0.00049795
Ceiling Fan | Incandescent |  | Decorative | 3 | 60 | Living Room | 1224714 | Living Room | 0.00049795
Ceiling Fixture | Halogen |  | MR | 3 | 35 | Living Room | 1224714 | Living Room | 0.00049795
Ceiling Fixture | Incandescent |  | Standard A Lamp | 3 | 40 | Office | 1224715 | Office | 0.00049795
Table | Incandescent |  | 3-Way Incandescent | 1 | 150 | Office | 1224715 | Office | 0.00049795
Wall Mount | Compact Fluorescent |  | Straight Tube | 1 | 11 | Office | 1224715 | Office | 0.00049795
Ceiling Fixture | Linear Fluorescent | 48 | T-12 | 2 | 40 | Other | 1224716 | Other | 0.00049795
Recessed - other | Halogen |  | Other | 1 | 35 | Other | 1224716 | Other | 0.00049795
Wall Mount | Incandescent |  | Standard A Lamp | 1 | 60 | Other | 1224716 | Other | 0.00049795
Wall Mount | Compact Fluorescent |  | Twist | 1 | 15 | Hall | 1224717 | Hall | 0.00049795
Wall Mount | Incandescent |  | Globe | 5 | 40 | Bathroom | 122551 | Bathroom | 0.00029524
Wall Mount | Incandescent |  | Standard A Lamp | 1 | 75 | Bathroom | 122552 | Bathroom | 0.00029524
Ceiling Fixture | Incandescent |  | Standard A Lamp | 2 | 40 | Bathroom | 122552 | Bathroom | 0.00029524
Ceiling Fixture | Incandescent |  | Standard A Lamp | 2 | 60 | Bedroom | 122553 | Bedroom | 0.00029524
Table | Compact Fluorescent |  | Twist | 1 | 15 | Bedroom | 122553 | Bedroom | 0.00029524
Ceiling Fixture | Incandescent |  | Standard A Lamp | 2 | 40 | Bedroom | 122554 | Bedroom | 0.00029524
Table | Incandescent |  | Standard A Lamp | 1 | 40 | Bedroom | 122554 | Bedroom | 0.00029524
Ceiling Fixture | Incandescent |  | Clear | 2 | 40 | Bedroom | 122555 | Bedroom | 0.00029524
Floor lamp | Incandescent |  | Standard A Lamp | 2 | 70 | Bedroom | 122555 | Bedroom | 0.00029524
Floor lamp | Compact Fluorescent |  | Twist | 1 | 15 | Bedroom | 122555 | Bedroom | 0.00029524
Ceiling Fixture | Incandescent |  | Standard A Lamp | 1 | 60 | Bedroom | 122556 | Bedroom | 0.00029524
Recessed Can | Incandescent |  | Clear | 1 | 40 | Bedroom | 122556 | Bedroom | 0.00029524
Ceiling Fixture | Incandescent |  | Decorative | 1 | 40 | Family Room | 122557 | Family Room | 0.00029524
Ceiling Fixture | Incandescent |  | Clear | 1 | 40 | Garage | 122558 | Garage | 0.00029524
Ceiling Fixture | Incandescent |  | Standard A Lamp | 1 | 60 | Hall | 122559 | Hall | 0.00029524
Ceiling Fixture | Compact Fluorescent |  | Twist | 2 | 15 | Kitchen | 1225510 | Kitchen | 0.00029524
Architectural | Compact Fluorescent |  | Twist | 1 | 15 | Kitchen | 1225510 | Kitchen | 0.00029524
Ceiling Fixture | Incandescent |  | Standard A Lamp | 1 | 40 | Laundry Room | 1225511 | Laundry Room | 0.00029524
Floor lamp | Incandescent |  | Standard A Lamp | 1 | 75 | Living Room | 1225512 | Living Room | 0.00029524
Recessed - other | Incandescent |  | Heat Lamp | 1 | 250 | Bathroom | 122631 | Bathroom | 0.00037892
Wall Mount | Compact Fluorescent |  | Twist | 4 | 15 | Bathroom | 122631 | Bathroom | 0.00037892
Ceiling Fan | Incandescent |  | Standard A Lamp | 1 | 75 | Bedroom | 122632 | Bedroom | 0.00037892
Ceiling Fixture | Compact Fluorescent |  | Twist | 1 | 22 | Hall | 122633 | Hall | 0.00037892
Recessed Can | Compact Fluorescent |  | Reflector | 1 | 22 | Kitchen | 122634 | Kitchen | 0.00037892
Recessed Can | Incandescent |  | Reflector | 1 | 65 | Kitchen | 122634 | Kitchen | 0.00037892
Floor lamp | Incandescent |  | Standard A Lamp | 1 | 250 | Family Room | 122635 | Family Room | 0.00037892
Table | Compact Fluorescent |  | Twist | 1 | 20 | Family Room | 122635 | Family Room | 0.00037892
Ceiling Fan | Compact Fluorescent |  | Twist | 1 | 15 | Master Bedroom | 122636 | Master Bedroom | 0.00037892
Table | Incandescent |  | Mini base | 1 | 25 | Master Bedroom | 122636 | Master Bedroom | 0.00037892
Wall Mount | Compact Fluorescent |  | Twist | 2 | 13 | Bathroom | 122641 | Bathroom | 0.000364
Recessed Can | Incandescent |  | Reflector | 1 | 65 | Bathroom | 122641 | Bathroom | 0.000364
Wall Mount | Incandescent |  | Clear | 3 | 60 | Bathroom | 122642 | Bathroom | 0.000364
Ceiling Fixture | Compact Fluorescent |  | Twist | 1 | 15 | Bathroom | 122642 | Bathroom | 0.000364
Wall Mount | Compact Fluorescent |  | Twist | 3 | 15 | Bathroom | 122643 | Bathroom | 0.000364
Ceiling Fixture | Incandescent |  | Standard A Lamp | 2 | 60 | Bedroom | 122644 | Bedroom | 0.000364
Table | Incandescent |  | Standard A Lamp | 1 | 55 | Bedroom | 122644 | Bedroom | 0.000364
Ceiling Fan | Incandescent |  | Clear | 1 | 60 | Other | 122645 | Other | 0.000364
Ceiling Fixture | Incandescent |  | Standard A Lamp | 1 | 60 | Closet | 122646 | Closet | 0.000364
Ceiling Fixture | Compact Fluorescent |  | Twist | 2 | 36 | Other | 122647 | Other | 0.000364
Chandelier (Hanging) | Incandescent |  | Standard A Lamp | 2 | 75 | Dining Room | 122648 | Dining Room | 0.000364
Table | Incandescent |  | Standard A Lamp | 1 | 100 | Family Room | 122649 | Family Room | 0.000364
Table | Compact Fluorescent |  | A shape bulb | 1 | 15 | Family Room | 122649 | Family Room | 0.000364
Torchiere | Halogen |  | Quartz Tube | 1 | 150 | Family Room | 122649 | Family Room | 0.000364
Ceiling Fixture | Incandescent |  | Standard A Lamp | 1 | 60 | Hall | 1226410 | Hall | 0.000364
Ceiling Fixture | Incandescent |  | Clear | 1 | 57 | Kitchen | 1226411 | Kitchen | 0.000364
Recessed Can | Incandescent |  | Reflector | 1 | 65 | Kitchen | 1226411 | Kitchen | 0.000364
Ceiling Fixture | Incandescent |  | Standard A Lamp | 2 | 57 | Kitchen | 1226411 | Kitchen | 0.000364
Ceiling Fixture | Incandescent |  | Standard A Lamp | 2 | 57 | Laundry Room | 1226412 | Laundry Room | 0.000364
Ceiling Fan | Compact Fluorescent |  | Twist | 4 | 15 | Master Bedroom | 1226413 | Master Bedroom | 0.000364
Table | Incandescent |  | Standard A Lamp | 1 | 100 | Master Bedroom | 1226413 | Master Bedroom | 0.000364
Ceiling Fixture | Incandescent |  | Standard A Lamp | 1 | 75 | Garage | 1226414 | Garage | 0.000364
Ceiling Fixture | Incandescent |  | Clear | 1 | 60 | Bathroom | 122661 | Bathroom | 0.0012318
Ceiling Fan | Incandescent |  | Standard A Lamp | 1 | 60 | Bedroom | 122662 | Bedroom | 0.0012318
Table | Incandescent |  | 3-Way Incandescent | 1 | 70 | Bedroom | 122662 | Bedroom | 0.0012318
Garage door opener | Compact Fluorescent |  | Twist | 2 | 13 | Garage | 122663 | Garage | 0.0012318
Ceiling Fixture | Compact Fluorescent |  | Twist | 1 | 13 | Garage | 122663 | Garage | 0.0012318
Other | Compact Fluorescent |  | Twist | 1 | 13 | Garage | 122663 | Garage | 0.0012318
Wall Mount | Incandescent |  | Standard A Lamp | 1 | 40 | Garage | 122663 | Garage | 0.0012318
Table | Incandescent |  | Standard A Lamp | 1 | 100 | Hall | 122664 | Hall | 0.0012318
Ceiling Fixture | Incandescent |  | Clear | 1 | 60 | Hall | 122665 | Hall | 0.0012318
Ceiling Fixture | Incandescent |  | Colored | 1 | 60 | Kitchen | 122666 | Kitchen | 0.0012318
Other | Halogen |  | MR | 2 | 50 | Kitchen | 122666 | Kitchen | 0.0012318
Ceiling Fixture | Incandescent |  | Mini base | 3 | 40 | Kitchen | 122666 | Kitchen | 0.0012318
Other | Compact Fluorescent |  | Straight Tube | 1 | 18 | Kitchen | 122666 | Kitchen | 0.0012318
Ceiling Fixture | Incandescent |  | Standard A Lamp | 1 | 60 | Laundry Room | 122667 | Laundry Room | 0.0012318
Ceiling Fixture | Incandescent |  | Mini base | 3 | 40 | Living Room | 122668 | Living Room | 0.0012318
Table | Incandescent |  | 3-Way Incandescent | 1 | 100 | Living Room | 122668 | Living Room | 0.0012318
Wall Mount | Incandescent |  | Decorative | 1 | 40 | Living Room | 122668 | Living Room | 0.0012318
Table | Incandescent |  | Standard A Lamp | 1 | 60 | Living Room | 122668 | Living Room | 0.0012318
Other | Linear Fluorescent | 36 | T-5 | 1 | 36 | Living Room | 122668 | Living Room | 0.0012318
Recessed - other | Incandescent |  | Standard A Lamp | 2 | 60 | Master Bedroom | 122669 | Master Bedroom | 0.0012318
Table | Incandescent |  | Standard A Lamp | 1 | 60 | Master Bedroom | 122669 | Master Bedroom | 0.0012318
Wall Mount | Incandescent |  | Standard A Lamp | 1 | 100 | Master Bedroom | 122669 | Master Bedroom | 0.0012318
Wall Mount | Incandescent |  | Mini base | 4 | 40 | Master Bedroom | 122669 | Master Bedroom | 0.0012318
Ceiling Fixture | Incandescent |  | Clear | 2 | 40 | Master Bedroom | 122669 | Master Bedroom | 0.0012318
Ceiling Fan | Incandescent |  | Reflector | 2 | 65 | Bathroom | 122701 | Bathroom | 0.00028601
Table | Incandescent |  | Mini base | 1 | 5 | Bathroom | 122701 | Bathroom | 0.00028601
Chandelier (Hanging) | Incandescent |  | Decorative | 8 | 25 | Dining Room | 122702 | Dining Room | 0.00028601
Table | Incandescent |  | Standard A Lamp | 1 | 100 | Dining Room | 122702 | Dining Room | 0.00028601
Floor lamp | Incandescent |  | Standard A Lamp | 1 | 100 | Dining Room | 122702 | Dining Room | 0.00028601
Ceiling Fixture | Incandescent |  | Standard A Lamp | 2 | 40 | Hall | 122703 | Hall | 0.00028601
Recessed Can | Incandescent |  | Reflector | 1 | 65 | Other | 122704 | Other | 0.00028601
Ceiling Fixture | Incandescent |  | Standard A Lamp | 2 | 60 | Family Room | 122705 | Family Room | 0.00028601
Table | Incandescent |  | Standard A Lamp | 1 | 40 | Family Room | 122705 | Family Room | 0.00028601
Table | Incandescent |  | Mini base | 1 | 25 | Family Room | 122705 | Family Room | 0.00028601
Ceiling Fixture | Linear Fluorescent | 48 | T-12 | 1 | 40 | Kitchen | 122706 | Kitchen | 0.00028601
Chandelier (Hanging) | Incandescent |  | Mini base | 3 | 25 | Kitchen | 122706 | Kitchen | 0.00028601
Other | Incandescent |  |  | 1 | 5 | Kitchen | 122706 | Kitchen | 0.00028601
Ceiling Fixture | Incandescent |  | Standard A Lamp | 2 | 40 | Kitchen | 122706 | Kitchen | 0.00028601
Ceiling Fixture | Incandescent |  | Standard A Lamp | 2 | 75 | Living Room | 122707 | Living Room | 0.00028601
Ceiling Fixture | Compact Fluorescent |  | Twist | 1 | 15 | Living Room | 122707 | Living Room | 0.00028601
Floor lamp | Incandescent |  | Standard A Lamp | 3 | 60 | Living Room | 122707 | Living Room | 0.00028601
Table | Incandescent |  | Standard A Lamp | 1 | 75 | Living Room | 122707 | Living Room | 0.00028601
Other | Incandescent |  | Standard A Lamp | 1 | 25 | Living Room | 122707 | Living Room | 0.00028601
Recessed Can | Incandescent |  | Reflector | 1 | 75 | Master Bedroom | 122708 | Master Bedroom | 0.00028601
Ceiling Fan | Incandescent |  | Standard A Lamp | 3 | 60 | Master Bedroom | 122708 | Master Bedroom | 0.00028601
Table | Compact Fluorescent |  | Twist | 1 | 15 | Master Bedroom | 122708 | Master Bedroom | 0.00028601
Table | Incandescent |  | Standard A Lamp | 1 | 25 | Master Bedroom | 122708 | Master Bedroom | 0.00028601
Floor lamp | Incandescent |  | Standard A Lamp | 3 | 60 | Master Bedroom | 122708 | Master Bedroom | 0.00028601
Table | Incandescent |  | Standard A Lamp | 1 | 75 | Master Bedroom | 122708 | Master Bedroom | 0.00028601
Wall Mount | Incandescent |  | Standard A Lamp | 1 | 60 | Master Bedroom | 122708 | Master Bedroom | 0.00028601
Floor lamp | Incandescent |  | Standard A Lamp | 1 | 60 | Master Bedroom | 122708 | Master Bedroom | 0.00028601
Recessed Can | Incandescent |  | Reflector | 2 | 100 | Bathroom | 122709 | Bathroom | 0.00028601
Recessed Can | Incandescent |  | Reflector | 1 | 65 | Closet | 1227010 | Closet | 0.00028601
Chandelier (Hanging) | Incandescent |  | Mini base | 3 | 60 | Master Bedroom | 122711 | Master Bedroom | 0.00037892
Table | Incandescent |  | Mini base | 1 | 60 | Master Bedroom | 122711 | Master Bedroom | 0.00037892
Table | Compact Fluorescent |  | A shape bulb | 1 | 14 | Master Bedroom | 122711 | Master Bedroom | 0.00037892
Ceiling Fixture | Incandescent |  | Standard A Lamp | 1 | 60 | Hall | 122712 | Hall | 0.00037892
Recessed Can | Incandescent |  | Standard A Lamp | 1 | 60 | Bedroom | 122714 | Bedroom | 0.00037892
Wall Mount | Other |  |  | 1 | 50 | Bedroom | 122714 | Bedroom | 0.00037892
Wall Mount | Incandescent |  | Globe | 3 | 60 | Bathroom | 122715 | Bathroom | 0.00037892
Chandelier (Hanging) | Incandescent |  | Mini base | 11 | 40 | Dining Room | 122716 | Dining Room | 0.00037892
Ceiling Fixture | Incandescent |  | Standard A Lamp | 1 | 60 | Other | 122717 | Other | 0.00037892
Ceiling Fan | Incandescent |  | Standard A Lamp | 1 | 60 | Kitchen | 122718 | Kitchen | 0.00037892
Recessed Can | Compact Fluorescent |  | Flood | 1 | 23 | Kitchen | 122718 | Kitchen | 0.00037892
Table | Compact Fluorescent |  | Twist | 1 | 15 | Family Room | 122719 | Family Room | 0.00037892
Ceiling Fixture | Incandescent |  | Standard A Lamp | 1 | 60 | Family Room | 122719 | Family Room | 0.00037892
Ceiling Fixture | Compact Fluorescent |  | Pin base | 1 | 22 | Family Room | 122719 | Family Room | 0.00037892
Table | Compact Fluorescent |  | Twist | 1 | 14 | Master Bedroom | 1227110 | Master Bedroom | 0.00037892
Recessed Can | Incandescent |  | Reflector | 1 | 65 | Master Bedroom | 1227110 | Master Bedroom | 0.00037892
Table | Incandescent |  | Mini base | 2 | 40 | Office | 1227111 | Office | 0.00037892
Chandelier (Hanging) | Incandescent |  | Globe | 5 | 60 | Office | 1227111 | Office | 0.00037892
Ceiling Fixture | Incandescent |  | Reflector | 1 | 40 | Living Room | 1227112 | Living Room | 0.00037892
Floor lamp | Incandescent |  | 3-Way Incandescent | 1 | 150 | Living Room | 1227112 | Living Room | 0.00037892
Floor lamp | Incandescent |  | Clear | 1 | 40 | Living Room | 1227112 | Living Room | 0.00037892
Table | Incandescent |  | Standard A Lamp | 1 | 60 | Living Room | 1227112 | Living Room | 0.00037892
Table | Compact Fluorescent |  | Twist | 1 | 23 | Living Room | 1227112 | Living Room | 0.00037892
Ceiling Fixture | Incandescent |  | Standard A Lamp | 1 | 60 | Hall | 1227113 | Hall | 0.00037892
Ceiling Fixture | Incandescent |  | Standard A Lamp | 1 | 60 | Laundry Room | 1227114 | Laundry Room | 0.00037892
Track | Incandescent |  | Standard A Lamp | 1 | 60 | Laundry Room | 1227114 | Laundry Room | 0.00037892
Track | Halogen |  | MR | 5 | 40 | Other | 1227115 | Other | 0.00037892
Wall Mount | Incandescent |  | Globe | 3 | 60 | Bathroom | 122741 | Bathroom | 0.0012318
Ceiling Fixture | Compact Fluorescent |  | Twist | 2 | 15 | Bedroom | 122742 | Bedroom | 0.0012318
Ceiling Fixture | Compact Fluorescent |  | Twist | 2 | 22 | Bedroom | 122743 | Bedroom | 0.0012318
Chandelier (Hanging) | Incandescent |  | Standard A Lamp | 1 | 60 | Dining Room | 122744 | Dining Room | 0.0012318
Recessed Can | Incandescent |  | Reflector | 1 | 65 | Family Room | 122745 | Family Room | 0.0012318
Garage door opener | Incandescent |  | Standard A Lamp | 1 | 60 | Garage | 122746 | Garage | 0.0012318
Ceiling Fixture | Compact Fluorescent |  | Twist | 1 | 15 | Hall | 122747 | Hall | 0.0012318
Track | Halogen |  | MR | 4 | 20 | Hall | 122748 | Hall | 0.0012318
Ceiling Fixture | Compact Fluorescent |  | Twist | 3 | 22 | Laundry Room | 122749 | Laundry Room | 0.0012318
Floor lamp | Compact Fluorescent |  | Twist | 1 | 15 | Living Room | 1227410 | Living Room | 0.0012318
Ceiling Fixture | Compact Fluorescent |  | Twist | 2 | 22 | Master Bedroom | 1227411 | Master Bedroom | 0.0012318
Ceiling Fixture | Incandescent |  | Standard A Lamp | 1 | 40 | Closet | 1227412 | Closet | 0.0012318
Wall Mount | Incandescent |  | Globe | 4 | 60 | Bathroom | 122781 | Bathroom | 0.00049795
Recessed Can | Compact Fluorescent |  | Twist | 1 | 15 | Hall | 122782 | Hall | 0.00049795
Recessed Can | Compact Fluorescent |  | Twist | 1 | 15 | Kitchen | 122783 | Kitchen | 0.00049795
Recessed Can | Compact Fluorescent |  | Twist | 1 | 15 | Master Bedroom | 122784 | Master Bedroom | 0.00049795
Table | Compact Fluorescent |  | Twist | 1 | 15 | Master Bedroom | 122784 | Master Bedroom | 0.00049795
Wall Mount | Compact Fluorescent |  | Twist | 4 | 15 | Bathroom | 122785 | Bathroom | 0.00049795
Ceiling Fixture | Compact Fluorescent |  | Twist | 1 | 15 | Hall | 122786 | Hall | 0.00049795
Ceiling Fan | Incandescent |  | Heat Lamp | 1 | 250 | Bathroom | 122787 | Bathroom | 0.00049795
Wall Mount | Compact Fluorescent |  | Twist | 4 | 15 | Bathroom | 122787 | Bathroom | 0.00049795
Wall Mount | Compact Fluorescent |  | Twist | 4 | 23 | Bathroom | 122787 | Bathroom | 0.00049795
Ceiling Fixture | Compact Fluorescent |  | Twist | 2 | 15 | Bedroom | 122788 | Bedroom | 0.00049795
Ceiling Fixture | Compact Fluorescent |  | Twist | 2 | 15 | Office | 122789 | Office | 0.00049795
Wall Mount | Compact Fluorescent |  | Twist | 1 | 15 | Hall | 1227810 | Hall | 0.00049795
Ceiling Fixture | Compact Fluorescent |  | Twist | 2 | 15 | Bedroom | 1227811 | Bedroom | 0.00049795
Ceiling Fixture | Compact Fluorescent |  | Twist | 1 | 15 | Garage | 1227812 | Garage | 0.00049795
Garage door opener | Incandescent |  | Standard A Lamp | 1 | 40 | Garage | 1227812 | Garage | 0.00049795
Ceiling Fixture | Compact Fluorescent |  | Twist | 1 | 15 | Living Room | 1227813 | Living Room | 0.00049795
Recessed Can | Compact Fluorescent |  | Twist | 1 | 15 | Living Room | 1227813 | Living Room | 0.00049795
Ceiling Fixture | Compact Fluorescent |  | Twist | 2 | 13 | Bedroom | 122951 | Bedroom | 0.0017229
Table | Compact Fluorescent |  | A shape bulb | 1 | 13 | Bedroom | 122951 | Bedroom | 0.0017229
Ceiling Fixture | Compact Fluorescent |  | Twist | 2 | 13 | Bedroom | 122952 | Bedroom | 0.0017229
Table | Incandescent |  | Clear | 1 | 60 | Bedroom | 122952 | Bedroom | 0.0017229
Floor lamp | Incandescent |  | Mini base | 6 | 25 | Bedroom | 122952 | Bedroom | 0.0017229
Ceiling Fixture | Compact Fluorescent |  | Twist | 2 | 13 | Bedroom | 122953 | Bedroom | 0.0017229
Chandelier (Hanging) | Incandescent |  | Clear | 5 | 60 | Dining Room | 122954 | Dining Room | 0.0017229
Chandelier (Hanging) | Incandescent |  | Mini base | 6 | 40 | Dining Room | 122955 | Dining Room | 0.0017229
Wall Mount | Incandescent |  | Globe | 4 | 60 | Bathroom | 122956 | Bathroom | 0.0017229
Ceiling Fan | Compact Fluorescent |  | Twist | 1 | 13 | Family Room | 122957 | Family Room | 0.0017229
Floor lamp | Halogen |  | Quartz Tube | 1 | 300 | Family Room | 122957 | Family Room | 0.0017229
Chandelier (Hanging) | Incandescent |  | Mini base | 15 | 40 | Hall | 122958 | Hall | 0.0017229
High bay | Linear Fluorescent | 48 | T-12 | 2 | 40 | Garage | 122959 | Garage | 0.0017229
Recessed Can | Compact Fluorescent |  | Twist | 1 | 13 | Hall | 1229510 | Hall | 0.0017229
Recessed Can | Compact Fluorescent |  | Twist | 1 | 13 | Kitchen | 1229511 | Kitchen | 0.0017229
Recessed Can | Compact Fluorescent |  | Twist | 1 | 13 | Laundry Room | 1229512 | Laundry Room | 0.0017229
Recessed Can | Incandescent |  | Reflector | 1 | 45 | Living Room | 1229513 | Living Room | 0.0017229
Recessed Can | Compact Fluorescent |  | Twist | 1 | 13 | Living Room | 1229513 | Living Room | 0.0017229
Wall Mount | Incandescent |  | Globe | 8 | 60 | Bathroom | 1229514 | Bathroom | 0.0017229
Ceiling Fixture | Incandescent |  | Standard A Lamp | 3 | 60 | Bedroom | 1229515 | Bedroom | 0.0017229
Table | Incandescent |  | Standard A Lamp | 1 | 60 | Bedroom | 1229515 | Bedroom | 0.0017229
Ceiling Fixture | Incandescent |  | Standard A Lamp | 1 | 60 | Closet | 1229516 | Closet | 0.0017229
Wall Mount | Incandescent |  | Globe | 6 | 60 | Bathroom | 1229517 | Bathroom | 0.0017229
Recessed Can | Compact Fluorescent |  | Twist | 1 | 13 | Hall | 1229518 | Hall | 0.0017229
Wall Mount | Incandescent |  | Globe | 3 | 40 | Bathroom | 123031 | Bathroom | 0.000364
Wall Mount | Compact Fluorescent |  | Globe | 3 | 7 | Bathroom | 123031 | Bathroom | 0.000364
Ceiling Fixture | Compact Fluorescent |  | Twist | 1 | 15 | Bedroom | 123032 | Bedroom | 0.000364
Table | Incandescent |  | Standard A Lamp | 1 | 40 | Bedroom | 123032 | Bedroom | 0.000364
Ceiling Fixture | Compact Fluorescent |  | Twist | 1 | 15 | Other | 123033 | Other | 0.000364
Ceiling Fixture | Incandescent |  | Decorative | 5 | 25 | Dining Room | 123034 | Dining Room | 0.000364
Ceiling Fan | Incandescent |  | Globe | 4 | 60 | Family Room | 123035 | Family Room | 0.000364
Floor lamp | Compact Fluorescent |  | Twist | 1 | 22 | Family Room | 123035 | Family Room | 0.000364
Table | Compact Fluorescent |  | Twist | 1 | 22 | Family Room | 123035 | Family Room | 0.000364
Ceiling Fixture | Compact Fluorescent |  | Twist | 1 | 15 | Hall | 123036 | Hall | 0.000364
Recessed - other | Linear Fluorescent | 72 | T-12 | 2 | 40 | Kitchen | 123037 | Kitchen | 0.000364
Ceiling Fixture | Incandescent |  | Standard A Lamp | 1 | 40 | Kitchen | 123037 | Kitchen | 0.000364
Ceiling Fixture | Compact Fluorescent |  | Twist | 1 | 15 | Laundry Room | 123038 | Laundry Room | 0.000364
Recessed Can | Incandescent |  | Reflector | 1 | 65 | Living Room | 123039 | Living Room | 0.000364
Table | Incandescent |  | Standard A Lamp | 2 | 60 | Living Room | 123039 | Living Room | 0.000364
Floor lamp | Compact Fluorescent |  | Twist | 1 | 22 | Living Room | 123039 | Living Room | 0.000364
Table | Compact Fluorescent |  | Straight Tube | 1 | 15 | Living Room | 123039 | Living Room | 0.000364
Floor lamp | Incandescent |  | Standard A Lamp | 1 | 60 | Living Room | 123039 | Living Room | 0.000364
Wall Mount | Incandescent |  | Globe | 6 | 40 | Bathroom | 1230310 | Bathroom | 0.000364
Ceiling Fixture | Incandescent |  | Standard A Lamp | 2 | 60 | Bathroom | 1230310 | Bathroom | 0.000364
Ceiling Fixture | Incandescent |  | Standard A Lamp | 2 | 60 | Master Bedroom | 1230311 | Master Bedroom | 0.000364
Table | Compact Fluorescent |  | A shape bulb | 1 | 7 | Master Bedroom | 1230311 | Master Bedroom | 0.000364
Ceiling Fixture | Incandescent |  | Standard A Lamp | 1 | 60 | Closet | 1230312 | Closet | 0.000364
Floor lamp | Compact Fluorescent |  | Twist | 1 | 7 | Office | 1230313 | Office | 0.000364
Wall Mount | Compact Fluorescent |  | Globe | 3 | 15 | Bathroom | 123051 | Bathroom | 0.0012318
Wall Mount | Incandescent |  | Globe | 3 | 40 | Bathroom | 123052 | Bathroom | 0.0012318
Ceiling Fixture | Incandescent |  | Standard A Lamp | 2 | 60 | Bedroom | 123053 | Bedroom | 0.0012318
Table | Compact Fluorescent |  | Twist | 1 | 15 | Bedroom | 123053 | Bedroom | 0.0012318
Ceiling Fixture | Compact Fluorescent |  | Twist | 2 | 15 | Bedroom | 123054 | Bedroom | 0.0012318
Ceiling Fixture | Compact Fluorescent |  | Twist | 2 | 15 | Bedroom | 123055 | Bedroom | 0.0012318
Chandelier (Hanging) | Compact Fluorescent |  | Twist | 1 | 15 | Dining Room | 123056 | Dining Room | 0.0012318
Ceiling Fixture | Incandescent |  | Standard A Lamp | 1 | 60 | Garage | 123057 | Garage | 0.0012318
Garage door opener | Incandescent |  | Standard A Lamp | 1 | 60 | Garage | 123057 | Garage | 0.0012318
Ceiling Fixture | Incandescent |  | Standard A Lamp | 1 | 60 | Hall | 123058 | Hall | 0.0012318
Ceiling Fixture | Compact Fluorescent |  | Twist | 1 | 15 | Kitchen | 123059 | Kitchen | 0.0012318
Ceiling Fixture | Compact Fluorescent |  | Twist | 1 | 15 | Laundry Room | 1230510 | Laundry Room | 0.0012318
Torchiere | Incandescent |  | Reflector | 1 | 65 | Living Room | 1230511 | Living Room | 0.0012318
Wall Mount | Incandescent |  | Globe | 6 | 40 | Bathroom | 1230512 | Bathroom | 0.0012318
Ceiling Fixture | Compact Fluorescent |  | Twist | 1 | 15 | Bathroom | 1230512 | Bathroom | 0.0012318
Ceiling Fixture | Compact Fluorescent |  | Twist | 2 | 15 | Master Bedroom | 1230513 | Master Bedroom | 0.0012318
Ceiling Fixture | Compact Fluorescent |  | Twist | 1 | 15 | Closet | 1230514 | Closet | 0.0012318
Ceiling Fixture | Compact Fluorescent |  | Twist | 1 | 15 | Hall | 1230515 | Hall | 0.0012318
Ceiling Fixture | Incandescent |  | Standard A Lamp | 1 | 60 | Bedroom | 123071 | Bedroom | 0.00037892
Table | Incandescent |  | Standard A Lamp | 1 | 75 | Bedroom | 123071 | Bedroom | 0.00037892
Recessed Can | Incandescent |  | Heat Lamp | 1 | 150 | Bathroom | 123072 | Bathroom | 0.00037892
Wall Mount | Incandescent |  | Globe | 4 | 40 | Bathroom | 123072 | Bathroom | 0.00037892
Wall Mount | Compact Fluorescent |  | Twist | 3 | 15 | Bathroom | 123073 | Bathroom | 0.00037892
Ceiling Fixture | Linear Fluorescent | 48 | T-12 | 2 | 40 | Other | 123074 | Other | 0.00037892
Ceiling Fixture | Incandescent |  | Standard A Lamp | 1 | 60 | Closet | 123075 | Closet | 0.00037892
Chandelier (Hanging) | Incandescent |  | Standard A Lamp | 5 | 40 | Dining Room | 123076 | Dining Room | 0.00037892
Torchiere | Halogen |  | Quartz Tube | 1 | 100 | Dining Room | 123076 | Dining Room | 0.00037892
Ceiling Fixture | Compact Fluorescent |  | Twist | 3 | 22 | Kitchen | 123077 | Kitchen | 0.00037892
Ceiling Fixture | Compact Fluorescent |  | Twist | 2 | 15 | Laundry Room | 123078 | Laundry Room | 0.00037892
Ceiling Fixture | Compact Fluorescent |  | Twist | 2 | 15 | Living Room | 123079 | Living Room | 0.00037892
Ceiling Fixture | Compact Fluorescent |  | Twist | 3 | 15 | Living Room | 123079 | Living Room | 0.00037892
Torchiere | Halogen |  | Quartz Tube | 1 | 75 | Living Room | 123079 | Living Room | 0.00037892
Floor lamp | Compact Fluorescent |  | Twist | 3 | 15 | Living Room | 123079 | Living Room | 0.00037892
Table | Incandescent |  | Standard A Lamp | 1 | 60 | Living Room | 123079 | Living Room | 0.00037892
Wall Mount | Incandescent |  | Globe | 6 | 40 | Bathroom | 1230710 | Bathroom | 0.00037892
Ceiling Fixture | Compact Fluorescent |  | Twist | 3 | 15 | Master Bedroom | 1230711 | Master Bedroom | 0.00037892
Table | Incandescent |  | Standard A Lamp | 1 | 60 | Master Bedroom | 1230711 | Master Bedroom | 0.00037892
Ceiling Fixture | Compact Fluorescent |  | Twist | 2 | 15 | Office | 1230712 | Office | 0.00037892
Ceiling Fixture | Compact Fluorescent |  | Twist | 1 | 42 | Hall | 1230713 | Hall | 0.00037892
Ceiling Fixture | Linear Fluorescent | 48 | T-12 | 2 | 40 | Other | 1230715 | Other | 0.00037892
Ceiling Fixture | Linear Fluorescent | 48 | T-5 | 4 | 32 | Other | 1230715 | Other | 0.00037892
Ceiling Fixture | Incandescent |  | Reflector | 1 | 150 | Other | 1230715 | Other | 0.00037892
Ceiling Fixture | Compact Fluorescent |  | Straight Tube | 1 | 42 | Other | 1230715 | Other | 0.00037892
Recessed - other | Linear Fluorescent | 48 | T-8 | 1 | 32 | Bathroom | 123151 | Bathroom | 0.00049795
Recessed - other | Linear Fluorescent | 48 | T-8 | 1 | 32 | Bathroom | 123152 | Bathroom | 0.00049795
Wall Mount | Incandescent |  | Standard A Lamp | 4 | 60 | Bathroom | 123153 | Bathroom | 0.00049795
Ceiling Fixture | Incandescent |  | Standard A Lamp | 2 | 60 | Bathroom | 123153 | Bathroom | 0.00049795
Torchiere | Halogen |  | Quartz Tube | 1 | 300 | Bedroom | 123154 | Bedroom | 0.00049795
Wall Mount | Compact Fluorescent |  | Twist | 1 | 15 | Bedroom | 123155 | Bedroom | 0.00049795
Wall Mount | Incandescent |  | Reflector | 1 | 60 | Closet | 123157 | Closet | 0.00049795
Chandelier (Hanging) | Incandescent |  | Standard A Lamp | 5 | 60 | Dining Room | 123158 | Dining Room | 0.00049795
Chandelier (Hanging) | Compact Fluorescent |  | Twist | 6 | 15 | Hall | 123159 | Hall | 0.00049795
Ceiling Fixture | Incandescent |  | Mini base | 2 | 60 | Family Room | 1231510 | Family Room | 0.00049795
Ceiling Fan | Incandescent |  | Standard A Lamp | 1 | 60 | Family Room | 1231511 | Family Room | 0.00049795
Ceiling Fan | Compact Fluorescent |  | Twist | 2 | 15 | Family Room | 1231511 | Family Room | 0.00049795
Track | Compact Fluorescent |  | Twist | 3 | 15 | Family Room | 1231511 | Family Room | 0.00049795
Floor lamp | Compact Fluorescent |  | Twist | 2 | 15 | Family Room | 1231511 | Family Room | 0.00049795
Ceiling Fixture | Linear Fluorescent | 48 | T-12 | 2 | 40 | Garage | 1231512 | Garage | 0.00049795
Ceiling Fixture | Compact Fluorescent |  | Twist | 2 | 15 | Hall | 1231513 | Hall | 0.00049795
Ceiling Fixture | Compact Fluorescent |  | Twist | 1 | 15 | Hall | 1231514 | Hall | 0.00049795
Chandelier (Hanging) | Incandescent |  | Standard A Lamp | 6 | 60 | Kitchen | 1231515 | Kitchen | 0.00049795
Recessed Can | Incandescent |  | Reflector | 1 | 65 | Kitchen | 1231515 | Kitchen | 0.00049795
Other | Halogen |  | Other | 1 | 25 | Kitchen | 1231515 | Kitchen | 0.00049795
Other | Halogen |  | Other | 1 | 17 | Kitchen | 1231515 | Kitchen | 0.00049795
Other | Halogen |  | Other | 1 | 17 | Kitchen | 1231515 | Kitchen | 0.00049795
Ceiling Fixture | Incandescent |  | Standard A Lamp | 1 | 60 | Laundry Room | 1231516 | Laundry Room | 0.00049795
Floor lamp | Incandescent |  | Standard A Lamp | 1 | 60 | Living Room | 1231517 | Living Room | 0.00049795
Other | Compact Fluorescent |  | Twist | 1 | 15 | Master Bedroom | 1231518 | Master Bedroom | 0.00049795
Torchiere | Incandescent |  | 3-Way Incandescent | 1 | 150 | Master Bedroom | 1231518 | Master Bedroom | 0.00049795
Floor lamp | Compact Fluorescent |  | Twist | 1 | 12 | Master Bedroom | 1231518 | Master Bedroom | 0.00049795
Recessed - other | Linear Fluorescent | 48 | T-8 | 1 | 32 | Bathroom | 1231519 | Bathroom | 0.00049795
Wall Mount | Incandescent |  | Globe | 4 | 40 | Bathroom | 123201 | Bathroom | 0.00049795
Recessed Can | Compact Fluorescent |  | Reflector | 1 | 15 | Bedroom | 123202 | Bedroom | 0.00049795
Floor lamp | Compact Fluorescent |  | A shape bulb | 1 | 20 | Bedroom | 123202 | Bedroom | 0.00049795
Ceiling Fixture | Compact Fluorescent |  | Twist | 2 | 15 | Bedroom | 123203 | Bedroom | 0.00049795
Ceiling Fixture | Compact Fluorescent |  | Twist | 2 | 15 | Hall | 123204 | Hall | 0.00049795
Chandelier (Hanging) | Incandescent |  | Standard A Lamp | 5 | 60 | Dining Room | 123205 | Dining Room | 0.00049795
Recessed Can | Compact Fluorescent |  | Reflector | 1 | 15 | Other | 123206 | Other | 0.00049795
Architectural | Compact Fluorescent |  | Twist | 1 | 25 | Garage | 123207 | Garage | 0.00049795
Garage door opener | Compact Fluorescent |  | Twist | 1 | 25 | Garage | 123207 | Garage | 0.00049795
Recessed Can | Compact Fluorescent |  | Reflector | 1 | 15 | Hall | 123208 | Hall | 0.00049795
Chandelier (Hanging) | Incandescent |  | Standard A Lamp | 3 | 60 | Hall | 123208 | Hall | 0.00049795
Recessed Can | Compact Fluorescent |  | Twist | 1 | 15 | Kitchen | 123209 | Kitchen | 0.00049795
Chandelier (Hanging) | Compact Fluorescent |  | Twist | 1 | 25 | Kitchen | 123209 | Kitchen | 0.00049795
Ceiling Fixture | Incandescent |  | Standard A Lamp | 2 | 40 | Laundry Room | 1232010 | Laundry Room | 0.00049795
Floor lamp | Halogen |  | Quartz Tube | 1 | 300 | Living Room | 1232011 | Living Room | 0.00049795
Ceiling Fixture | Incandescent |  | Standard A Lamp | 2 | 60 | Closet | 1232012 | Closet | 0.00049795
Wall Mount | Incandescent |  | Standard A Lamp | 3 | 100 | Bathroom | 1232013 | Bathroom | 0.00049795
Floor lamp | Compact Fluorescent |  | Circline (Screw Base) | 1 | 22 | Master Bedroom | 1232014 | Master Bedroom | 0.00049795
Ceiling Fixture | Incandescent |  | Standard A Lamp | 2 | 40 | Office | 1232015 | Office | 0.00049795
High bay | Linear Fluorescent | 48 | T-12 | 4 | 40 | Other | 1232016 | Other | 0.00049795
Recessed - other | Incandescent |  | Reflector | 1 | 65 | Bathroom | 1232017 | Bathroom | 0.00049795
Wall Mount | Incandescent |  | Globe | 6 | 40 | Bathroom | 1232018 | Bathroom | 0.00049795
Recessed Can | Compact Fluorescent |  | Reflector | 1 | 15 | Hall | 1232019 | Hall | 0.00049795
Wall Mount | Compact Fluorescent |  | Globe | 4 | 11 | Bathroom | 123211 | Bathroom | 0.00037892
Ceiling Fan | Compact Fluorescent |  | Twist | 4 | 13 | Bedroom | 123212 | Bedroom | 0.00037892
Table | Compact Fluorescent |  | Twist | 1 | 13 | Bedroom | 123212 | Bedroom | 0.00037892
Ceiling Fixture | Compact Fluorescent |  | Twist | 2 | 23 | Bedroom | 123213 | Bedroom | 0.00037892
Table | Incandescent |  | Standard A Lamp | 1 | 60 | Bedroom | 123213 | Bedroom | 0.00037892
Wall Mount | Compact Fluorescent |  | Globe | 3 | 16 | Bathroom | 123214 | Bathroom | 0.00037892
Ceiling Fan | Compact Fluorescent |  | Twist | 3 | 13 | Bedroom | 123215 | Bedroom | 0.00037892
Ceiling Fan | Compact Fluorescent |  | Twist | 1 | 23 | Other | 123216 | Other | 0.00037892
Table | Compact Fluorescent |  | Twist | 2 | 15 | Other | 123216 | Other | 0.00037892
Recessed Can | Compact Fluorescent |  | Twist | 1 | 13 | Hall | 123217 | Hall | 0.00037892
Ceiling Fan | Compact Fluorescent |  | Twist | 3 | 13 | Kitchen | 123218 | Kitchen | 0.00037892
Architectural | Linear Fluorescent | 36 | Fluorescent Other | 1 | 11 | Laundry Room | 123219 | Laundry Room | 0.00037892
Ceiling Fan | Compact Fluorescent |  | Twist | 1 | 13 | Living Room | 1232110 | Living Room | 0.00037892
Table | Linear Fluorescent | 36 | Fluorescent Other | 1 | 11 | Living Room | 1232110 | Living Room | 0.00037892
Recessed Can | Compact Fluorescent |  | Reflector | 1 | 16 | Other | 1232111 | Other | 0.00037892
Ceiling Fan | Compact Fluorescent |  | Globe | 3 | 16 | Other | 1232111 | Other | 0.00037892
Table | Compact Fluorescent |  | Twist | 1 | 13 | Other | 1232111 | Other | 0.00037892
Ceiling Fixture | Incandescent |  | Standard A Lamp | 2 | 60 | Other | 123391 | Other | 0.00049795
Table | Incandescent |  | Standard A Lamp | 2 | 60 | Other | 123391 | Other | 0.00049795
Chandelier (Hanging) | Incandescent |  | Mini base | 5 | 40 | Dining Room | 123392 | Dining Room | 0.00049795
Ceiling Fan | Compact Fluorescent |  | Twist | 4 | 15 | Family Room | 123393 | Family Room | 0.00049795
Table | Incandescent |  | Mini base | 1 | 40 | Family Room | 123393 | Family Room | 0.00049795
Floor lamp | Incandescent |  | Decorative | 2 | 40 | Family Room | 123393 | Family Room | 0.00049795
Chandelier (Hanging) | Compact Fluorescent |  | Decorative | 3 | 15 | Hall | 123394 | Hall | 0.00049795
Ceiling Fixture | Incandescent |  | Standard A Lamp | 1 | 40 | Laundry Room | 123395 | Laundry Room | 0.00049795
Wall Mount | Incandescent |  | Clear | 3 | 40 | Laundry Room | 123395 | Laundry Room | 0.00049795
Ceiling Fixture | Incandescent |  | Reflector | 3 | 75 | Garage | 123396 | Garage | 0.00049795
Garage door opener | Incandescent |  | Standard A Lamp | 2 | 60 | Garage | 123396 | Garage | 0.00049795
Recessed Can | Incandescent |  | Standard A Lamp | 1 | 40 | Living Room | 123397 | Living Room | 0.00049795
Table | Compact Fluorescent |  | Twist | 1 | 15 | Living Room | 123397 | Living Room | 0.00049795
Ceiling Fan | Incandescent |  | Standard A Lamp | 1 | 60 | Hall | 123398 | Hall | 0.00049795
Wall Mount | Compact Fluorescent |  | Twist | 4 | 15 | Bathroom | 123399 | Bathroom | 0.00049795
Table | Incandescent |  | Standard A Lamp | 1 | 40 | Bathroom | 123399 | Bathroom | 0.00049795
Ceiling Fixture | Incandescent |  | Standard A Lamp | 2 | 60 | Bedroom | 1233910 | Bedroom | 0.00049795
Floor lamp | Halogen |  | MR | 1 | 75 | Bedroom | 1233910 | Bedroom | 0.00049795
Table | Compact Fluorescent |  | Twist | 1 | 15 | Bedroom | 1233910 | Bedroom | 0.00049795
Ceiling Fan | Incandescent |  | Standard A Lamp | 4 | 60 | Master Bedroom | 1233911 | Master Bedroom | 0.00049795
Table | Incandescent |  | Standard A Lamp | 1 | 60 | Master Bedroom | 1233911 | Master Bedroom | 0.00049795
Table | Incandescent |  | Clear | 1 | 25 | Master Bedroom | 1233911 | Master Bedroom | 0.00049795
Wall Mount | Compact Fluorescent |  | Twist | 1 | 15 | Bathroom | 1233912 | Bathroom | 0.00049795
Ceiling Fixture | Incandescent |  | Standard A Lamp | 1 | 40 | Bathroom | 1233912 | Bathroom | 0.00049795
Ceiling Fixture | Compact Fluorescent |  | Twist | 2 | 22 | Office | 1233913 | Office | 0.00049795
Table | Halogen |  | PAR | 1 | 50 | Office | 1233913 | Office | 0.00049795
Floor lamp | Incandescent |  | Standard A Lamp | 3 | 60 | Office | 1233913 | Office | 0.00049795
Ceiling Fan | Compact Fluorescent |  | Twist | 3 | 20 | Kitchen | 1233914 | Kitchen | 0.00049795
Ceiling Fixture | Compact Fluorescent |  | Twist | 1 | 22 | Kitchen | 1233914 | Kitchen | 0.00049795
Ceiling Fixture | Compact Fluorescent |  | Twist | 2 | 13 | Other | 123411 | Other | 0.000364
Wall Mount | Compact Fluorescent |  | Twist | 3 | 13 | Bathroom | 123412 | Bathroom | 0.000364
Ceiling Fixture | Compact Fluorescent |  | Twist | 2 | 13 | Bedroom | 123413 | Bedroom | 0.000364
Ceiling Fixture | Compact Fluorescent |  | Twist | 3 | 15 | Bedroom | 123414 | Bedroom | 0.000364
Floor lamp | Compact Fluorescent |  | Twist | 2 | 13 | Bedroom | 123414 | Bedroom | 0.000364
Table | Incandescent |  | Mini base | 1 | 150 | Bedroom | 123414 | Bedroom | 0.000364
Ceiling Fixture | Incandescent |  | Standard A Lamp | 3 | 60 | Bedroom | 123415 | Bedroom | 0.000364
Ceiling Fixture | Compact Fluorescent |  | Twist | 1 | 13 | Closet | 123416 | Closet | 0.000364
Ceiling Fixture | Compact Fluorescent |  | Twist | 1 | 13 | Closet | 123417 | Closet | 0.000364
Ceiling Fixture | Incandescent |  | Decorative | 3 | 40 | Other | 123418 | Other | 0.000364
Ceiling Fixture | Compact Fluorescent |  | Twist | 2 | 13 | Dining Room | 123419 | Dining Room | 0.000364
Wall Mount | Incandescent |  | Decorative | 1 | 60 | Family Room | 1234110 | Family Room | 0.000364
Floor lamp | Compact Fluorescent |  | Twist | 2 | 13 | Family Room | 1234110 | Family Room | 0.000364
Ceiling Fixture | Incandescent |  | Standard A Lamp | 1 | 60 | Garage | 1234111 | Garage | 0.000364
Ceiling Fixture | Compact Fluorescent |  | Twist | 1 | 13 | Garage | 1234111 | Garage | 0.000364
Ceiling Fixture | Compact Fluorescent |  | Twist | 1 | 13 | Kitchen | 1234112 | Kitchen | 0.000364
Ceiling Fixture | Linear Fluorescent | 24 | T-12 | 2 | 20 | Laundry Room | 1234113 | Laundry Room | 0.000364
Ceiling Fixture | Incandescent |  | Standard A Lamp | 1 | 60 | Laundry Room | 1234113 | Laundry Room | 0.000364
Recessed Can | Compact Fluorescent |  | Twist | 1 | 13 | Family Room | 1234114 | Family Room | 0.000364
Ceiling Fixture | Linear Fluorescent | 48 | T-12 | 2 | 40 | Family Room | 1234114 | Family Room | 0.000364
Ceiling Fixture | Compact Fluorescent |  | Twist | 1 | 13 | Other | 1234115 | Other | 0.000364
Ceiling Fixture | Incandescent |  | Standard A Lamp | 1 | 60 | Other | 1234116 | Other | 0.000364
Wall Mount | Incandescent |  | Mini base | 1 | 7 | Bathroom | 123481 | Bathroom | 0.00037892
Recessed Can | Incandescent |  | Standard A Lamp | 1 | 40 | Closet | 123482 | Closet | 0.00037892
Recessed Can | Compact Fluorescent |  | Twist | 1 | 15 | Family Room | 123483 | Family Room | 0.00037892
Floor lamp | Compact Fluorescent |  | Twist | 1 | 15 | Family Room | 123483 | Family Room | 0.00037892
Recessed Can | Incandescent |  | Reflector | 1 | 65 | Laundry Room | 123484 | Laundry Room | 0.00037892
Recessed Can | Incandescent |  | Standard A Lamp | 1 | 40 | Laundry Room | 123484 | Laundry Room | 0.00037892
Wall Mount | Compact Fluorescent |  | Twist | 1 | 15 | Bathroom | 123485 | Bathroom | 0.00037892
Ceiling Fixture | Incandescent |  | Standard A Lamp | 1 | 40 | Bedroom | 123486 | Bedroom | 0.00037892
Table | Incandescent |  | Standard A Lamp | 1 | 25 | Bedroom | 123486 | Bedroom | 0.00037892
Table | Compact Fluorescent |  | Twist | 1 | 7 | Bedroom | 123486 | Bedroom | 0.00037892
Table | Compact Fluorescent |  | Twist | 1 | 7 | Hall | 123487 | Hall | 0.00037892
Chandelier (Hanging) | Incandescent |  | Mini base | 1 | 25 | Family Room | 123488 | Family Room | 0.00037892
Floor lamp | Incandescent |  | Standard A Lamp | 1 | 75 | Family Room | 123488 | Family Room | 0.00037892
Floor lamp | Compact Fluorescent |  | Twist | 1 | 22 | Family Room | 123488 | Family Room | 0.00037892
Ceiling Fixture | Incandescent |  | Standard A Lamp | 1 | 40 | Hall | 123489 | Hall | 0.00037892
Wall Mount | Compact Fluorescent |  | Twist | 1 | 15 | Bedroom | 1234810 | Bedroom | 0.00037892
Table | Compact Fluorescent |  | Twist | 1 | 7 | Bedroom | 1234810 | Bedroom | 0.00037892
Wall Mount | Incandescent |  | Standard A Lamp | 1 | 60 | Hall | 1234811 | Hall | 0.00037892
Chandelier (Hanging) | Other |  |  | 1 | 15 | Hall | 1234811 | Hall | 0.00037892
Ceiling Fixture | Linear Fluorescent | 48 | T-12 | 2 | 40 | Garage | 1234814 | Garage | 0.00037892
Garage door opener | Compact Fluorescent |  | Twist | 2 | 15 | Garage | 1234814 | Garage | 0.00037892
Recessed Can | Incandescent |  | Reflector | 1 | 65 | Kitchen | 1234815 | Kitchen | 0.00037892
Recessed Can | Incandescent |  | Standard A Lamp | 1 | 60 | Kitchen | 1234815 | Kitchen | 0.00037892
Table | Other |  | LED Interior | 1 | 7 | Kitchen | 1234815 | Kitchen | 0.00037892
Track | Incandescent |  | Standard A Lamp | 1 | 25 | Kitchen | 1234815 | Kitchen | 0.00037892
Table | Compact Fluorescent |  | Twist | 1 | 15 | Living Room | 1234816 | Living Room | 0.00037892
Track | Halogen |  | MR | 4 | 35 | Living Room | 1234816 | Living Room | 0.00037892
Wall Mount | Incandescent |  | Standard A Lamp | 1 | 25 | Bathroom | 1234817 | Bathroom | 0.00037892
Wall Mount | Other |  | LED Interior | 1 | 7 | Bathroom | 1234817 | Bathroom | 0.00037892
Wall Mount | Incandescent |  | Standard A Lamp | 1 | 25 | Bathroom | 1234818 | Bathroom | 0.00037892
Floor lamp | Other |  | LED Interior | 1 | 7 | Master Bedroom | 1234819 | Master Bedroom | 0.00037892
Wall Mount | Compact Fluorescent |  | Twist | 1 | 15 | Master Bedroom | 1234819 | Master Bedroom | 0.00037892
Table | Incandescent |  | Mini base | 2 | 40 | Master Bedroom | 1234819 | Master Bedroom | 0.00037892
Ceiling Fixture | Incandescent |  | Reflector | 1 | 75 | Master Bedroom | 1234819 | Master Bedroom | 0.00037892
Ceiling Fixture | Compact Fluorescent |  | Twist | 1 | 15 | Closet | 1234820 | Closet | 0.00037892
Ceiling Fixture | Incandescent |  | Globe | 3 | 25 | Bedroom | 123581 | Bedroom | 0.00037892
Floor lamp | Incandescent |  | 3-Way Incandescent | 1 | 150 | Bedroom | 123581 | Bedroom | 0.00037892
Table | Compact Fluorescent |  | Circline (Screw Base) | 1 | 30 | Bedroom | 123581 | Bedroom | 0.00037892
Table | Linear Fluorescent | 17 | T-8 | 2 | 15 | Bedroom | 123581 | Bedroom | 0.00037892
Architectural | Compact Fluorescent |  | Twist | 1 | 15 | Other | 123582 | Other | 0.00037892
Ceiling Fixture | Linear Fluorescent | 48 | T-12 | 2 | 40 | Other | 123582 | Other | 0.00037892
Wall Mount | Incandescent |  | Globe | 6 | 40 | Bathroom | 123583 | Bathroom | 0.00037892
Wall Mount | Incandescent |  | Globe | 5 | 40 | Bathroom | 123584 | Bathroom | 0.00037892
Table | Incandescent |  | Standard A Lamp | 1 | 60 | Bedroom | 123585 | Bedroom | 0.00037892
Ceiling Fixture | Incandescent |  | Standard A Lamp | 2 | 60 | Bedroom | 123585 | Bedroom | 0.00037892
Table | Compact Fluorescent |  | Straight Tube | 1 | 27 | Bedroom | 123585 | Bedroom | 0.00037892
Table | Compact Fluorescent |  | Twist | 1 | 13 | Bedroom | 123585 | Bedroom | 0.00037892
Architectural | Compact Fluorescent |  | Twist | 1 | 13 | Other | 123586 | Other | 0.00037892
Ceiling Fixture | Incandescent |  | Standard A Lamp | 2 | 60 | Closet | 123587 | Closet | 0.00037892
Chandelier (Hanging) | Incandescent |  | Mini base | 6 | 40 | Dining Room | 123588 | Dining Room | 0.00037892
Table | Compact Fluorescent |  | Twist | 3 | 13 | Hall | 123589 | Hall | 0.00037892
Ceiling Fixture | Incandescent |  | Clear | 5 | 25 | Hall | 123589 | Hall | 0.00037892
Ceiling Fan | Incandescent |  | Standard A Lamp | 1 | 60 | Hall | 1235810 | Hall | 0.00037892
Recessed Can | Incandescent |  | Reflector | 1 | 65 | Kitchen | 1235811 | Kitchen | 0.00037892
Recessed Can | Incandescent |  | Reflector | 1 | 65 | Laundry Room | 1235812 | Laundry Room | 0.00037892
Ceiling Fixture | Linear Fluorescent | 48 | T-12 | 2 | 40 | Laundry Room | 1235812 | Laundry Room | 0.00037892
Architectural | Compact Fluorescent |  | Other | 1 | 15 | Laundry Room | 1235812 | Laundry Room | 0.00037892
Architectural | Compact Fluorescent |  | Twist | 1 | 13 | Laundry Room | 1235812 | Laundry Room | 0.00037892
Floor lamp | Incandescent |  | Standard A Lamp | 1 | 100 | Living Room | 1235813 | Living Room | 0.00037892
Table | Incandescent |  | Standard A Lamp | 4 | 13 | Living Room | 1235813 | Living Room | 0.00037892
Floor lamp | Compact Fluorescent |  | Twist | 4 | 13 | Living Room | 1235813 | Living Room | 0.00037892
Wall Mount | Compact Fluorescent |  | Twist | 10 | 18 | Bathroom | 1235814 | Bathroom | 0.00037892
Ceiling Fixture | Incandescent |  | Globe | 3 | 25 | Master Bedroom | 1235815 | Master Bedroom | 0.00037892
Table | Incandescent |  | 3-Way Incandescent | 1 | 150 | Master Bedroom | 1235815 | Master Bedroom | 0.00037892
Floor lamp | Incandescent |  | Standard A Lamp | 1 | 150 | Master Bedroom | 1235815 | Master Bedroom | 0.00037892
Recessed Can | Incandescent |  | Reflector | 1 | 65 | Master Bedroom | 1235815 | Master Bedroom | 0.00037892
Ceiling Fixture | Incandescent |  | Standard A Lamp | 3 | 75 | Office | 1235816 | Office | 0.00037892
Floor lamp | Incandescent |  | 3-Way Incandescent | 1 | 150 | Office | 1235816 | Office | 0.00037892
Table | Incandescent |  | Standard A Lamp | 1 | 60 | Office | 1235816 | Office | 0.00037892
Table | Halogen |  | MR | 1 | 100 | Office | 1235816 | Office | 0.00037892
Architectural | Compact Fluorescent |  | Twist | 1 | 23 | Hall | 1235817 | Hall | 0.00037892
Architectural | Incandescent |  | Standard A Lamp | 1 | 55 | Other | 1235818 | Other | 0.00037892
Architectural | Compact Fluorescent |  | Twist | 1 | 15 | Other | 1235820 | Other | 0.00037892
Table | Incandescent |  | Standard A Lamp | 1 | 40 | Other | 1235820 | Other | 0.00037892
Architectural | Incandescent |  | Standard A Lamp | 1 | 75 | Other | 1235821 | Other | 0.00037892
Recessed Can | Incandescent |  | Reflector | 1 | 65 | Other | 1235822 | Other | 0.00037892
Ceiling Fixture | Incandescent |  | Standard A Lamp | 1 | 60 | Bathroom | 123701 | Bathroom | 0.0017229
Wall Mount | Incandescent |  | Globe | 6 | 40 | Bathroom | 123701 | Bathroom | 0.0017229
Ceiling Fixture | Incandescent |  | Standard A Lamp | 2 | 60 | Bedroom | 123702 | Bedroom | 0.0017229
Recessed Can | Incandescent |  | Reflector | 1 | 65 | Other | 123703 | Other | 0.0017229
Table | Incandescent |  | Standard A Lamp | 1 | 60 | Other | 123703 | Other | 0.0017229
Table | Incandescent |  | Standard A Lamp | 1 | 75 | Other | 123703 | Other | 0.0017229
Track | Incandescent |  | Reflector | 2 | 75 | Living Room | 123704 | Living Room | 0.0017229
Floor lamp | Incandescent |  | Standard A Lamp | 1 | 60 | Living Room | 123704 | Living Room | 0.0017229
Table | Compact Fluorescent |  | Twist | 1 | 20 | Living Room | 123704 | Living Room | 0.0017229
Ceiling Fixture | Incandescent |  | Standard A Lamp | 1 | 100 | Bedroom | 123705 | Bedroom | 0.0017229
Ceiling Fixture | Incandescent |  | Standard A Lamp | 1 | 75 | Closet | 123706 | Closet | 0.0017229
Recessed Can | Incandescent |  | Reflector | 1 | 60 | Dining Room | 123707 | Dining Room | 0.0017229
Ceiling Fixture | Incandescent |  | Standard A Lamp | 1 | 75 | Other | 123708 | Other | 0.0017229
Ceiling Fixture | Incandescent |  | Standard A Lamp | 1 | 60 | Garage | 123709 | Garage | 0.0017229
Recessed Can | Incandescent |  | Reflector | 1 | 65 | Kitchen | 1237010 | Kitchen | 0.0017229
Recessed Can | Halogen |  | PAR | 1 | 90 | Kitchen | 1237010 | Kitchen | 0.0017229
Track | Incandescent |  | Reflector | 2 | 60 | Living Room | 1237011 | Living Room | 0.0017229
Recessed Can | Incandescent |  | Reflector | 1 | 75 | Living Room | 1237011 | Living Room | 0.0017229
Wall Mount | Incandescent |  | Globe | 6 | 40 | Bathroom | 1237012 | Bathroom | 0.0017229
Ceiling Fixture | Incandescent |  | Standard A Lamp | 1 | 75 | Bathroom | 1237012 | Bathroom | 0.0017229
Recessed Can | Incandescent |  | Reflector | 1 | 65 | Master Bedroom | 1237013 | Master Bedroom | 0.0017229
Wall Mount | Incandescent |  | Clear | 1 | 60 | Master Bedroom | 1237013 | Master Bedroom | 0.0017229
Table | Incandescent |  | Standard A Lamp | 1 | 60 | Master Bedroom | 1237013 | Master Bedroom | 0.0017229
Ceiling Fixture | Incandescent |  | Standard A Lamp | 1 | 40 | Closet | 1237014 | Closet | 0.0017229
Ceiling Fixture | Incandescent |  | Standard A Lamp | 1 | 60 | Closet | 1237014 | Closet | 0.0017229
Ceiling Fixture | Incandescent |  | Standard A Lamp | 1 | 75 | Closet | 1237014 | Closet | 0.0017229
Track | Incandescent |  | Reflector | 3 | 65 | Other | 1237015 | Other | 0.0017229
Ceiling Fixture | Incandescent |  | Standard A Lamp | 1 | 60 | Closet | 1237016 | Closet | 0.0017229
Wall Mount | Incandescent |  | Standard A Lamp | 1 | 40 | Bathroom | 1237017 | Bathroom | 0.0017229
Wall Mount | Incandescent |  | Standard A Lamp | 1 | 100 | Bathroom | 1237017 | Bathroom | 0.0017229
Recessed Can | Incandescent |  | Reflector | 1 | 65 | Hall | 1237018 | Hall | 0.0017229
Ceiling Fixture | Incandescent |  | Standard A Lamp | 1 | 60 | Other | 1237019 | Other | 0.0017229
Wall Mount | Incandescent |  | Decorative | 2 | 25 | Bathroom | 123721 | Bathroom | 0.0012318
Ceiling Fixture | Compact Fluorescent |  | Twist | 2 | 15 | Bedroom | 123722 | Bedroom | 0.0012318
Chandelier (Hanging) | Incandescent |  | Mini base | 5 | 25 | Dining Room | 123723 | Dining Room | 0.0012318
Garage door opener | Incandescent |  | Standard A Lamp | 1 | 60 | Garage | 123724 | Garage | 0.0012318
Ceiling Fixture | Compact Fluorescent |  | Twist | 1 | 15 | Garage | 123724 | Garage | 0.0012318
Ceiling Fixture | Compact Fluorescent |  | Twist | 2 | 15 | Hall | 123725 | Hall | 0.0012318
Recessed - other | Linear Fluorescent | 48 | T-12 | 2 | 32 | Kitchen | 123726 | Kitchen | 0.0012318
Ceiling Fixture | Compact Fluorescent |  | Twist | 1 | 15 | Laundry Room | 123727 | Laundry Room | 0.0012318
Table | Compact Fluorescent |  | Twist | 1 | 15 | Living Room | 123728 | Living Room | 0.0012318
Wall Mount | Compact Fluorescent |  | Twist | 3 | 15 | Bathroom | 123729 | Bathroom | 0.0012318
Recessed - other | Incandescent |  | Heat Lamp | 2 | 250 | Bathroom | 123729 | Bathroom | 0.0012318
Ceiling Fixture | Linear Fluorescent | 48 | T-12 | 2 | 40 | Bedroom | 1237210 | Bedroom | 0.0012318
Table | Incandescent |  | Standard A Lamp | 1 | 60 | Bedroom | 1237210 | Bedroom | 0.0012318
Ceiling Fixture | Compact Fluorescent |  | Twist | 1 | 15 | Closet | 1237211 | Closet | 0.0012318
Ceiling Fixture | Compact Fluorescent |  | Twist | 2 | 15 | Hall | 1237212 | Hall | 0.0012318
Ceiling Fan | Compact Fluorescent |  | Twist | 2 | 15 | Hall | 1237212 | Hall | 0.0012318
Table | Compact Fluorescent |  | Twist | 1 | 15 | Master Bedroom | 1237213 | Master Bedroom | 0.0012318
Wall Mount | Incandescent |  | Decorative | 4 | 60 | Bathroom | 123761 | Bathroom | 0.00029524
Ceiling Fixture | Incandescent |  | Standard A Lamp | 3 | 60 | Bedroom | 123762 | Bedroom | 0.00029524
Ceiling Fixture | Incandescent |  | Standard A Lamp | 2 | 60 | Bedroom | 123763 | Bedroom | 0.00029524
Table | Compact Fluorescent |  | Twist | 1 | 15 | Bedroom | 123763 | Bedroom | 0.00029524
Ceiling Fixture | Compact Fluorescent |  | Twist | 1 | 15 | Dining Room | 123764 | Dining Room | 0.00029524
Ceiling Fixture | Compact Fluorescent |  | Twist | 3 | 15 | Family Room | 123765 | Family Room | 0.00029524
Ceiling Fixture | Incandescent |  | Standard A Lamp | 1 | 40 | Family Room | 123765 | Family Room | 0.00029524
Table | Compact Fluorescent |  | Pin base | 1 | 22 | Family Room | 123765 | Family Room | 0.00029524
Ceiling Fixture | Incandescent |  | Standard A Lamp | 2 | 60 | Hall | 123766 | Hall | 0.00029524
Ceiling Fan | Linear Fluorescent | 40 | T-12 | 2 | 40 | Kitchen | 123767 | Kitchen | 0.00029524
Ceiling Fixture | Incandescent |  | Globe | 1 | 60 | Laundry Room | 123768 | Laundry Room | 0.00029524
Table | Compact Fluorescent |  | Twist | 3 | 15 | Living Room | 123769 | Living Room | 0.00029524
Wall Mount | Incandescent |  | Decorative | 2 | 25 | Living Room | 123769 | Living Room | 0.00029524
Floor lamp | Incandescent |  | 3-Way Incandescent | 1 | 150 | Living Room | 123769 | Living Room | 0.00029524
Chandelier (Hanging) | Compact Fluorescent |  | Twist | 1 | 15 | Bathroom | 123771 | Bathroom | 0.0017229
Wall Mount | Incandescent |  | Standard A Lamp | 1 | 40 | Bathroom | 123771 | Bathroom | 0.0017229
Chandelier (Hanging) | Incandescent |  | Standard A Lamp | 2 | 60 | Bathroom | 123772 | Bathroom | 0.0017229
Wall Mount | Incandescent |  | Standard A Lamp | 2 | 75 | Bathroom | 123772 | Bathroom | 0.0017229
Wall Mount | Compact Fluorescent |  | Twist | 1 | 15 | Bathroom | 123773 | Bathroom | 0.0017229
Track | Incandescent |  | Reflector | 4 | 65 | Bedroom | 123774 | Bedroom | 0.0017229
Chandelier (Hanging) | Compact Fluorescent |  | Twist | 2 | 18 | Bedroom | 123775 | Bedroom | 0.0017229
Table | Compact Fluorescent |  | Straight Tube | 1 | 15 | Bedroom | 123775 | Bedroom | 0.0017229
Chandelier (Hanging) | Incandescent |  | Standard A Lamp | 2 | 60 | Master Bedroom | 123776 | Master Bedroom | 0.0017229
Table | Incandescent |  | Decorative | 1 | 40 | Master Bedroom | 123776 | Master Bedroom | 0.0017229
Chandelier (Hanging) | Compact Fluorescent |  | Twist | 2 | 15 | Dining Room | 123777 | Dining Room | 0.0017229
Ceiling Fixture | Incandescent |  | Standard A Lamp | 1 | 75 | Dining Room | 123777 | Dining Room | 0.0017229
Ceiling Fixture | Linear Fluorescent | 48 | T-12 | 4 | 40 | Kitchen | 123778 | Kitchen | 0.0017229
Ceiling Fixture | Incandescent |  | Standard A Lamp | 1 | 60 | Laundry Room | 123779 | Laundry Room | 0.0017229
Floor lamp | Incandescent |  | Reflector | 2 | 65 | Living Room | 1237710 | Living Room | 0.0017229
Floor lamp | Halogen |  | MR | 1 | 50 | Living Room | 1237710 | Living Room | 0.0017229
Recessed Can | Compact Fluorescent |  | Reflector | 1 | 22 | Living Room | 1237710 | Living Room | 0.0017229
Ceiling Fan | Halogen |  | MR | 1 | 75 | Living Room | 1237710 | Living Room | 0.0017229
Track | Compact Fluorescent |  | Twist | 2 | 15 | Living Room | 1237710 | Living Room | 0.0017229
Track | Incandescent |  | Reflector | 2 | 65 | Living Room | 1237710 | Living Room | 0.0017229
Ceiling Fixture | Linear Fluorescent | 48 | T-12 | 4 | 40 | Closet | 1237711 | Closet | 0.0017229
Chandelier (Hanging) | Incandescent |  | Standard A Lamp | 2 | 75 | Family Room | 1237712 | Family Room | 0.0017229
Floor lamp | Incandescent |  | Standard A Lamp | 1 | 60 | Family Room | 1237712 | Family Room | 0.0017229
Chandelier (Hanging) | Incandescent |  | Clear | 2 | 60 | Living Room | 1237713 | Living Room | 0.0017229
Table | Compact Fluorescent |  | Twist | 1 | 15 | Living Room | 1237713 | Living Room | 0.0017229
Ceiling Fixture | Incandescent |  | Standard A Lamp | 1 | 75 | Hall | 1237714 | Hall | 0.0017229
Wall Mount | Incandescent |  | Standard A Lamp | 1 | 100 | Hall | 123981 | Hall | 0.00037892
Wall Mount | Incandescent |  | Standard A Lamp | 2 | 60 | Bathroom | 123982 | Bathroom | 0.00037892
Chandelier (Hanging) | Incandescent |  | Mini base | 6 | 60 | Dining Room | 123983 | Dining Room | 0.00037892
Chandelier (Hanging) | Compact Fluorescent |  | Twist | 5 | 15 | Hall | 123984 | Hall | 0.00037892
Chandelier (Hanging) | Incandescent |  | Mini base | 1 | 60 | Kitchen | 123985 | Kitchen | 0.00037892
Recessed Can | Incandescent |  | Reflector | 1 | 60 | Kitchen | 123985 | Kitchen | 0.00037892
Table | Compact Fluorescent |  | Straight Tube | 1 | 11 | Living Room | 123986 | Living Room | 0.00037892
Table | Incandescent |  | Standard A Lamp | 1 | 40 | Living Room | 123986 | Living Room | 0.00037892
Table | Incandescent |  | Standard A Lamp | 1 | 60 | Living Room | 123986 | Living Room | 0.00037892
Table | Incandescent |  | Standard A Lamp | 1 | 75 | Living Room | 123986 | Living Room | 0.00037892
Table | Compact Fluorescent |  | Twist | 1 | 15 | Living Room | 123986 | Living Room | 0.00037892
Chandelier (Hanging) | Incandescent |  | Mini base | 3 | 60 | Hall | 123987 | Hall | 0.00037892
Ceiling Fixture | Compact Fluorescent |  | Twist | 1 | 15 | Closet | 123988 | Closet | 0.00037892
Recessed Can | Incandescent |  | Reflector | 1 | 60 | Bathroom | 123989 | Bathroom | 0.00037892
Wall Mount | Incandescent |  | Standard A Lamp | 1 | 3 | Bathroom | 123989 | Bathroom | 0.00037892
Ceiling Fixture | Incandescent |  | Standard A Lamp | 1 | 40 | Bedroom | 1239810 | Bedroom | 0.00037892
Ceiling Fixture | Incandescent |  | Standard A Lamp | 1 | 60 | Bedroom | 1239811 | Bedroom | 0.00037892
Table | Incandescent |  | Globe | 1 | 40 | Bedroom | 1239811 | Bedroom | 0.00037892
Ceiling Fixture | Compact Fluorescent |  | Other | 1 | 15 | Closet | 1239812 | Closet | 0.00037892
Chandelier (Hanging) | Incandescent |  | Standard A Lamp | 2 | 60 | Hall | 1239813 | Hall | 0.00037892
Wall Mount | Incandescent |  | Clear | 1 | 60 | Hall | 1239813 | Hall | 0.00037892
Wall Mount | Compact Fluorescent |  | Twist | 1 | 15 | Hall | 1239813 | Hall | 0.00037892
Chandelier (Hanging) | Incandescent |  | Mini base | 3 | 60 | Master Bedroom | 1239814 | Master Bedroom | 0.00037892
Table | Incandescent |  | Standard A Lamp | 1 | 40 | Master Bedroom | 1239814 | Master Bedroom | 0.00037892
Table | Incandescent |  | Standard A Lamp | 1 | 60 | Master Bedroom | 1239814 | Master Bedroom | 0.00037892
Ceiling Fixture | Compact Fluorescent |  | Twist | 1 | 15 | Closet | 1239815 | Closet | 0.00037892
Track | Halogen |  | MR | 5 | 50 | Office | 1239816 | Office | 0.00037892
Table | Incandescent |  | Standard A Lamp | 1 | 40 | Office | 1239816 | Office | 0.00037892
Table | Incandescent |  | Standard A Lamp | 1 | 60 | Office | 1239816 | Office | 0.00037892
Ceiling Fixture | Incandescent |  | Standard A Lamp | 1 | 100 | Other | 1239817 | Other | 0.00037892
Ceiling Fixture | Incandescent |  | Standard A Lamp | 1 | 40 | Other | 1239818 | Other | 0.00037892
Ceiling Fixture | Compact Fluorescent |  | Twist | 1 | 15 | Garage | 1239819 | Garage | 0.00037892
Ceiling Fixture | Incandescent |  | Standard A Lamp | 1 | 100 | Laundry Room | 1239820 | Laundry Room | 0.00037892
Ceiling Fixture | Compact Fluorescent |  | Twist | 1 | 15 | Other | 123991 | Other | 0.00037892
Wall Mount | Incandescent |  | Decorative | 4 | 5 | Bathroom | 123992 | Bathroom | 0.00037892
Architectural | Halogen |  | Quartz Tube | 1 | 20 | Bathroom | 123992 | Bathroom | 0.00037892
Ceiling Fixture | Compact Fluorescent |  | Twist | 2 | 15 | Bedroom | 123993 | Bedroom | 0.00037892
Torchiere | Halogen |  | Quartz Tube | 2 | 20 | Bedroom | 123994 | Bedroom | 0.00037892
Floor lamp | Incandescent |  | Standard A Lamp | 1 | 60 | Bedroom | 123994 | Bedroom | 0.00037892
Floor lamp | Halogen |  | Quartz Tube | 1 | 50 | Dining Room | 123995 | Dining Room | 0.00037892
Ceiling Fan | Halogen |  | MR | 1 | 20 | Dining Room | 123995 | Dining Room | 0.00037892
Ceiling Fixture | Other |  | LED Interior | 1 | 12 | Kitchen | 123996 | Kitchen | 0.00037892
Recessed Can | Compact Fluorescent |  | Reflector | 1 | 15 | Kitchen | 123997 | Kitchen | 0.00037892
Ceiling Fan | Halogen |  | MR | 1 | 20 | Kitchen | 123997 | Kitchen | 0.00037892
Floor lamp | Halogen |  | Quartz Tube | 2 | 20 | Living Room | 123998 | Living Room | 0.00037892
Architectural | Halogen |  | MR | 5 | 20 | Office | 123999 | Office | 0.00037892
Architectural | Halogen |  | MR | 1 | 20 | Office | 1239910 | Office | 0.00037892
Floor lamp | Halogen |  | Quartz Tube | 1 | 50 | Office | 1239910 | Office | 0.00037892
Architectural | Other |  | LED Interior | 1 | 12 | Office | 1239910 | Office | 0.00037892
Ceiling Fixture | Compact Fluorescent |  | Twist | 1 | 15 | Bathroom | 1239911 | Bathroom | 0.00037892
Track | Halogen |  | MR | 4 | 20 | Hall | 1239912 | Hall | 0.00037892
Ceiling Fixture | Compact Fluorescent |  | Twist | 1 | 15 | Office | 1239913 | Office | 0.00037892
Ceiling Fixture | Incandescent |  | Clear | 3 | 40 | Master Bedroom | 124041 | Master Bedroom | 0.00049795
Table | Incandescent |  | Standard A Lamp | 1 | 60 | Master Bedroom | 124041 | Master Bedroom | 0.00049795
Ceiling Fixture | Incandescent |  | Standard A Lamp | 2 | 60 | Bedroom | 124042 | Bedroom | 0.00049795
Ceiling Fixture | Incandescent |  | Clear | 3 | 60 | Bedroom | 124043 | Bedroom | 0.00049795
Chandelier (Hanging) | Incandescent |  | Mini base | 4 | 25 | Dining Room | 124044 | Dining Room | 0.00049795
Wall Mount | Incandescent |  | Globe | 3 | 40 | Bathroom | 124045 | Bathroom | 0.00049795
Ceiling Fixture | Incandescent |  | Standard A Lamp | 1 | 60 | Bathroom | 124045 | Bathroom | 0.00049795
Ceiling Fixture | Linear Fluorescent | 48 | T-12 | 2 | 40 | Kitchen | 124046 | Kitchen | 0.00049795
Wall Mount | Incandescent |  | Standard A Lamp | 2 | 60 | Kitchen | 124046 | Kitchen | 0.00049795
Ceiling Fixture | Incandescent |  | Standard A Lamp | 1 | 100 | Laundry Room | 124047 | Laundry Room | 0.00049795
Wall Mount | Incandescent |  | Standard A Lamp | 2 | 60 | Laundry Room | 124047 | Laundry Room | 0.00049795
Floor lamp | Incandescent |  | Standard A Lamp | 2 | 125 | Living Room | 124048 | Living Room | 0.00049795
Floor lamp | Compact Fluorescent |  | Twist | 1 | 15 | Living Room | 124048 | Living Room | 0.00049795
Table | Incandescent |  | Standard A Lamp | 1 | 125 | Living Room | 124048 | Living Room | 0.00049795
Table | Incandescent |  | Decorative | 1 | 40 | Living Room | 124048 | Living Room | 0.00049795
Ceiling Fixture | Incandescent |  | Standard A Lamp | 2 | 60 | Bathroom | 124049 | Bathroom | 0.00049795
Wall Mount | Incandescent |  | Standard A Lamp | 4 | 60 | Bathroom | 124049 | Bathroom | 0.00049795
Recessed Can | Halogen |  | PAR | 1 | 50 | Other | 1240410 | Other | 0.00049795
Wall Mount | Incandescent |  | Standard A Lamp | 1 | 60 | Closet | 1240411 | Closet | 0.00049795
Wall Mount | Incandescent |  | Standard A Lamp | 4 | 60 | Bathroom | 124071 | Bathroom | 0.00028601
Ceiling Fixture | Incandescent |  | Standard A Lamp | 2 | 60 | Bathroom | 124071 | Bathroom | 0.00028601
Floor lamp | Incandescent |  | Standard A Lamp | 1 | 25 | Other | 124072 | Other | 0.00028601
Ceiling Fixture | Incandescent |  | Standard A Lamp | 1 | 60 | Closet | 124073 | Closet | 0.00028601
Ceiling Fixture | Incandescent |  | Standard A Lamp | 2 | 60 | Other | 124074 | Other | 0.00028601
Ceiling Fixture | Incandescent |  | Standard A Lamp | 1 | 60 | Garage | 124075 | Garage | 0.00028601
Ceiling Fixture | Incandescent |  | Standard A Lamp | 2 | 60 | Hall | 124076 | Hall | 0.00028601
Ceiling Fixture | Incandescent |  | Reflector | 2 | 125 | Kitchen | 124077 | Kitchen | 0.00028601
Ceiling Fixture | Incandescent |  | Reflector | 2 | 75 | Kitchen | 124077 | Kitchen | 0.00028601
Ceiling Fixture | Incandescent |  | Globe | 1 | 100 | Kitchen | 124077 | Kitchen | 0.00028601
Ceiling Fixture | Incandescent |  | Standard A Lamp | 1 | 60 | Laundry Room | 124078 | Laundry Room | 0.00028601
Ceiling Fixture | Incandescent |  | Decorative | 1 | 25 | Living Room | 124079 | Living Room | 0.00028601
Wall Mount | Incandescent |  | Decorative | 2 | 25 | Living Room | 124079 | Living Room | 0.00028601
Chandelier (Hanging) | Incandescent |  | Decorative | 8 | 25 | Living Room | 124079 | Living Room | 0.00028601
Ceiling Fixture | Incandescent |  | Standard A Lamp | 3 | 60 | Master Bedroom | 1240710 | Master Bedroom | 0.00028601
Wall Mount | Incandescent |  | Globe | 2 | 40 | Bathroom | 1240711 | Bathroom | 0.00028601
Ceiling Fixture | Incandescent |  | Standard A Lamp | 1 | 60 | Bathroom | 1240711 | Bathroom | 0.00028601
Ceiling Fixture | Incandescent |  | Standard A Lamp | 3 | 60 | Office | 1240712 | Office | 0.00028601
Wall Mount | Linear Fluorescent | 24 | T-5 | 1 | 20 | Office | 1240712 | Office | 0.00028601
Ceiling Fixture | Incandescent |  | Standard A Lamp | 3 | 75 | Office | 1240713 | Office | 0.00028601
Floor lamp | Incandescent |  | Standard A Lamp | 1 | 150 | Office | 1240713 | Office | 0.00028601
Floor lamp | Incandescent |  | Standard A Lamp | 1 | 60 | Office | 1240713 | Office | 0.00028601
Floor lamp | Compact Fluorescent |  | 3-Way CFL | 1 | 19 | Living Room | 124081 | Living Room | 0.0012318
Ceiling Fixture | Compact Fluorescent |  | Reflector | 1 | 14 | Bedroom | 124082 | Bedroom | 0.0012318
Table | Incandescent |  | Standard A Lamp | 1 | 100 | Bedroom | 124082 | Bedroom | 0.0012318
Floor lamp | Compact Fluorescent |  | Twist | 1 | 23 | Bedroom | 124082 | Bedroom | 0.0012318
Wall Mount | Compact Fluorescent |  | Globe | 5 | 11 | Bathroom | 124083 | Bathroom | 0.0012318
Table | Compact Fluorescent |  | Twist | 1 | 23 | Bedroom | 124084 | Bedroom | 0.0012318
Recessed Can | Compact Fluorescent |  | Twist | 1 | 23 | Bedroom | 124085 | Bedroom | 0.0012318
Ceiling Fixture | Halogen |  | MR | 1 | 50 | Bedroom | 124085 | Bedroom | 0.0012318
Table | Compact Fluorescent |  | Twist | 1 | 23 | Master Bedroom | 124086 | Master Bedroom | 0.0012318
Ceiling Fixture | Compact Fluorescent |  | Twist | 2 | 23 | Closet | 124087 | Closet | 0.0012318
Wall Mount | Compact Fluorescent |  | Twist | 4 | 13 | Bathroom | 124088 | Bathroom | 0.0012318
Ceiling Fixture | Compact Fluorescent |  | Twist | 1 | 13 | Bathroom | 124088 | Bathroom | 0.0012318
Ceiling Fixture | Compact Fluorescent |  | Twist | 1 | 23 | Garage | 124089 | Garage | 0.0012318
Ceiling Fixture | Incandescent |  | Standard A Lamp | 4 | 60 | Dining Room | 1240810 | Dining Room | 0.0012318
Table | Compact Fluorescent |  | Twist | 1 | 13 | Dining Room | 1240810 | Dining Room | 0.0012318
Floor lamp | Compact Fluorescent |  | 3-Way CFL | 1 | 19 | Dining Room | 1240810 | Dining Room | 0.0012318
Recessed Can | Incandescent |  | Reflector | 1 | 65 | Kitchen | 1240811 | Kitchen | 0.0012318
Ceiling Fixture | Incandescent |  | Standard A Lamp | 1 | 60 | Kitchen | 1240811 | Kitchen | 0.0012318
Ceiling Fixture | Incandescent |  | Globe | 2 | 150 | Office | 1240812 | Office | 0.0012318
Floor lamp | Compact Fluorescent |  | Twist | 1 | 23 | Office | 1240812 | Office | 0.0012318
Table | Compact Fluorescent |  | Twist | 1 | 23 | Living Room | 1240813 | Living Room | 0.0012318
Ceiling Fixture | Incandescent |  | Mini base | 4 | 25 | Hall | 1240814 | Hall | 0.0012318
Table | Compact Fluorescent |  | Twist | 1 | 23 | Hall | 1240814 | Hall | 0.0012318
Floor lamp | Compact Fluorescent |  | Twist | 1 | 23 | Bathroom | 1240815 | Bathroom | 0.0012318
Ceiling Fixture | Compact Fluorescent |  | Twist | 1 | 23 | Laundry Room | 1240816 | Laundry Room | 0.0012318
Ceiling Fixture | Compact Fluorescent |  | Twist | 2 | 23 | Closet | 1240817 | Closet | 0.0012318
Wall Mount | Halogen |  | Quartz Tube | 1 | 50 | Bathroom | 124141 | Bathroom | 0.00037892
Ceiling Fixture | Compact Fluorescent |  | Twist | 1 | 23 | Bedroom | 124142 | Bedroom | 0.00037892
Table | Halogen |  | Other | 1 | 60 | Bedroom | 124142 | Bedroom | 0.00037892
Ceiling Fixture | Compact Fluorescent |  | Twist | 1 | 15 | Bedroom | 124143 | Bedroom | 0.00037892
Floor lamp | Compact Fluorescent |  | Twist | 1 | 23 | Bedroom | 124143 | Bedroom | 0.00037892
Table | Compact Fluorescent | 48 | Pin base | 1 | 27 | Bedroom | 124143 | Bedroom | 0.00037892
Ceiling Fixture | Incandescent |  | Standard A Lamp | 1 | 60 | Hall | 124144 | Hall | 0.00037892
Ceiling Fixture | Compact Fluorescent |  | Twist | 1 | 15 | Kitchen | 124145 | Kitchen | 0.00037892
Chandelier (Hanging) | Incandescent |  | Mini base | 4 | 40 | Kitchen | 124145 | Kitchen | 0.00037892
Ceiling Fixture | Incandescent |  | Standard A Lamp | 1 | 60 | Laundry Room | 124146 | Laundry Room | 0.00037892
Wall Mount | Compact Fluorescent |  | Twist | 1 | 23 | Living Room | 124147 | Living Room | 0.00037892
Floor lamp | Compact Fluorescent |  | Twist | 1 | 26 | Living Room | 124147 | Living Room | 0.00037892
Table | Incandescent |  | Colored | 1 | 75 | Living Room | 124147 | Living Room | 0.00037892
Ceiling Fixture | Linear Fluorescent | 48 | T-12 | 2 | 40 | Other | 124271 | Other | 0.00037892
Recessed Can | Incandescent |  | Standard A Lamp | 1 | 75 | Other | 124272 | Other | 0.00037892
Recessed Can | Compact Fluorescent |  | Twist | 1 | 7 | Other | 124272 | Other | 0.00037892
Ceiling Fixture | Compact Fluorescent |  | Twist | 1 | 22 | Hall | 124273 | Hall | 0.00037892
Wall Mount | Incandescent |  | Standard A Lamp | 2 | 60 | Bathroom | 124274 | Bathroom | 0.00037892
Chandelier (Hanging) | Incandescent |  | Decorative | 8 | 25 | Bedroom | 124275 | Bedroom | 0.00037892
Track | Incandescent |  | Decorative | 1 | 25 | Bedroom | 124275 | Bedroom | 0.00037892
Table | Incandescent |  | Standard A Lamp | 1 | 40 | Office | 124276 | Office | 0.00037892
Ceiling Fixture | Compact Fluorescent |  | Twist | 3 | 22 | Office | 124276 | Office | 0.00037892
Ceiling Fixture | Compact Fluorescent |  | Twist | 1 | 22 | Family Room | 124277 | Family Room | 0.00037892
Table | Compact Fluorescent |  | Twist | 1 | 22 | Family Room | 124277 | Family Room | 0.00037892
Ceiling Fixture | Compact Fluorescent |  | Twist | 1 | 22 | Family Room | 124277 | Family Room | 0.00037892
Ceiling Fixture | Compact Fluorescent |  | Twist | 1 | 22 | Bedroom | 124278 | Bedroom | 0.00037892
Table | Incandescent |  | Standard A Lamp | 1 | 40 | Bedroom | 124278 | Bedroom | 0.00037892
Ceiling Fixture | Compact Fluorescent |  | Twist | 1 | 22 | Bathroom | 124279 | Bathroom | 0.00037892
Ceiling Fixture | Incandescent |  | Standard A Lamp | 1 | 100 | Bedroom | 1242710 | Bedroom | 0.00037892
Table | Halogen |  | Other | 1 | 50 | Bedroom | 1242710 | Bedroom | 0.00037892
Ceiling Fixture | Compact Fluorescent |  | Twist | 1 | 15 | Bedroom | 1242710 | Bedroom | 0.00037892
Ceiling Fixture | Compact Fluorescent |  | Twist | 2 | 22 | Bathroom | 1242711 | Bathroom | 0.00037892
Ceiling Fixture | Incandescent |  | Standard A Lamp | 1 | 40 | Bathroom | 1242712 | Bathroom | 0.00037892
Recessed Can | Compact Fluorescent |  | Twist | 1 | 22 | Kitchen | 1242713 | Kitchen | 0.00037892
Ceiling Fixture | Compact Fluorescent |  | Twist | 1 | 15 | Kitchen | 1242713 | Kitchen | 0.00037892
Chandelier (Hanging) | Halogen |  | Quartz Tube | 1 | 150 | Dining Room | 1242714 | Dining Room | 0.00037892
Ceiling Fixture | Incandescent |  | Standard A Lamp | 4 | 100 | Living Room | 1242715 | Living Room | 0.00037892
Floor lamp | Incandescent |  | Decorative | 1 | 25 | Living Room | 1242715 | Living Room | 0.00037892
Torchiere | Compact Fluorescent |  | Twist | 1 | 22 | Living Room | 1242715 | Living Room | 0.00037892
Table | Incandescent |  | Decorative | 2 | 25 | Living Room | 1242715 | Living Room | 0.00037892
Ceiling Fixture | Incandescent |  | Standard A Lamp | 1 | 100 | Other | 1242716 | Other | 0.00037892
Ceiling Fixture | Compact Fluorescent |  | Twist | 2 | 15 | Bedroom | 1242717 | Bedroom | 0.00037892
Ceiling Fixture | Compact Fluorescent |  | Twist | 1 | 22 | Closet | 1242718 | Closet | 0.00037892
Table | Halogen |  | Other | 1 | 50 | Closet | 1242718 | Closet | 0.00037892
Wall Mount | Compact Fluorescent |  | Twist | 2 | 15 | Bathroom | 124341 | Bathroom | 0.0017229
Wall Mount | Compact Fluorescent |  | Twist | 4 | 15 | Bathroom | 124342 | Bathroom | 0.0017229
Recessed Can | Compact Fluorescent |  | Twist | 1 | 15 | Bedroom | 124343 | Bedroom | 0.0017229
Ceiling Fan | Compact Fluorescent |  | Twist | 1 | 15 | Bedroom | 124344 | Bedroom | 0.0017229
Table | Compact Fluorescent |  | Twist | 1 | 15 | Bedroom | 124344 | Bedroom | 0.0017229
Ceiling Fan | Compact Fluorescent |  | Twist | 1 | 15 | Bedroom | 124345 | Bedroom | 0.0017229
Chandelier (Hanging) | Compact Fluorescent |  | Twist | 7 | 15 | Dining Room | 124346 | Dining Room | 0.0017229
Ceiling Fixture | Linear Fluorescent | 48 | T-12 | 2 | 40 | Garage | 124347 | Garage | 0.0017229
Garage door opener | Incandescent |  | Standard A Lamp | 2 | 60 | Garage | 124347 | Garage | 0.0017229
Ceiling Fan | Compact Fluorescent |  | Twist | 1 | 15 | Hall | 124348 | Hall | 0.0017229
Recessed Can | Compact Fluorescent |  | Twist | 1 | 15 | Kitchen | 124349 | Kitchen | 0.0017229
Ceiling Fixture | Compact Fluorescent |  | Twist | 2 | 15 | Laundry Room | 1243410 | Laundry Room | 0.0017229
Recessed Can | Compact Fluorescent |  | Twist | 1 | 15 | Laundry Room | 1243411 | Laundry Room | 0.0017229
Recessed Can | Compact Fluorescent |  | Twist | 1 | 15 | Office | 1243412 | Office | 0.0017229
Ceiling Fixture | Compact Fluorescent |  | Twist | 1 | 15 | Closet | 1243413 | Closet | 0.0017229
Floor lamp | Compact Fluorescent |  | Twist | 3 | 22 | Living Room | 124561 | Living Room | 0.00049795
Track | Incandescent |  | Reflector | 3 | 50 | Living Room | 124561 | Living Room | 0.00049795
Chandelier (Hanging) | Compact Fluorescent |  | Twist | 5 | 22 | Dining Room | 124562 | Dining Room | 0.00049795
Ceiling Fixture | Linear Fluorescent | 48 | T-12 | 4 | 40 | Kitchen | 124563 | Kitchen | 0.00049795
Other | Incandescent |  | Standard A Lamp | 2 | 60 | Kitchen | 124563 | Kitchen | 0.00049795
Track | Compact Fluorescent |  | A shape bulb | 4 | 15 | Hall | 124564 | Hall | 0.00049795
Ceiling Fixture | Compact Fluorescent |  | Twist | 1 | 15 | Bathroom | 124565 | Bathroom | 0.00049795
Ceiling Fixture | Incandescent |  | Heat Lamp | 1 | 500 | Bathroom | 124565 | Bathroom | 0.00049795
Ceiling Fixture | Compact Fluorescent |  | Twist | 2 | 22 | Bedroom | 124566 | Bedroom | 0.00049795
Table | Incandescent |  | Standard A Lamp | 1 | 40 | Bedroom | 124566 | Bedroom | 0.00049795
Table | Compact Fluorescent |  | Twist | 1 | 22 | Bedroom | 124566 | Bedroom | 0.00049795
Ceiling Fixture | Compact Fluorescent |  | Twist | 2 | 22 | Office | 124567 | Office | 0.00049795
Recessed Can | Incandescent |  | Reflector | 1 | 100 | Bathroom | 124581 | Bathroom | 0.00029524
Recessed Can | Incandescent |  | Reflector | 1 | 75 | Bathroom | 124582 | Bathroom | 0.00029524
Wall Mount | Incandescent |  | Standard A Lamp | 3 | 40 | Bathroom | 124583 | Bathroom | 0.00029524
Recessed Can | Incandescent |  | Reflector | 1 | 75 | Bathroom | 124583 | Bathroom | 0.00029524
Ceiling Fixture | Incandescent |  | Clear | 2 | 60 | Bedroom | 124584 | Bedroom | 0.00029524
Wall Mount | Incandescent |  | Standard A Lamp | 1 | 100 | Bedroom | 124584 | Bedroom | 0.00029524
Floor lamp | Incandescent |  | Standard A Lamp | 1 | 75 | Bedroom | 124584 | Bedroom | 0.00029524
Ceiling Fixture | Compact Fluorescent |  | Twist | 2 | 15 | Closet | 124585 | Closet | 0.00029524
Ceiling Fixture | Incandescent |  | Standard A Lamp | 2 | 60 | Closet | 124586 | Closet | 0.00029524
Table | Compact Fluorescent |  | Twist | 1 | 15 | Dining Room | 124587 | Dining Room | 0.00029524
Table | Incandescent |  | Standard A Lamp | 2 | 60 | Dining Room | 124587 | Dining Room | 0.00029524
Chandelier (Hanging) | Incandescent |  | Decorative | 7 | 40 | Dining Room | 124587 | Dining Room | 0.00029524
Ceiling Fixture | Other |  | Other | 2 | 40 | Other | 124588 | Other | 0.00029524
Ceiling Fixture | Incandescent |  | Standard A Lamp | 3 | 100 | Family Room | 124589 | Family Room | 0.00029524
Table | Incandescent |  | Standard A Lamp | 1 | 60 | Family Room | 124589 | Family Room | 0.00029524
Table | Compact Fluorescent |  | Twist | 1 | 15 | Family Room | 124589 | Family Room | 0.00029524
Wall Mount | Linear Fluorescent | 24 | T-12 | 1 | 40 | Family Room | 124589 | Family Room | 0.00029524
Garage door opener | Incandescent |  | Standard A Lamp | 1 | 40 | Garage | 1245810 | Garage | 0.00029524
Ceiling Fixture | Compact Fluorescent |  | Circline (Screw Base) | 1 | 22 | Garage | 1245810 | Garage | 0.00029524
Ceiling Fixture | Linear Fluorescent | 48 | T-12 | 4 | 40 | Garage | 1245810 | Garage | 0.00029524
Recessed Can | Incandescent |  | Reflector | 1 | 75 | Kitchen | 1245811 | Kitchen | 0.00029524
Ceiling Fixture | Incandescent |  | Globe | 1 | 100 | Kitchen | 1245811 | Kitchen | 0.00029524
Architectural | Linear Fluorescent | 18 | T-5 | 1 | 7 | Kitchen | 1245811 | Kitchen | 0.00029524
Ceiling Fixture | Linear Fluorescent | 48 | T-12 | 2 | 40 | Laundry Room | 1245812 | Laundry Room | 0.00029524
Recessed Can | Incandescent |  | Reflector | 1 | 60 | Living Room | 1245813 | Living Room | 0.00029524
Wall Mount | Compact Fluorescent |  | Twist | 1 | 15 | Living Room | 1245813 | Living Room | 0.00029524
Table | Incandescent |  | 3-Way Incandescent | 1 | 100 | Living Room | 1245813 | Living Room | 0.00029524
Chandelier (Hanging) | Incandescent |  | Globe | 1 | 40 | Living Room | 1245813 | Living Room | 0.00029524
Wall Mount | Linear Fluorescent | 48 | T-12 | 1 | 40 | Master Bedroom | 1245814 | Master Bedroom | 0.00029524
Table | Incandescent |  | Standard A Lamp | 1 | 90 | Master Bedroom | 1245814 | Master Bedroom | 0.00029524
Wall Mount | Incandescent |  | Standard A Lamp | 1 | 75 | Master Bedroom | 1245814 | Master Bedroom | 0.00029524
Floor lamp | Incandescent |  | Standard A Lamp | 1 | 60 | Master Bedroom | 1245814 | Master Bedroom | 0.00029524
Ceiling Fixture | Linear Fluorescent | 48 | T-8 | 2 | 32 | Closet | 1245815 | Closet | 0.00029524
Floor lamp | Incandescent |  | Decorative | 1 | 60 | Office | 1245816 | Office | 0.00029524
Ceiling Fixture | Incandescent |  | Standard A Lamp | 1 | 100 | Office | 1245816 | Office | 0.00029524
Table | Compact Fluorescent |  | Twist | 1 | 15 | Office | 1245816 | Office | 0.00029524
Ceiling Fixture | Incandescent |  | Clear | 4 | 40 | Hall | 1245817 | Hall | 0.00029524
Wall Mount | Linear Fluorescent | 36 | T-8 | 1 | 32 | Other | 1245818 | Other | 0.00029524
Wall Mount | Incandescent |  | Standard A Lamp | 4 | 60 | Bathroom | 124601 | Bathroom | 0.00028601
Ceiling Fixture | Incandescent |  | Standard A Lamp | 2 | 60 | Bedroom | 124602 | Bedroom | 0.00028601
Ceiling Fixture | Incandescent |  | Standard A Lamp | 2 | 60 | Bedroom | 124603 | Bedroom | 0.00028601
Floor lamp | Incandescent |  | Standard A Lamp | 1 | 75 | Bedroom | 124603 | Bedroom | 0.00028601
Ceiling Fan | Incandescent |  | Standard A Lamp | 5 | 60 | Dining Room | 124604 | Dining Room | 0.00028601
Ceiling Fixture | Linear Fluorescent | 48 | T-12 | 2 | 32 | Garage | 124605 | Garage | 0.00028601
Wall Mount | Incandescent |  | Standard A Lamp | 2 | 60 | Bathroom | 124606 | Bathroom | 0.00028601
Ceiling Fixture | Incandescent |  | Standard A Lamp | 1 | 60 | Hall | 124607 | Hall | 0.00028601
Ceiling Fixture | Linear Fluorescent | 48 | T-12 | 4 | 32 | Kitchen | 124608 | Kitchen | 0.00028601
Floor lamp | Incandescent |  | Standard A Lamp | 1 | 60 | Living Room | 124609 | Living Room | 0.00028601
Floor lamp | Incandescent |  | 3-Way Incandescent | 1 | 150 | Living Room | 124609 | Living Room | 0.00028601
Ceiling Fixture | Linear Fluorescent | 48 | T-12 | 4 | 32 | Office | 1246010 | Office | 0.00028601
Ceiling Fixture | Incandescent |  | Standard A Lamp | 2 | 60 | Bedroom | 1246011 | Bedroom | 0.00028601
Wall Mount | Incandescent |  | Clear | 4 | 40 | Bathroom | 124781 | Bathroom | 0.00028601
Ceiling Fixture | Compact Fluorescent |  | Twist | 1 | 15 | Bathroom | 124781 | Bathroom | 0.00028601
Ceiling Fixture | Incandescent |  | Standard A Lamp | 1 | 40 | Bathroom | 124782 | Bathroom | 0.00028601
Wall Mount | Incandescent |  | Globe | 3 | 40 | Bathroom | 124782 | Bathroom | 0.00028601
Recessed Can | Incandescent |  | Reflector | 1 | 65 | Bedroom | 124783 | Bedroom | 0.00028601
Ceiling Fixture | Incandescent |  | Standard A Lamp | 2 | 40 | Bedroom | 124783 | Bedroom | 0.00028601
Recessed Can | Incandescent |  | Reflector | 1 | 65 | Bedroom | 124784 | Bedroom | 0.00028601
Ceiling Fixture | Incandescent |  | Standard A Lamp | 2 | 60 | Bedroom | 124784 | Bedroom | 0.00028601
Recessed Can | Incandescent |  | Reflector | 1 | 65 | Master Bedroom | 124785 | Master Bedroom | 0.00028601
Ceiling Fixture | Compact Fluorescent |  | Twist | 1 | 15 | Master Bedroom | 124785 | Master Bedroom | 0.00028601
Table | Incandescent |  | Decorative | 1 | 40 | Master Bedroom | 124785 | Master Bedroom | 0.00028601
Chandelier (Hanging) | Compact Fluorescent |  | Twist | 3 | 15 | Dining Room | 124786 | Dining Room | 0.00028601
Floor lamp | Incandescent |  | Standard A Lamp | 3 | 100 | Dining Room | 124786 | Dining Room | 0.00028601
Table | Incandescent |  | Standard A Lamp | 2 | 100 | Dining Room | 124786 | Dining Room | 0.00028601
Ceiling Fixture | Incandescent |  | Standard A Lamp | 2 | 40 | Hall | 124787 | Hall | 0.00028601
Ceiling Fixture | Halogen |  | MR | 3 | 50 | Family Room | 124788 | Family Room | 0.00028601
Table | Incandescent |  | Standard A Lamp | 1 | 60 | Family Room | 124788 | Family Room | 0.00028601
Table | Compact Fluorescent |  | Twist | 1 | 15 | Family Room | 124788 | Family Room | 0.00028601
Table | Incandescent |  | Decorative | 1 | 40 | Family Room | 124788 | Family Room | 0.00028601
Ceiling Fixture | Compact Fluorescent |  | Twist | 1 | 15 | Garage | 124789 | Garage | 0.00028601
Ceiling Fan | Incandescent |  | Mini base | 3 | 40 | Kitchen | 1247810 | Kitchen | 0.00028601
Recessed Can | Incandescent |  | Reflector | 1 | 75 | Living Room | 1247811 | Living Room | 0.00028601
Table | Halogen |  | MR | 1 | 50 | Living Room | 1247811 | Living Room | 0.00028601
Table | Incandescent |  | Standard A Lamp | 1 | 100 | Living Room | 1247811 | Living Room | 0.00028601
Chandelier (Hanging) | Compact Fluorescent |  | Twist | 1 | 15 | Dining Room | 1247812 | Dining Room | 0.00028601
Wall Mount | Incandescent |  | Standard A Lamp | 3 | 60 | Bathroom | 124821 | Bathroom | 0.0012318
Wall Mount | Incandescent |  | Standard A Lamp | 4 | 100 | Bathroom | 124822 | Bathroom | 0.0012318
Ceiling Fixture | Compact Fluorescent |  | Twist | 1 | 20 | Bathroom | 124822 | Bathroom | 0.0012318
Wall Mount | Incandescent |  | Standard A Lamp | 2 | 60 | Bathroom | 124823 | Bathroom | 0.0012318
Recessed Can | Incandescent |  | Reflector | 1 | 65 | Bathroom | 124823 | Bathroom | 0.0012318
Ceiling Fixture | Incandescent |  | Standard A Lamp | 1 | 60 | Bedroom | 124824 | Bedroom | 0.0012318
Table | Incandescent |  | 3-Way Incandescent | 1 | 200 | Bedroom | 124824 | Bedroom | 0.0012318
Table | Incandescent |  | Clear | 1 | 60 | Bedroom | 124824 | Bedroom | 0.0012318
Ceiling Fixture | Compact Fluorescent |  | Twist | 1 | 20 | Bedroom | 124825 | Bedroom | 0.0012318
Table | Incandescent |  | 3-Way Incandescent | 1 | 100 | Bedroom | 124825 | Bedroom | 0.0012318
Table | Compact Fluorescent |  | Twist | 1 | 13 | Bedroom | 124825 | Bedroom | 0.0012318
Ceiling Fixture | Incandescent |  | Standard A Lamp | 1 | 60 | Closet | 124826 | Closet | 0.0012318
Ceiling Fixture | Incandescent |  | Standard A Lamp | 1 | 60 | Closet | 124827 | Closet | 0.0012318
Recessed Can | Compact Fluorescent |  | Reflector | 1 | 14 | Dining Room | 124828 | Dining Room | 0.0012318
Recessed Can | Incandescent |  | Reflector | 1 | 65 | Dining Room | 124828 | Dining Room | 0.0012318
Chandelier (Hanging) | Incandescent |  | Standard A Lamp | 9 | 60 | Other | 124829 | Other | 0.0012318
Recessed Can | Incandescent |  | Reflector | 1 | 65 | Family Room | 1248210 | Family Room | 0.0012318
Recessed Can | Incandescent |  | Reflector | 1 | 65 | Family Room | 1248210 | Family Room | 0.0012318
Garage door opener | Incandescent |  | Standard A Lamp | 2 | 60 | Garage | 1248211 | Garage | 0.0012318
Ceiling Fixture | Compact Fluorescent |  | Twist | 1 | 20 | Garage | 1248211 | Garage | 0.0012318
Recessed Can | Incandescent |  | Reflector | 1 | 65 | Hall | 1248212 | Hall | 0.0012318
Table | Compact Fluorescent |  | Twist | 1 | 20 | Hall | 1248212 | Hall | 0.0012318
Recessed Can | Incandescent |  | Reflector | 1 | 65 | Hall | 1248213 | Hall | 0.0012318
Recessed Can | Incandescent |  | Reflector | 1 | 65 | Kitchen | 1248214 | Kitchen | 0.0012318
Ceiling Fixture | Incandescent |  | Standard A Lamp | 2 | 60 | Laundry Room | 1248215 | Laundry Room | 0.0012318
Chandelier (Hanging) | Incandescent |  | Decorative | 6 | 60 | Living Room | 1248216 | Living Room | 0.0012318
Table | Incandescent |  | 3-Way Incandescent | 1 | 100 | Living Room | 1248216 | Living Room | 0.0012318
Table | Incandescent |  | Standard A Lamp | 1 | 60 | Living Room | 1248216 | Living Room | 0.0012318
Recessed Can | Incandescent |  | Reflector | 1 | 65 | Living Room | 1248216 | Living Room | 0.0012318
Wall Mount | Incandescent |  | Decorative | 1 | 40 | Living Room | 1248216 | Living Room | 0.0012318
Recessed Can | Incandescent |  | Reflector | 1 | 65 | Master Bedroom | 1248217 | Master Bedroom | 0.0012318
Table | Incandescent |  | 3-Way Incandescent | 1 | 200 | Master Bedroom | 1248217 | Master Bedroom | 0.0012318
Ceiling Fixture | Compact Fluorescent |  | Twist | 2 | 20 | Office | 1248218 | Office | 0.0012318
Floor lamp | Compact Fluorescent |  | Straight Tube | 1 | 42 | Office | 1248218 | Office | 0.0012318
Ceiling Fixture | Compact Fluorescent |  | Twist | 2 | 13 | Office | 1248219 | Office | 0.0012318
Floor lamp | Compact Fluorescent |  | Straight Tube | 1 | 13 | Office | 1248219 | Office | 0.0012318
Ceiling Fixture | Incandescent |  | Standard A Lamp | 1 | 60 | Other | 1248220 | Other | 0.0012318
Wall Mount | Compact Fluorescent |  | Twist | 1 | 15 | Bathroom | 124831 | Bathroom | 0.00029524
Ceiling Fixture | Incandescent |  | Standard A Lamp | 1 | 100 | Bathroom | 124831 | Bathroom | 0.00029524
Ceiling Fixture | Compact Fluorescent |  | Twist | 2 | 15 | Bedroom | 124832 | Bedroom | 0.00029524
Ceiling Fixture | Compact Fluorescent |  | Twist | 2 | 15 | Bedroom | 124833 | Bedroom | 0.00029524
Table | Incandescent |  | Standard A Lamp | 1 | 100 | Bedroom | 124833 | Bedroom | 0.00029524
Ceiling Fixture | Linear Fluorescent | 48 | T-12 | 2 | 40 | Garage | 124834 | Garage | 0.00029524
Ceiling Fixture | Compact Fluorescent |  | Twist | 1 | 22 | Hall | 124835 | Hall | 0.00029524
Ceiling Fixture | Compact Fluorescent |  | Twist | 2 | 15 | Kitchen | 124836 | Kitchen | 0.00029524
Chandelier (Hanging) | Compact Fluorescent |  | Twist | 5 | 22 | Kitchen | 124836 | Kitchen | 0.00029524
Ceiling Fixture | Compact Fluorescent |  | Twist | 1 | 15 | Laundry Room | 124837 | Laundry Room | 0.00029524
Wall Mount | Compact Fluorescent |  | Twist | 1 | 15 | Living Room | 124838 | Living Room | 0.00029524
Torchiere | Incandescent |  | Standard A Lamp | 1 | 100 | Living Room | 124838 | Living Room | 0.00029524
Torchiere | Compact Fluorescent |  | Twist | 1 | 22 | Living Room | 124838 | Living Room | 0.00029524
Wall Mount | Incandescent |  | Standard A Lamp | 1 | 60 | Other | 124861 | Other | 0.0012318
Ceiling Fixture | Incandescent |  | Standard A Lamp | 1 | 60 | Bedroom | 124862 | Bedroom | 0.0012318
Wall Mount | Other |  | LED Interior | 1 | 1 | Bedroom | 124862 | Bedroom | 0.0012318
Wall Mount | Incandescent |  | Globe | 1 | 40 | Bathroom | 124863 | Bathroom | 0.0012318
Wall Mount | Incandescent |  | Globe | 1 | 40 | Bathroom | 124863 | Bathroom | 0.0012318
Ceiling Fixture | Incandescent |  | Standard A Lamp | 1 | 60 | Bathroom | 124863 | Bathroom | 0.0012318
Ceiling Fixture | Incandescent |  | Standard A Lamp | 1 | 60 | Closet | 124864 | Closet | 0.0012318
Wall Mount | Incandescent |  | Globe | 1 | 40 | Closet | 124865 | Closet | 0.0012318
Ceiling Fixture | Incandescent |  | Standard A Lamp | 1 | 60 | Dining Room | 124866 | Dining Room | 0.0012318
Ceiling Fixture | Incandescent |  | Standard A Lamp | 1 | 60 | Hall | 124867 | Hall | 0.0012318
Ceiling Fixture | Linear Fluorescent | 48 | T-12 | 2 | 40 | Garage | 124868 | Garage | 0.0012318
Garage door opener | Incandescent |  | Standard A Lamp | 1 | 60 | Garage | 124868 | Garage | 0.0012318
Ceiling Fixture | Incandescent |  | Decorative | 2 | 40 | Hall | 124869 | Hall | 0.0012318
Other | Linear Fluorescent | 36 | T-12 | 1 | 35 | Kitchen | 1248610 | Kitchen | 0.0012318
Ceiling Fixture | Linear Fluorescent | 48 | T-12 | 2 | 40 | Kitchen | 1248610 | Kitchen | 0.0012318
Ceiling Fixture | Incandescent |  | Standard A Lamp | 1 | 60 | Kitchen | 1248610 | Kitchen | 0.0012318
Ceiling Fixture | Incandescent |  | Standard A Lamp | 1 | 60 | Hall | 1248611 | Hall | 0.0012318
Track | Halogen |  | MR | 4 | 50 | Living Room | 1248612 | Living Room | 0.0012318
Ceiling Fixture | Incandescent |  | Standard A Lamp | 1 | 60 | Master Bedroom | 1248613 | Master Bedroom | 0.0012318
Ceiling Fixture | Incandescent |  | Standard A Lamp | 1 | 60 | Bedroom | 1248614 | Bedroom | 0.0012318
Table | Incandescent |  | Standard A Lamp | 1 | 75 | Bedroom | 1248614 | Bedroom | 0.0012318
Ceiling Fixture | Compact Fluorescent |  | Twist | 1 | 22 | Other | 1248615 | Other | 0.0012318
Wall Mount | Incandescent |  | Reflector | 2 | 60 | Hall | 1248616 | Hall | 0.0012318
Ceiling Fixture | Incandescent |  | Standard A Lamp | 2 | 60 | Bedroom | 124891 | Bedroom | 0.0012318
Recessed Can | Compact Fluorescent |  | Reflector | 1 | 15 | Kitchen | 124892 | Kitchen | 0.0012318
Ceiling Fixture | Incandescent |  | Standard A Lamp | 2 | 60 | Hall | 124893 | Hall | 0.0012318
Wall Mount | Incandescent |  | Mini base | 6 | 40 | Bathroom | 124894 | Bathroom | 0.0012318
Ceiling Fixture | Compact Fluorescent |  | Twist | 2 | 22 | Bedroom | 124895 | Bedroom | 0.0012318
Ceiling Fixture | Incandescent |  | Standard A Lamp | 3 | 60 | Master Bedroom | 124896 | Master Bedroom | 0.0012318
Wall Mount | Compact Fluorescent |  | Twist | 3 | 22 | Bathroom | 124897 | Bathroom | 0.0012318
Ceiling Fixture | Incandescent |  | Standard A Lamp | 1 | 60 | Bathroom | 124897 | Bathroom | 0.0012318
Wall Mount | Incandescent |  | Standard A Lamp | 1 | 40 | Hall | 124898 | Hall | 0.0012318
Ceiling Fan | Incandescent |  | Clear | 3 | 40 | Other | 124899 | Other | 0.0012318
Ceiling Fixture | Compact Fluorescent |  | Twist | 2 | 22 | Office | 1248910 | Office | 0.0012318
Ceiling Fixture | Incandescent |  | Standard A Lamp | 1 | 60 | Laundry Room | 1248911 | Laundry Room | 0.0012318
Ceiling Fixture | Incandescent |  | Standard A Lamp | 1 | 60 | Closet | 1248912 | Closet | 0.0012318
Ceiling Fixture | Compact Fluorescent |  | Twist | 3 | 15 | Kitchen | 1248913 | Kitchen | 0.0012318
Ceiling Fixture | Compact Fluorescent |  | Twist | 3 | 22 | Family Room | 1248914 | Family Room | 0.0012318
Track | Compact Fluorescent |  | Twist | 3 | 22 | Family Room | 1248914 | Family Room | 0.0012318
Wall Mount | Incandescent |  | Clear | 6 | 40 | Bathroom | 1248915 | Bathroom | 0.0012318
Ceiling Fixture | Incandescent |  | Standard A Lamp | 1 | 60 | Hall | 1248916 | Hall | 0.0012318
Ceiling Fan | Incandescent |  | Standard A Lamp | 1 | 40 | Bedroom | 1248917 | Bedroom | 0.0012318
Ceiling Fixture | Incandescent |  | Standard A Lamp | 1 | 60 | Closet | 1248918 | Closet | 0.0012318
Ceiling Fan | Compact Fluorescent |  | Twist | 5 | 22 | Hall | 1248919 | Hall | 0.0012318
Table | Incandescent |  | Standard A Lamp | 1 | 60 | Living Room | 1248920 | Living Room | 0.0012318
Chandelier (Hanging) | Compact Fluorescent |  | Twist | 4 | 22 | Dining Room | 1248921 | Dining Room | 0.0012318
Recessed Can | Halogen |  | PAR | 1 | 50 | Hall | 124941 | Hall | 0.00037892
Wall Mount | Halogen |  | PAR | 1 | 50 | Bathroom | 124942 | Bathroom | 0.00037892
Ceiling Fan | Compact Fluorescent |  | Twist | 1 | 15 | Bathroom | 124942 | Bathroom | 0.00037892
Recessed Can | Halogen |  | PAR | 1 | 50 | Other | 124943 | Other | 0.00037892
Track | Halogen |  | PAR | 1 | 50 | Other | 124943 | Other | 0.00037892
Table | Incandescent |  | 3-Way Incandescent | 1 | 150 | Other | 124943 | Other | 0.00037892
Recessed Can | Halogen |  | PAR | 1 | 50 | Kitchen | 124944 | Kitchen | 0.00037892
Ceiling Fan | Incandescent |  | Standard A Lamp | 1 | 60 | Bathroom | 124945 | Bathroom | 0.00037892
Ceiling Fan | Halogen |  | Other | 1 | 25 | Bathroom | 124945 | Bathroom | 0.00037892
Wall Mount | Linear Fluorescent | 12 | T-5 | 1 | 10 | Hall | 124946 | Hall | 0.00037892
Wall Mount | Linear Fluorescent | 24 | T-5 | 1 | 15 | Hall | 124946 | Hall | 0.00037892
Recessed Can | Halogen |  | PAR | 1 | 50 | Master Bedroom | 124947 | Master Bedroom | 0.00037892
Recessed Can | Halogen |  | PAR | 1 | 50 | Master Bedroom | 124947 | Master Bedroom | 0.00037892
Ceiling Fixture | Incandescent |  | Reflector | 1 | 75 | Dining Room | 124948 | Dining Room | 0.00037892
Recessed Can | Halogen |  | PAR | 1 | 50 | Dining Room | 124948 | Dining Room | 0.00037892
Table | Compact Fluorescent |  | Reflector | 1 | 15 | Dining Room | 124948 | Dining Room | 0.00037892
Recessed - other | Halogen |  | PAR | 1 | 50 | Hall | 124949 | Hall | 0.00037892
Ceiling Fixture | Incandescent |  | Standard A Lamp | 1 | 60 | Closet | 1249410 | Closet | 0.00037892
Recessed Can | Halogen |  | PAR | 1 | 50 | Hall | 1249411 | Hall | 0.00037892
Ceiling Fixture | Incandescent |  | Standard A Lamp | 1 | 60 | Other | 1249412 | Other | 0.00037892
Ceiling Fixture | Linear Fluorescent | 96 | T-12 | 2 | 100 | Garage | 1249413 | Garage | 0.00037892
Garage door opener | Incandescent |  | Standard A Lamp | 1 | 60 | Garage | 1249413 | Garage | 0.00037892
Recessed Can | Halogen |  | PAR | 1 | 50 | Kitchen | 1249414 | Kitchen | 0.00037892
Recessed Can | Halogen |  | PAR | 1 | 50 | Kitchen | 1249414 | Kitchen | 0.00037892
Track | Halogen |  | PAR | 2 | 50 | Kitchen | 1249414 | Kitchen | 0.00037892
Wall Mount | Linear Fluorescent | 48 | T-12 | 1 | 40 | Laundry Room | 1249415 | Laundry Room | 0.00037892
Recessed - other | Halogen |  | PAR | 1 | 50 | Living Room | 1249416 | Living Room | 0.00037892
Wall Mount | Halogen |  | PAR | 4 | 50 | Bathroom | 1249417 | Bathroom | 0.00037892
Track | Halogen |  | PAR | 1 | 50 | Closet | 1249418 | Closet | 0.00037892
Wall Mount | Incandescent |  | Standard A Lamp | 4 | 60 | Bathroom | 124961 | Bathroom | 0.00028601
Ceiling Fixture | Incandescent |  | Standard A Lamp | 1 | 75 | Bedroom | 124962 | Bedroom | 0.00028601
Ceiling Fixture | Incandescent |  | Standard A Lamp | 2 | 60 | Bedroom | 124963 | Bedroom | 0.00028601
Floor lamp | Incandescent |  | Mini base | 5 | 25 | Bedroom | 124963 | Bedroom | 0.00028601
Ceiling Fan | Incandescent |  | Standard A Lamp | 1 | 60 | Bedroom | 124964 | Bedroom | 0.00028601
Table | Incandescent |  | Standard A Lamp | 1 | 60 | Bedroom | 124964 | Bedroom | 0.00028601
Chandelier (Hanging) | Incandescent |  | Standard A Lamp | 2 | 100 | Dining Room | 124965 | Dining Room | 0.00028601
Ceiling Fixture | Incandescent |  | Standard A Lamp | 1 | 60 | Garage | 124966 | Garage | 0.00028601
Garage door opener | Incandescent |  | Decorative | 1 | 40 | Garage | 124966 | Garage | 0.00028601
Ceiling Fixture | Linear Fluorescent | 48 | T-12 | 2 | 40 | Garage | 124966 | Garage | 0.00028601
Ceiling Fixture | Compact Fluorescent |  | Twist | 2 | 22 | Kitchen | 124967 | Kitchen | 0.00028601
Ceiling Fixture | Incandescent |  | Standard A Lamp | 2 | 100 | Family Room | 124968 | Family Room | 0.00028601
Floor lamp | Incandescent |  | Mini base | 5 | 25 | Family Room | 124968 | Family Room | 0.00028601
Table | Compact Fluorescent |  | Twist | 1 | 22 | Family Room | 124968 | Family Room | 0.00028601
Wall Mount | Incandescent |  | Standard A Lamp | 1 | 60 | Bathroom | 124969 | Bathroom | 0.00028601
Wall Mount | Incandescent |  | Standard A Lamp | 2 | 60 | Bathroom | 124991 | Bathroom | 0.0017229
Wall Mount | Incandescent |  | Standard A Lamp | 1 | 60 | Bathroom | 124992 | Bathroom | 0.0017229
Recessed Can | Halogen |  | PAR | 1 | 75 | Bathroom | 124992 | Bathroom | 0.0017229
Table | Incandescent |  | Standard A Lamp | 1 | 40 | Bedroom | 124993 | Bedroom | 0.0017229
Ceiling Fixture | Incandescent |  | Standard A Lamp | 2 | 60 | Bedroom | 124993 | Bedroom | 0.0017229
Ceiling Fixture | Incandescent |  | Standard A Lamp | 2 | 40 | Office | 124994 | Office | 0.0017229
Table | Compact Fluorescent |  | Twist | 1 | 15 | Office | 124994 | Office | 0.0017229
Track | Halogen |  | PAR | 1 | 50 | Dining Room | 124995 | Dining Room | 0.0017229
Chandelier (Hanging) | Incandescent |  | Decorative | 4 | 40 | Dining Room | 124996 | Dining Room | 0.0017229
Architectural | Halogen |  | Other | 1 | 20 | Dining Room | 124996 | Dining Room | 0.0017229
Floor lamp | Incandescent |  | Standard A Lamp | 1 | 60 | Family Room | 124997 | Family Room | 0.0017229
Track | Halogen |  | PAR | 1 | 50 | Family Room | 124997 | Family Room | 0.0017229
Ceiling Fixture | Incandescent |  | Standard A Lamp | 1 | 60 | Family Room | 124998 | Family Room | 0.0017229
Floor lamp | Incandescent |  | Standard A Lamp | 3 | 40 | Family Room | 124998 | Family Room | 0.0017229
Table | Incandescent |  | Standard A Lamp | 1 | 40 | Family Room | 124998 | Family Room | 0.0017229
Ceiling Fixture | Compact Fluorescent |  | Twist | 1 | 28 | Garage | 124999 | Garage | 0.0017229
Garage door opener | Incandescent |  | Standard A Lamp | 1 | 75 | Garage | 124999 | Garage | 0.0017229
Ceiling Fixture | Incandescent |  | Standard A Lamp | 2 | 40 | Hall | 1249910 | Hall | 0.0017229
Recessed Can | Halogen |  | PAR | 1 | 50 | Kitchen | 1249911 | Kitchen | 0.0017229
Ceiling Fixture | Incandescent |  | Standard A Lamp | 1 | 60 | Kitchen | 1249911 | Kitchen | 0.0017229
Ceiling Fixture | Compact Fluorescent |  | Twist | 2 | 15 | Laundry Room | 1249912 | Laundry Room | 0.0017229
Recessed Can | Halogen |  | PAR | 1 | 50 | Laundry Room | 1249912 | Laundry Room | 0.0017229
Wall Mount | Incandescent |  | Decorative | 3 | 25 | Bathroom | 1249913 | Bathroom | 0.0017229
Recessed Can | Halogen |  | PAR | 1 | 50 | Bathroom | 1249913 | Bathroom | 0.0017229
Table | Incandescent |  | Standard A Lamp | 1 | 60 | Master Bedroom | 1249914 | Master Bedroom | 0.0017229
Ceiling Fixture | Incandescent |  | Standard A Lamp | 2 | 60 | Master Bedroom | 1249914 | Master Bedroom | 0.0017229
High bay | Incandescent |  | Mini base | 1 | 40 | Master Bedroom | 1249914 | Master Bedroom | 0.0017229
Ceiling Fixture | Compact Fluorescent |  | Twist | 2 | 22 | Other | 1249915 | Other | 0.0017229
Ceiling Fixture | Incandescent |  | Standard A Lamp | 1 | 60 | Closet | 125041 | Closet | 0.00037892
Ceiling Fixture | Compact Fluorescent |  | Twist | 1 | 15 | Kitchen | 125042 | Kitchen | 0.00037892
Other | Halogen |  | Other | 1 | 10 | Kitchen | 125042 | Kitchen | 0.00037892
Other | Incandescent |  | Mini base | 2 | 25 | Kitchen | 125042 | Kitchen | 0.00037892
Wall Mount | Compact Fluorescent |  | Twist | 1 | 15 | Office | 125043 | Office | 0.00037892
Floor lamp | Compact Fluorescent |  | Twist | 2 | 15 | Office | 125043 | Office | 0.00037892
Table | Linear Fluorescent | 48 | Fluorescent Other | 1 | 16 | Office | 125043 | Office | 0.00037892
Wall Mount | Incandescent |  | Standard A Lamp | 1 | 75 | Office | 125043 | Office | 0.00037892
Ceiling Fixture | Compact Fluorescent |  | Twist | 1 | 15 | Dining Room | 125044 | Dining Room | 0.00037892
Wall Mount | Compact Fluorescent |  | Twist | 1 | 7 | Living Room | 125045 | Living Room | 0.00037892
Wall Mount | Halogen |  | PAR | 5 | 10 | Living Room | 125045 | Living Room | 0.00037892
Floor lamp | Other |  | Other | 1 | 15 | Living Room | 125045 | Living Room | 0.00037892
Ceiling Fixture | Compact Fluorescent |  | Twist | 1 | 7 | Hall | 125046 | Hall | 0.00037892
Floor lamp | Other |  | Other | 1 | 40 | Bedroom | 125047 | Bedroom | 0.00037892
Table | Compact Fluorescent |  | Twist | 1 | 7 | Bedroom | 125047 | Bedroom | 0.00037892
Table | Compact Fluorescent |  | Twist | 1 | 7 | Master Bedroom | 125048 | Master Bedroom | 0.00037892
Floor lamp | Other |  | Other | 1 | 40 | Master Bedroom | 125048 | Master Bedroom | 0.00037892
Ceiling Fixture | Incandescent |  | Standard A Lamp | 1 | 60 | Closet | 125049 | Closet | 0.00037892
Wall Mount | Compact Fluorescent |  | Twist | 2 | 15 | Bathroom | 1250410 | Bathroom | 0.00037892
Ceiling Fixture | Compact Fluorescent |  | Twist | 2 | 15 | Kitchen | 125051 | Kitchen | 0.00049795
Chandelier (Hanging) | Compact Fluorescent |  | Twist | 5 | 7 | Kitchen | 125051 | Kitchen | 0.00049795
Ceiling Fixture | Incandescent |  | Standard A Lamp | 2 | 60 | Bedroom | 125052 | Bedroom | 0.00049795
Table | Compact Fluorescent |  | Twist | 1 | 7 | Bedroom | 125052 | Bedroom | 0.00049795
Ceiling Fixture | Incandescent |  | Standard A Lamp | 2 | 60 | Bedroom | 125053 | Bedroom | 0.00049795
Floor lamp | Compact Fluorescent |  | Twist | 1 | 22 | Family Room | 125054 | Family Room | 0.00049795
Table | Incandescent |  | Standard A Lamp | 1 | 75 | Family Room | 125054 | Family Room | 0.00049795
Track | Compact Fluorescent |  | Twist | 3 | 22 | Bedroom | 125055 | Bedroom | 0.00049795
Ceiling Fixture | Incandescent |  | Standard A Lamp | 1 | 60 | Laundry Room | 125056 | Laundry Room | 0.00049795
Ceiling Fixture | Compact Fluorescent |  | Twist | 1 | 15 | Hall | 125057 | Hall | 0.00049795
Ceiling Fixture | Incandescent |  | Standard A Lamp | 1 | 60 | Hall | 125059 | Hall | 0.00049795
Wall Mount | Incandescent |  | Standard A Lamp | 2 | 60 | Bathroom | 1250510 | Bathroom | 0.00049795
Ceiling Fixture | Incandescent |  | Standard A Lamp | 2 | 60 | Bedroom | 1250511 | Bedroom | 0.00049795
Table | Incandescent |  | Standard A Lamp | 1 | 60 | Bedroom | 1250511 | Bedroom | 0.00049795
Wall Mount | Compact Fluorescent |  | Twist | 2 | 15 | Bathroom | 1250512 | Bathroom | 0.00049795
Chandelier (Hanging) | Halogen |  | PAR | 3 | 50 | Dining Room | 125071 | Dining Room | 0.00037892
Table | Compact Fluorescent |  | Pin base | 1 | 18 | Office | 125072 | Office | 0.00037892
Ceiling Fixture | Compact Fluorescent |  | Twist | 3 | 13 | Office | 125072 | Office | 0.00037892
Recessed - other | Incandescent |  | Standard A Lamp | 1 | 60 | Hall | 125073 | Hall | 0.00037892
Ceiling Fixture | Linear Fluorescent | 48 | T-8 | 2 | 32 | Garage | 125074 | Garage | 0.00037892
Ceiling Fixture | Incandescent |  | Standard A Lamp | 2 | 60 | Garage | 125074 | Garage | 0.00037892
Other | Incandescent |  | Mini base | 1 | 40 | Kitchen | 125075 | Kitchen | 0.00037892
Other | Incandescent |  | Other | 1 | 10 | Kitchen | 125075 | Kitchen | 0.00037892
Chandelier (Hanging) | Incandescent |  | Standard A Lamp | 1 | 60 | Kitchen | 125075 | Kitchen | 0.00037892
Recessed - other | Incandescent |  | Standard A Lamp | 1 | 60 | Kitchen | 125075 | Kitchen | 0.00037892
Recessed Can | Incandescent |  | Standard A Lamp | 1 | 60 | Living Room | 125076 | Living Room | 0.00037892
Track | Halogen |  | MR | 2 | 50 | Living Room | 125076 | Living Room | 0.00037892
Floor lamp | Halogen |  | Other | 1 | 35 | Living Room | 125076 | Living Room | 0.00037892
Floor lamp | Halogen |  | Other | 1 | 50 | Living Room | 125076 | Living Room | 0.00037892
Torchiere | Halogen |  | Quartz Tube | 1 | 150 | Living Room | 125076 | Living Room | 0.00037892
Floor lamp | Halogen |  | Other | 1 | 100 | Master Bedroom | 125077 | Master Bedroom | 0.00037892
Ceiling Fixture | Compact Fluorescent |  | Twist | 2 | 9 | Master Bedroom | 125077 | Master Bedroom | 0.00037892
Wall Mount | Halogen |  | Quartz Tube | 1 | 100 | Bathroom | 125078 | Bathroom | 0.00037892
Ceiling Fixture | Incandescent |  | Standard A Lamp | 1 | 60 | Bathroom | 125078 | Bathroom | 0.00037892
Chandelier (Hanging) | Incandescent |  | Standard A Lamp | 1 | 60 | Bathroom | 125078 | Bathroom | 0.00037892
Table | Incandescent |  | Other | 1 | 60 | Office | 125079 | Office | 0.00037892
Ceiling Fan | Incandescent |  | Standard A Lamp | 1 | 60 | Office | 125079 | Office | 0.00037892
Torchiere | Compact Fluorescent |  | Twist | 1 | 13 | Office | 125079 | Office | 0.00037892
Ceiling Fan | Incandescent |  | Standard A Lamp | 4 | 60 | Bedroom | 125101 | Bedroom | 0.00049795
Ceiling Fixture | Compact Fluorescent |  | Twist | 4 | 13 | Bedroom | 125102 | Bedroom | 0.00049795
Ceiling Fan | Compact Fluorescent |  | Twist | 4 | 13 | Bedroom | 125103 | Bedroom | 0.00049795
Ceiling Fixture | Incandescent |  | Standard A Lamp | 2 | 60 | Closet | 125104 | Closet | 0.00049795
Ceiling Fixture | Incandescent |  | Standard A Lamp | 2 | 60 | Closet | 125105 | Closet | 0.00049795
Ceiling Fan | Incandescent |  | Standard A Lamp | 4 | 60 | Other | 125106 | Other | 0.00049795
Floor lamp | Incandescent |  | Standard A Lamp | 3 | 60 | Other | 125106 | Other | 0.00049795
Table | Incandescent |  | Standard A Lamp | 1 | 60 | Other | 125106 | Other | 0.00049795
Ceiling Fixture | Incandescent |  | Standard A Lamp | 3 | 60 | Hall | 125107 | Hall | 0.00049795
Ceiling Fixture | Incandescent |  | Standard A Lamp | 2 | 40 | Hall | 125107 | Hall | 0.00049795
Garage door opener | Incandescent |  | Standard A Lamp | 1 | 60 | Garage | 125108 | Garage | 0.00049795
High bay | Linear Fluorescent | 48 | T-12 | 4 | 40 | Garage | 125108 | Garage | 0.00049795
Ceiling Fixture | Incandescent |  | Standard A Lamp | 2 | 60 | Hall | 125109 | Hall | 0.00049795
Recessed Can | Incandescent |  | Reflector | 1 | 65 | Hall | 1251010 | Hall | 0.00049795
Recessed Can | Incandescent |  | Reflector | 1 | 65 | Kitchen | 1251011 | Kitchen | 0.00049795
Chandelier (Hanging) | Incandescent |  | Standard A Lamp | 5 | 65 | Kitchen | 1251011 | Kitchen | 0.00049795
Ceiling Fixture | Incandescent |  | Standard A Lamp | 3 | 60 | Laundry Room | 1251012 | Laundry Room | 0.00049795
Recessed Can | Incandescent |  | Reflector | 1 | 65 | Living Room | 1251013 | Living Room | 0.00049795
Wall Mount | Incandescent |  | Standard A Lamp | 7 | 60 | Bathroom | 1251014 | Bathroom | 0.00049795
Recessed Can | Incandescent |  | Reflector | 1 | 65 | Bathroom | 1251014 | Bathroom | 0.00049795
Ceiling Fixture | Incandescent |  | Standard A Lamp | 2 | 60 | Bathroom | 1251015 | Bathroom | 0.00049795
Recessed Can | Incandescent |  | Reflector | 1 | 65 | Bathroom | 1251015 | Bathroom | 0.00049795
Wall Mount | Incandescent |  | Standard A Lamp | 3 | 60 | Bathroom | 1251015 | Bathroom | 0.00049795
Ceiling Fan | Compact Fluorescent |  | Twist | 4 | 13 | Master Bedroom | 1251016 | Master Bedroom | 0.00049795
Table | Halogen |  | PAR | 1 | 20 | Master Bedroom | 1251016 | Master Bedroom | 0.00049795
Ceiling Fan | Compact Fluorescent |  | Twist | 4 | 13 | Office | 1251017 | Office | 0.00049795
Wall Mount | Compact Fluorescent |  | Twist | 3 | 13 | Bathroom | 1251018 | Bathroom | 0.00049795
Recessed Can | Incandescent |  | Clear | 1 | 60 | Other | 125141 | Other | 0.00037892
Ceiling Fixture | Compact Fluorescent |  | Twist | 2 | 13 | Bedroom | 125142 | Bedroom | 0.00037892
Ceiling Fan | Compact Fluorescent |  | Twist | 2 | 13 | Bedroom | 125143 | Bedroom | 0.00037892
Floor lamp | Compact Fluorescent |  | Twist | 1 | 13 | Bedroom | 125143 | Bedroom | 0.00037892
Architectural | Incandescent |  | Standard A Lamp | 1 | 75 | Hall | 125144 | Hall | 0.00037892
Chandelier (Hanging) | Compact Fluorescent |  | Twist | 1 | 13 | Kitchen | 125145 | Kitchen | 0.00037892
Low bay | Linear Fluorescent | 36 | T-8 | 1 | 30 | Kitchen | 125145 | Kitchen | 0.00037892
Low bay | Linear Fluorescent | 17 | T-12 | 1 | 15 | Kitchen | 125145 | Kitchen | 0.00037892
Recessed Can | Incandescent |  | Reflector | 1 | 65 | Living Room | 125146 | Living Room | 0.00037892
Ceiling Fan | Compact Fluorescent |  | Twist | 2 | 13 | Office | 125147 | Office | 0.00037892
Architectural | Incandescent |  | Standard A Lamp | 1 | 75 | Closet | 125148 | Closet | 0.00037892
Ceiling Fan | Incandescent |  | Heat Lamp | 2 | 250 | Bathroom | 125149 | Bathroom | 0.00037892
Ceiling Fixture | Incandescent |  | Standard A Lamp | 2 | 60 | Bathroom | 125149 | Bathroom | 0.00037892
Wall Mount | Incandescent |  | Standard A Lamp | 3 | 60 | Bathroom | 125149 | Bathroom | 0.00037892
Track | Halogen |  | MR | 3 | 50 | Dining Room | 125241 | Dining Room | 0.00049795
Other | Incandescent |  | Mini base | 1 | 7 | Dining Room | 125241 | Dining Room | 0.00049795
Table | Incandescent |  | 3-Way Incandescent | 1 | 150 | Dining Room | 125241 | Dining Room | 0.00049795
Ceiling Fan | Incandescent |  | Standard A Lamp | 1 | 60 | Other | 125242 | Other | 0.00049795
Ceiling Fixture | Linear Fluorescent | 92 | T-12 | 2 | 100 | Garage | 125243 | Garage | 0.00049795
Ceiling Fixture | Incandescent |  | Mini base | 3 | 60 | Hall | 125244 | Hall | 0.00049795
Recessed Can | Incandescent |  | Reflector | 1 | 65 | Kitchen | 125245 | Kitchen | 0.00049795
Recessed Can | Incandescent |  | Reflector | 1 | 50 | Kitchen | 125245 | Kitchen | 0.00049795
Floor lamp | Incandescent |  | 3-Way Incandescent | 1 | 150 | Living Room | 125246 | Living Room | 0.00049795
Recessed - other | Incandescent |  | Standard A Lamp | 1 | 60 | Master Bedroom | 125247 | Master Bedroom | 0.00049795
Table | Incandescent |  | 3-Way Incandescent | 1 | 150 | Master Bedroom | 125247 | Master Bedroom | 0.00049795
Wall Mount | Incandescent |  | Globe | 8 | 60 | Bathroom | 125248 | Bathroom | 0.00049795
Ceiling Fan | Incandescent |  | Standard A Lamp | 1 | 60 | Office | 125249 | Office | 0.00049795
Wall Mount | Incandescent |  | Globe | 8 | 60 | Bathroom | 1252410 | Bathroom | 0.00049795
Wall Mount | Incandescent |  | Mini base | 1 | 7 | Bathroom | 1252410 | Bathroom | 0.00049795
Wall Mount | Incandescent |  | Clear | 3 | 40 | Bathroom | 125561 | Bathroom | 0.0012318
Recessed - other | Incandescent |  | Heat Lamp | 1 | 150 | Bathroom | 125561 | Bathroom | 0.0012318
Chandelier (Hanging) | Incandescent |  | Mini base | 4 | 25 | Bedroom | 125562 | Bedroom | 0.0012318
Ceiling Fan | Incandescent |  | Decorative | 3 | 40 | Bedroom | 125563 | Bedroom | 0.0012318
Ceiling Fixture | Incandescent |  | Standard A Lamp | 1 | 60 | Office | 125564 | Office | 0.0012318
Ceiling Fixture | Compact Fluorescent |  | Twist | 1 | 15 | Hall | 125565 | Hall | 0.0012318
Chandelier (Hanging) | Incandescent |  | Standard A Lamp | 4 | 60 | Dining Room | 125566 | Dining Room | 0.0012318
Ceiling Fixture | Incandescent |  | Standard A Lamp | 1 | 60 | Family Room | 125567 | Family Room | 0.0012318
Garage door opener | Incandescent |  | Standard A Lamp | 1 | 60 | Garage | 125568 | Garage | 0.0012318
Ceiling Fixture | Incandescent |  | Standard A Lamp | 1 | 60 | Hall | 125569 | Hall | 0.0012318
Ceiling Fixture | Compact Fluorescent |  | Circline (Screw Base) | 1 | 28 | Kitchen | 1255610 | Kitchen | 0.0012318
Ceiling Fixture | Incandescent |  | Standard A Lamp | 1 | 60 | Kitchen | 1255610 | Kitchen | 0.0012318
Ceiling Fixture | Incandescent |  | Standard A Lamp | 1 | 60 | Laundry Room | 1255611 | Laundry Room | 0.0012318
Recessed - other | Incandescent |  | Heat Lamp | 1 | 150 | Laundry Room | 1255612 | Laundry Room | 0.0012318
Ceiling Fan | Incandescent |  | Clear | 4 | 40 | Living Room | 1255613 | Living Room | 0.0012318
Wall Mount | Incandescent |  | Decorative | 8 | 40 | Bathroom | 1255614 | Bathroom | 0.0012318
Recessed - other | Incandescent |  | Heat Lamp | 1 | 150 | Bathroom | 1255614 | Bathroom | 0.0012318
Ceiling Fan | Incandescent |  | Standard A Lamp | 1 | 60 | Master Bedroom | 1255615 | Master Bedroom | 0.0012318
Table | Compact Fluorescent |  | Pin base | 1 | 15 | Master Bedroom | 1255615 | Master Bedroom | 0.0012318
Ceiling Fixture | Incandescent |  | Standard A Lamp | 1 | 60 | Closet | 1255616 | Closet | 0.0012318
Ceiling Fixture | Halogen |  | MR | 5 | 50 | Other | 125611 | Other | 0.0012318
Ceiling Fixture | Compact Fluorescent |  | Twist | 1 | 13 | Other | 125611 | Other | 0.0012318
Wall Mount | Incandescent |  | Clear | 1 | 60 | Other | 125611 | Other | 0.0012318
Ceiling Fixture | Compact Fluorescent |  | Twist | 2 | 23 | Laundry Room | 125612 | Laundry Room | 0.0012318
Ceiling Fixture | Compact Fluorescent |  | Twist | 2 | 13 | Bedroom | 125613 | Bedroom | 0.0012318
Wall Mount | Halogen |  | MR | 1 | 100 | Bedroom | 125613 | Bedroom | 0.0012318
Ceiling Fixture | Compact Fluorescent |  | Twist | 2 | 23 | Bedroom | 125614 | Bedroom | 0.0012318
Table | Compact Fluorescent |  | Twist | 1 | 13 | Bedroom | 125614 | Bedroom | 0.0012318
Ceiling Fixture | Compact Fluorescent |  | Twist | 1 | 13 | Closet | 125615 | Closet | 0.0012318
Recessed Can | Incandescent |  | Reflector | 1 | 65 | Dining Room | 125616 | Dining Room | 0.0012318
Wall Mount | Incandescent |  | Decorative | 1 | 60 | Dining Room | 125616 | Dining Room | 0.0012318
Wall Mount | Incandescent |  | Decorative | 1 | 60 | Other | 125617 | Other | 0.0012318
Wall Mount | Compact Fluorescent |  | Twist | 1 | 13 | Hall | 125618 | Hall | 0.0012318
Other | Halogen |  | MR | 1 | 20 | Kitchen | 125619 | Kitchen | 0.0012318
Ceiling Fixture | Halogen |  | MR | 3 | 50 | Kitchen | 125619 | Kitchen | 0.0012318
Other | Halogen |  | MR | 4 | 25 | Kitchen | 125619 | Kitchen | 0.0012318
Recessed Can | Incandescent |  | Reflector | 1 | 65 | Living Room | 1256110 | Living Room | 0.0012318
Wall Mount | Compact Fluorescent |  | Twist | 2 | 23 | Bathroom | 1256111 | Bathroom | 0.0012318
Wall Mount | Compact Fluorescent |  | Twist | 1 | 13 | Bathroom | 1256111 | Bathroom | 0.0012318
Ceiling Fixture | Compact Fluorescent |  | Twist | 1 | 13 | Bathroom | 1256111 | Bathroom | 0.0012318
Wall Mount | Incandescent |  | Standard A Lamp | 1 | 60 | Other | 125641 | Other | 0.00049795
Other | Incandescent |  | Standard A Lamp | 1 | 60 | Kitchen | 125642 | Kitchen | 0.00049795
Ceiling Fan | Incandescent |  | Standard A Lamp | 3 | 60 | Living Room | 125643 | Living Room | 0.00049795
Wall Mount | Incandescent |  | Standard A Lamp | 1 | 60 | Living Room | 125643 | Living Room | 0.00049795
Table | Incandescent |  | Reflector | 1 | 60 | Office | 125644 | Office | 0.00049795
Ceiling Fixture | Incandescent |  | Globe | 1 | 60 | Other | 125645 | Other | 0.00049795
Ceiling Fixture | Compact Fluorescent |  | Twist | 1 | 15 | Other | 125645 | Other | 0.00049795
Ceiling Fixture | Incandescent |  | Standard A Lamp | 1 | 60 | Bedroom | 125646 | Bedroom | 0.00049795
Table | Incandescent |  | Clear | 1 | 60 | Bedroom | 125646 | Bedroom | 0.00049795
Ceiling Fixture | Linear Fluorescent | 48 | T-12 | 1 | 40 | Other | 125691 | Other | 0.00049795
Wall Mount | Compact Fluorescent |  | Twist | 4 | 15 | Bathroom | 125692 | Bathroom | 0.00049795
Wall Mount | Incandescent |  | Standard A Lamp | 1 | 60 | Other | 125693 | Other | 0.00049795
Ceiling Fixture | Compact Fluorescent |  | Twist | 2 | 15 | Hall | 125694 | Hall | 0.00049795
Recessed Can | Compact Fluorescent |  | Reflector | 1 | 15 | Bedroom | 125695 | Bedroom | 0.00049795
Table | Incandescent |  | Standard A Lamp | 1 | 60 | Bedroom | 125695 | Bedroom | 0.00049795
Ceiling Fixture | Linear Fluorescent | 48 | T-12 | 2 | 40 | Kitchen | 125696 | Kitchen | 0.00049795
Recessed Can | Compact Fluorescent |  | Reflector | 1 | 15 | Kitchen | 125696 | Kitchen | 0.00049795
Other | Incandescent |  | Standard A Lamp | 1 | 40 | Kitchen | 125696 | Kitchen | 0.00049795
Ceiling Fixture | Compact Fluorescent |  | Twist | 2 | 15 | Laundry Room | 125697 | Laundry Room | 0.00049795
Recessed Can | Compact Fluorescent |  | Twist | 1 | 15 | Laundry Room | 125697 | Laundry Room | 0.00049795
Floor lamp | Incandescent |  | Decorative | 5 | 60 | Living Room | 125698 | Living Room | 0.00049795
Floor lamp | Compact Fluorescent |  | Twist | 1 | 15 | Living Room | 125698 | Living Room | 0.00049795
Torchiere | Halogen |  | Quartz Tube | 1 | 300 | Living Room | 125698 | Living Room | 0.00049795
Recessed Can | Compact Fluorescent |  | Twist | 1 | 15 | Master Bedroom | 125699 | Master Bedroom | 0.00049795
Table | Incandescent |  | Standard A Lamp | 1 | 60 | Master Bedroom | 125699 | Master Bedroom | 0.00049795
Table | Compact Fluorescent |  | Twist | 1 | 15 | Master Bedroom | 125699 | Master Bedroom | 0.00049795
Recessed Can | Compact Fluorescent |  | Twist | 1 | 13 | Bathroom | 125721 | Bathroom | 0.0017229
Wall Mount | Incandescent |  | Decorative | 3 | 40 | Bathroom | 125721 | Bathroom | 0.0017229
Ceiling Fixture | Compact Fluorescent |  | Twist | 2 | 13 | Bedroom | 125722 | Bedroom | 0.0017229
Table | Incandescent |  | Mini base | 1 | 40 | Bedroom | 125722 | Bedroom | 0.0017229
High bay | Linear Fluorescent | 48 | T-12 | 2 | 40 | Garage | 125723 | Garage | 0.0017229
Recessed Can | Compact Fluorescent |  | Reflector | 1 | 23 | Hall | 125724 | Hall | 0.0017229
Chandelier (Hanging) | Compact Fluorescent |  | Twist | 4 | 13 | Kitchen | 125725 | Kitchen | 0.0017229
Chandelier (Hanging) | Incandescent |  | Standard A Lamp | 1 | 60 | Kitchen | 125725 | Kitchen | 0.0017229
Ceiling Fixture | Incandescent |  | Standard A Lamp | 1 | 60 | Kitchen | 125725 | Kitchen | 0.0017229
Table | Compact Fluorescent |  | Twist | 1 | 13 | Living Room | 125726 | Living Room | 0.0017229
Ceiling Fixture | Compact Fluorescent |  | Twist | 2 | 13 | Master Bedroom | 125727 | Master Bedroom | 0.0017229
Table | Compact Fluorescent |  | Twist | 1 | 13 | Master Bedroom | 125727 | Master Bedroom | 0.0017229
Wall Mount | Compact Fluorescent |  | Twist | 1 | 15 | Bathroom | 125821 | Bathroom | 0.00049795
Recessed - other | Linear Fluorescent | 48 | T-12 | 2 | 60 | Bathroom | 125822 | Bathroom | 0.00049795
Ceiling Fixture | Compact Fluorescent |  | Twist | 2 | 15 | Bedroom | 125823 | Bedroom | 0.00049795
Ceiling Fixture | Compact Fluorescent |  | Twist | 1 | 15 | Closet | 125824 | Closet | 0.00049795
Chandelier (Hanging) | Incandescent |  | Mini base | 6 | 25 | Dining Room | 125825 | Dining Room | 0.00049795
Table | Incandescent |  | 3-Way Incandescent | 1 | 150 | Family Room | 125826 | Family Room | 0.00049795
Ceiling Fixture | Compact Fluorescent |  | Twist | 2 | 15 | Family Room | 125827 | Family Room | 0.00049795
Table | Incandescent |  | Standard A Lamp | 2 | 40 | Family Room | 125827 | Family Room | 0.00049795
Ceiling Fixture | Linear Fluorescent | 48 | T-12 | 2 | 40 | Garage | 125828 | Garage | 0.00049795
Ceiling Fixture | Compact Fluorescent |  | A shape bulb | 1 | 22 | Hall | 125829 | Hall | 0.00049795
Ceiling Fixture | Compact Fluorescent |  | Twist | 1 | 15 | Hall | 1258210 | Hall | 0.00049795
Wall Mount | Incandescent |  | Standard A Lamp | 1 | 60 | Hall | 1258210 | Hall | 0.00049795
Ceiling Fixture | Incandescent |  | Standard A Lamp | 1 | 60 | Hall | 1258210 | Hall | 0.00049795
Ceiling Fixture | Linear Fluorescent | 48 | T-12 | 4 | 40 | Kitchen | 1258211 | Kitchen | 0.00049795
Ceiling Fixture | Compact Fluorescent |  | Twist | 1 | 15 | Laundry Room | 1258212 | Laundry Room | 0.00049795
Table | Incandescent |  | 3-Way Incandescent | 1 | 150 | Living Room | 1258213 | Living Room | 0.00049795
Table | Compact Fluorescent |  | Twist | 1 | 15 | Living Room | 1258213 | Living Room | 0.00049795
Floor lamp | Incandescent |  | Standard A Lamp | 2 | 60 | Living Room | 1258213 | Living Room | 0.00049795
Wall Mount | Incandescent |  | Globe | 8 | 25 | Bathroom | 1258214 | Bathroom | 0.00049795
Recessed Can | Incandescent |  | Heat Lamp | 1 | 250 | Bathroom | 1258214 | Bathroom | 0.00049795
Table | Incandescent |  | Mini base | 3 | 25 | Master Bedroom | 1258215 | Master Bedroom | 0.00049795
Ceiling Fixture | Compact Fluorescent |  | Twist | 2 | 15 | Master Bedroom | 1258215 | Master Bedroom | 0.00049795
Track | Halogen |  | PAR | 5 | 75 | Office | 1258216 | Office | 0.00049795
Ceiling Fixture | Linear Fluorescent | 96 | T-12 | 2 | 60 | Other | 1258217 | Other | 0.00049795
Chandelier (Hanging) | Incandescent |  | Standard A Lamp | 2 | 60 | Hall | 1258218 | Hall | 0.00049795
Ceiling Fixture | Incandescent |  | Standard A Lamp | 1 | 60 | Closet | 1258219 | Closet | 0.00049795
Ceiling Fan | Incandescent |  | Standard A Lamp | 2 | 60 | Kitchen | 126001 | Kitchen | 0.00037892
Wall Mount | Incandescent |  | Decorative | 3 | 60 | Bathroom | 126002 | Bathroom | 0.00037892
Wall Mount | Incandescent |  | Globe | 8 | 25 | Bathroom | 126003 | Bathroom | 0.00037892
Other | Incandescent |  | Heat Lamp | 1 | 500 | Bathroom | 126003 | Bathroom | 0.00037892
Recessed Can | Incandescent |  | Reflector | 1 | 60 | Bedroom | 126004 | Bedroom | 0.00037892
Wall Mount | Incandescent |  | Standard A Lamp | 1 | 60 | Bedroom | 126004 | Bedroom | 0.00037892
Table | Incandescent |  | Standard A Lamp | 1 | 60 | Bedroom | 126004 | Bedroom | 0.00037892
Ceiling Fixture | Linear Fluorescent | 48 | T-12 | 2 | 32 | Garage | 126005 | Garage | 0.00037892
Floor lamp | Incandescent |  | Standard A Lamp | 2 | 60 | Living Room | 126006 | Living Room | 0.00037892
Track | Incandescent |  | Reflector | 1 | 60 | Living Room | 126006 | Living Room | 0.00037892
Recessed Can | Incandescent |  | Reflector | 1 | 60 | Hall | 126007 | Hall | 0.00037892
Recessed Can | Incandescent |  | Reflector | 1 | 60 | Kitchen | 126008 | Kitchen | 0.00037892
Recessed Can | Incandescent |  | Reflector | 1 | 60 | Other | 126009 | Other | 0.00037892
Ceiling Fixture | Linear Fluorescent | 24 | T-12 | 2 | 32 | Laundry Room | 1260010 | Laundry Room | 0.00037892
Track | Incandescent |  | Reflector | 3 | 60 | Master Bedroom | 1260011 | Master Bedroom | 0.00037892
Table | Incandescent |  | 3-Way Incandescent | 1 | 150 | Master Bedroom | 1260011 | Master Bedroom | 0.00037892
Recessed Can | Incandescent |  | Reflector | 1 | 65 | Office | 1260012 | Office | 0.00037892
Table | Incandescent |  | Standard A Lamp | 1 | 60 | Office | 1260012 | Office | 0.00037892
Chandelier (Hanging) | Incandescent |  | Mini base | 3 | 25 | Hall | 1260013 | Hall | 0.00037892
Track | Incandescent |  | Reflector | 4 | 60 | Family Room | 1260014 | Family Room | 0.00037892
Floor lamp | Incandescent |  | Standard A Lamp | 3 | 60 | Family Room | 1260014 | Family Room | 0.00037892
Wall Mount | Compact Fluorescent |  | A shape bulb | 3 | 15 | Bathroom | 126141 | Bathroom | 0.00037892
Recessed Can | Compact Fluorescent |  | Reflector | 1 | 15 | Bathroom | 126141 | Bathroom | 0.00037892
Ceiling Fixture | Linear Fluorescent | 48 | T-8 | 2 | 40 | Other | 126142 | Other | 0.00037892
Recessed Can | Compact Fluorescent |  | Reflector | 1 | 15 | Bedroom | 126143 | Bedroom | 0.00037892
Table | Compact Fluorescent |  | Twist | 1 | 15 | Bedroom | 126143 | Bedroom | 0.00037892
Recessed Can | Compact Fluorescent |  | Reflector | 1 | 15 | Bedroom | 126144 | Bedroom | 0.00037892
Ceiling Fixture | Linear Fluorescent | 48 | T-4 | 1 | 32 | Bedroom | 126144 | Bedroom | 0.00037892
Table | Compact Fluorescent |  | Twist | 1 | 15 | Bedroom | 126144 | Bedroom | 0.00037892
Recessed Can | Compact Fluorescent |  | Reflector | 1 | 15 | Dining Room | 126145 | Dining Room | 0.00037892
Chandelier (Hanging) | Incandescent |  | Standard A Lamp | 5 | 40 | Dining Room | 126145 | Dining Room | 0.00037892
Recessed Can | Compact Fluorescent |  | Reflector | 1 | 15 | Hall | 126146 | Hall | 0.00037892
Table | Halogen |  | Other | 1 | 30 | Hall | 126146 | Hall | 0.00037892
Ceiling Fixture | Compact Fluorescent |  | Globe | 1 | 7 | Kitchen | 126147 | Kitchen | 0.00037892
Recessed Can | Compact Fluorescent |  | Reflector | 1 | 15 | Kitchen | 126147 | Kitchen | 0.00037892
Recessed Can | Compact Fluorescent |  | Reflector | 1 | 15 | Living Room | 126148 | Living Room | 0.00037892
Recessed - other | Halogen |  | PAR | 1 | 50 | Living Room | 126148 | Living Room | 0.00037892
Floor lamp | Compact Fluorescent |  | Twist | 1 | 22 | Living Room | 126148 | Living Room | 0.00037892
Wall Mount | Compact Fluorescent |  | Twist | 2 | 15 | Bathroom | 126149 | Bathroom | 0.00037892
Recessed Can | Compact Fluorescent |  | Reflector | 1 | 15 | Bathroom | 126149 | Bathroom | 0.00037892
Recessed Can | Compact Fluorescent |  | Reflector | 1 | 15 | Bedroom | 1261410 | Bedroom | 0.00037892
Wall Mount | Compact Fluorescent |  | Straight Tube | 1 | 15 | Bedroom | 1261410 | Bedroom | 0.00037892
Recessed - other | Compact Fluorescent |  | Twist | 1 | 15 | Closet | 1261411 | Closet | 0.00037892
Ceiling Fixture | Compact Fluorescent |  | Twist | 2 | 22 | Other | 126201 | Other | 0.00049795
Ceiling Fixture | Compact Fluorescent |  | Twist | 2 | 15 | Other | 126201 | Other | 0.00049795
Ceiling Fixture | Incandescent |  | Reflector | 1 | 75 | Other | 126201 | Other | 0.00049795
Ceiling Fixture | Linear Fluorescent | 48 | T-8 | 2 | 32 | Garage | 126202 | Garage | 0.00049795
Garage door opener | Compact Fluorescent |  | Twist | 1 | 15 | Garage | 126202 | Garage | 0.00049795
Ceiling Fixture | Linear Fluorescent | 48 | T-8 | 2 | 32 | Garage | 126202 | Garage | 0.00049795
Chandelier (Hanging) | Compact Fluorescent |  | Twist | 1 | 15 | Hall | 126203 | Hall | 0.00049795
Wall Mount | Compact Fluorescent |  | Twist | 1 | 22 | Bathroom | 126204 | Bathroom | 0.00049795
Recessed Can | Compact Fluorescent |  | Pin base | 1 | 15 | Bathroom | 126204 | Bathroom | 0.00049795
Chandelier (Hanging) | Compact Fluorescent |  | Twist | 5 | 15 | Dining Room | 126205 | Dining Room | 0.00049795
Wall Mount | Compact Fluorescent |  | Twist | 1 | 15 | Bedroom | 126206 | Bedroom | 0.00049795
Table | Compact Fluorescent |  | Twist | 1 | 15 | Bedroom | 126206 | Bedroom | 0.00049795
Ceiling Fixture | Linear Fluorescent | 24 | Fluorescent Other | 1 | 15 | Closet | 126207 | Closet | 0.00049795
Wall Mount | Compact Fluorescent |  | Twist | 1 | 15 | Hall | 126208 | Hall | 0.00049795
Ceiling Fixture | Compact Fluorescent |  | Twist | 3 | 15 | Hall | 126209 | Hall | 0.00049795
Recessed Can | Compact Fluorescent |  | Reflector | 1 | 15 | Kitchen | 1262010 | Kitchen | 0.00049795
Recessed Can | Incandescent |  | Reflector | 1 | 75 | Kitchen | 1262010 | Kitchen | 0.00049795
Ceiling Fixture | Compact Fluorescent |  | Twist | 3 | 15 | Hall | 1262011 | Hall | 0.00049795
Torchiere | Halogen |  | Quartz Tube | 1 | 100 | Living Room | 1262012 | Living Room | 0.00049795
Torchiere | Compact Fluorescent |  | Twist | 1 | 26 | Living Room | 1262012 | Living Room | 0.00049795
Floor lamp | Compact Fluorescent |  | Twist | 1 | 15 | Living Room | 1262012 | Living Room | 0.00049795
Recessed - other | Incandescent |  | Standard A Lamp | 1 | 60 | Living Room | 1262012 | Living Room | 0.00049795
Recessed Can | Compact Fluorescent |  | Straight Tube | 1 | 15 | Other | 1262013 | Other | 0.00049795
Ceiling Fixture | Linear Fluorescent | 48 | Fluorescent Unknown | 1 | 20 | Bathroom | 1262014 | Bathroom | 0.00049795
Wall Mount | Linear Fluorescent | 48 | T-12 | 1 | 40 | Bathroom | 1262014 | Bathroom | 0.00049795
Wall Mount | Other |  | LED Interior | 1 | 1 | Bathroom | 1262014 | Bathroom | 0.00049795
Ceiling Fixture | Incandescent |  | Mini base | 2 | 40 | Hall | 1262015 | Hall | 0.00049795
Table | Incandescent |  | Standard A Lamp | 1 | 25 | Hall | 1262015 | Hall | 0.00049795
Ceiling Fixture | Compact Fluorescent |  | Twist | 2 | 15 | Office | 1262016 | Office | 0.00049795
Wall Mount | Compact Fluorescent |  | Twist | 1 | 22 | Bedroom | 1262017 | Bedroom | 0.00049795
Table | Compact Fluorescent |  | Twist | 1 | 15 | Bedroom | 1262017 | Bedroom | 0.00049795
Wall Mount | Compact Fluorescent |  | Twist | 1 | 15 | Bedroom | 1262017 | Bedroom | 0.00049795
Ceiling Fixture | Compact Fluorescent |  | Twist | 2 | 15 | Office | 1262018 | Office | 0.00049795
Table | Compact Fluorescent |  | Twist | 1 | 15 | Office | 1262018 | Office | 0.00049795
Wall Mount | Compact Fluorescent |  | Twist | 1 | 15 | Hall | 1262019 | Hall | 0.00049795
Ceiling Fixture | Incandescent |  | Globe | 3 | 60 | Hall | 1262020 | Hall | 0.00049795
Ceiling Fixture | Compact Fluorescent |  | Twist | 2 | 15 | Office | 1262021 | Office | 0.00049795
Recessed Can | Incandescent |  | Reflector | 1 | 65 | Kitchen | 126211 | Kitchen | 0.00049795
Ceiling Fixture | Incandescent |  | Clear | 2 | 60 | Bedroom | 126212 | Bedroom | 0.00049795
Ceiling Fixture | Linear Fluorescent | 48 | T-12 | 2 | 40 | Garage | 126213 | Garage | 0.00049795
Garage door opener | Incandescent |  | Standard A Lamp | 1 | 60 | Garage | 126213 | Garage | 0.00049795
Ceiling Fixture | Compact Fluorescent |  | Reflector | 1 | 22 | Garage | 126213 | Garage | 0.00049795
Ceiling Fixture | Linear Fluorescent | 48 | T-12 | 2 | 40 | Other | 126214 | Other | 0.00049795
Ceiling Fixture | Incandescent |  | Globe | 1 | 40 | Other | 126214 | Other | 0.00049795
Recessed Can | Incandescent |  | Reflector | 1 | 65 | Dining Room | 126215 | Dining Room | 0.00049795
Ceiling Fixture | Incandescent |  | Standard A Lamp | 3 | 60 | Family Room | 126216 | Family Room | 0.00049795
Recessed Can | Incandescent |  | Reflector | 1 | 65 | Family Room | 126216 | Family Room | 0.00049795
Floor lamp | Other |  | Fluorescent Other | 1 | 50 | Living Room | 126217 | Living Room | 0.00049795
Table | Incandescent |  | Standard A Lamp | 1 | 75 | Living Room | 126217 | Living Room | 0.00049795
Recessed Can | Incandescent |  | Reflector | 1 | 75 | Living Room | 126217 | Living Room | 0.00049795
Table | Compact Fluorescent |  | Twist | 1 | 15 | Living Room | 126217 | Living Room | 0.00049795
Ceiling Fixture | Incandescent |  | Standard A Lamp | 2 | 60 | Hall | 126218 | Hall | 0.00049795
Wall Mount | Incandescent |  | Clear | 5 | 60 | Bathroom | 126219 | Bathroom | 0.00049795
Ceiling Fixture | Incandescent |  | Standard A Lamp | 1 | 40 | Bathroom | 126219 | Bathroom | 0.00049795
Ceiling Fixture | Incandescent |  | Standard A Lamp | 3 | 60 | Master Bedroom | 1262110 | Master Bedroom | 0.00049795
Ceiling Fixture | Incandescent |  | Standard A Lamp | 1 | 60 | Closet | 1262111 | Closet | 0.00049795
Ceiling Fixture | Incandescent |  | Clear | 1 | 40 | Bathroom | 1262112 | Bathroom | 0.00049795
Wall Mount | Incandescent |  | Clear | 4 | 60 | Bathroom | 1262112 | Bathroom | 0.00049795
Wall Mount | Incandescent |  | Clear | 2 | 60 | Bathroom | 1262112 | Bathroom | 0.00049795
Wall Mount | Incandescent |  | Standard A Lamp | 1 | 75 | Closet | 126301 | Closet | 0.00049795
Wall Mount | Incandescent |  | Decorative | 1 | 60 | Closet | 126302 | Closet | 0.00049795
Wall Mount | Halogen |  | Quartz Tube | 1 | 300 | Bedroom | 126303 | Bedroom | 0.00049795
Table | Incandescent |  | Standard A Lamp | 1 | 60 | Bedroom | 126303 | Bedroom | 0.00049795
Wall Mount | Incandescent |  | Decorative | 1 | 60 | Hall | 126304 | Hall | 0.00049795
Wall Mount | Incandescent |  | Standard A Lamp | 1 | 60 | Master Bedroom | 126305 | Master Bedroom | 0.00049795
Table | Incandescent |  | Mini base | 1 | 25 | Master Bedroom | 126305 | Master Bedroom | 0.00049795
Ceiling Fan | Incandescent |  | Mini base | 3 | 60 | Master Bedroom | 126305 | Master Bedroom | 0.00049795
Ceiling Fixture | Compact Fluorescent |  | Twist | 2 | 15 | Bathroom | 126306 | Bathroom | 0.00049795
Wall Mount | Compact Fluorescent |  | Twist | 2 | 15 | Bathroom | 126306 | Bathroom | 0.00049795
Ceiling Fixture | Compact Fluorescent |  | Reflector | 1 | 30 | Garage | 126307 | Garage | 0.00049795
Ceiling Fixture | Incandescent |  | Standard A Lamp | 2 | 60 | Garage | 126307 | Garage | 0.00049795
Table | Incandescent |  | Standard A Lamp | 1 | 75 | Garage | 126307 | Garage | 0.00049795
Chandelier (Hanging) | Incandescent |  | Mini base | 3 | 60 | Dining Room | 126308 | Dining Room | 0.00049795
High bay | Incandescent |  | Standard A Lamp | 1 | 60 | Hall | 126309 | Hall | 0.00049795
Ceiling Fixture | Compact Fluorescent |  | Twist | 3 | 15 | Kitchen | 1263010 | Kitchen | 0.00049795
Recessed Can | Incandescent |  | Reflector | 1 | 65 | Laundry Room | 1263011 | Laundry Room | 0.00049795
Ceiling Fan | Incandescent |  | Mini base | 3 | 60 | Living Room | 1263012 | Living Room | 0.00049795
Floor lamp | Incandescent |  | Standard A Lamp | 1 | 100 | Living Room | 1263012 | Living Room | 0.00049795
Table | Incandescent |  | 3-Way Incandescent | 1 | 100 | Living Room | 1263012 | Living Room | 0.00049795
Ceiling Fixture | Incandescent |  | Standard A Lamp | 2 | 60 | Office | 1263013 | Office | 0.00049795
Table | Incandescent |  | Standard A Lamp | 1 | 60 | Office | 1263013 | Office | 0.00049795
Ceiling Fixture | Incandescent |  | Standard A Lamp | 1 | 60 | Closet | 1263014 | Closet | 0.00049795
Wall Mount | Incandescent |  | Standard A Lamp | 1 | 60 | Closet | 1263015 | Closet | 0.00049795
Wall Mount | Incandescent |  | Standard A Lamp | 2 | 75 | Bathroom | 126401 | Bathroom | 0.00028601
Ceiling Fixture | Incandescent |  | Standard A Lamp | 1 | 75 | Bathroom | 126401 | Bathroom | 0.00028601
Ceiling Fixture | Incandescent |  | Standard A Lamp | 2 | 75 | Master Bedroom | 126402 | Master Bedroom | 0.00028601
Ceiling Fan | Compact Fluorescent |  | Twist | 1 | 15 | Dining Room | 126403 | Dining Room | 0.00028601
Table | Incandescent |  | Decorative | 1 | 25 | Dining Room | 126403 | Dining Room | 0.00028601
Ceiling Fixture | Compact Fluorescent |  | Twist | 1 | 20 | Garage | 126404 | Garage | 0.00028601
Ceiling Fixture | Incandescent |  | Standard A Lamp | 2 | 60 | Kitchen | 126405 | Kitchen | 0.00028601
Ceiling Fixture | Incandescent |  | Standard A Lamp | 1 | 60 | Master Bedroom | 126407 | Master Bedroom | 0.00028601
Wall Mount | Compact Fluorescent |  | Twist | 1 | 15 | Bathroom | 126408 | Bathroom | 0.00028601
Ceiling Fixture | Incandescent |  | Standard A Lamp | 2 | 60 | Office | 126409 | Office | 0.00028601
Ceiling Fixture | Halogen |  | MR | 1 | 50 | Family Room | 126431 | Family Room | 0.0017229
Track | Halogen |  | MR | 3 | 50 | Family Room | 126431 | Family Room | 0.0017229
Recessed Can | Incandescent |  | Reflector | 1 | 75 | Family Room | 126431 | Family Room | 0.0017229
Recessed Can | Halogen |  | PAR | 1 | 75 | Family Room | 126431 | Family Room | 0.0017229
Wall Mount | Incandescent |  | Standard A Lamp | 1 | 100 | Family Room | 126431 | Family Room | 0.0017229
Low bay | Incandescent |  | Mini base | 3 | 15 | Family Room | 126431 | Family Room | 0.0017229
Ceiling Fixture | Incandescent |  | Standard A Lamp | 2 | 60 | Hall | 126432 | Hall | 0.0017229
Wall Mount | Incandescent |  | Standard A Lamp | 1 | 100 | Hall | 126433 | Hall | 0.0017229
Chandelier (Hanging) | Incandescent |  | Standard A Lamp | 6 | 40 | Dining Room | 126434 | Dining Room | 0.0017229
Chandelier (Hanging) | Incandescent |  | Mini base | 10 | 25 | Dining Room | 126435 | Dining Room | 0.0017229
Wall Mount | Incandescent |  | Decorative | 1 | 25 | Dining Room | 126435 | Dining Room | 0.0017229
Ceiling Fixture | Incandescent |  | Globe | 2 | 60 | Hall | 126436 | Hall | 0.0017229
Wall Mount | Incandescent |  | Mini base | 1 | 25 | Hall | 126436 | Hall | 0.0017229
Recessed Can | Incandescent |  | Reflector | 1 | 75 | Kitchen | 126437 | Kitchen | 0.0017229
Low bay | Incandescent |  | Mini base | 1 | 15 | Kitchen | 126437 | Kitchen | 0.0017229
Ceiling Fixture | Compact Fluorescent |  | Twist | 1 | 15 | Kitchen | 126437 | Kitchen | 0.0017229
Wall Mount | Incandescent |  | Standard A Lamp | 1 | 60 | Bathroom | 126438 | Bathroom | 0.0017229
Ceiling Fixture | Incandescent |  | Standard A Lamp | 2 | 60 | Laundry Room | 126439 | Laundry Room | 0.0017229
Wall Mount | Incandescent |  | Mini base | 3 | 18 | Laundry Room | 126439 | Laundry Room | 0.0017229
Chandelier (Hanging) | Incandescent |  | Mini base | 6 | 25 | Living Room | 1264310 | Living Room | 0.0017229
Recessed Can | Incandescent |  | Reflector | 1 | 30 | Living Room | 1264310 | Living Room | 0.0017229
Wall Mount | Incandescent |  | Mini base | 1 | 25 | Bathroom | 1264311 | Bathroom | 0.0017229
Recessed Can | Halogen |  | MR | 1 | 75 | Bathroom | 1264311 | Bathroom | 0.0017229
Recessed Can | Incandescent |  | Reflector | 1 | 75 | Bathroom | 1264311 | Bathroom | 0.0017229
Recessed - other | Incandescent |  | Reflector | 1 | 75 | Bathroom | 1264311 | Bathroom | 0.0017229
Table | Compact Fluorescent |  | Twist | 1 | 15 | Master Bedroom | 1264312 | Master Bedroom | 0.0017229
Table | Incandescent |  | Standard A Lamp | 1 | 100 | Master Bedroom | 1264312 | Master Bedroom | 0.0017229
Wall Mount | Incandescent |  | Mini base | 1 | 25 | Master Bedroom | 1264312 | Master Bedroom | 0.0017229
Ceiling Fixture | Incandescent |  | Standard A Lamp | 2 | 60 | Closet | 1264313 | Closet | 0.0017229
Chandelier (Hanging) | Incandescent |  | Mini base | 5 | 25 | Bedroom | 1264314 | Bedroom | 0.0017229
Table | Incandescent |  | Standard A Lamp | 1 | 100 | Bedroom | 1264314 | Bedroom | 0.0017229
Recessed Can | Halogen |  | PAR | 1 | 75 | Living Room | 1264315 | Living Room | 0.0017229
Recessed Can | Incandescent |  | Reflector | 1 | 75 | Living Room | 1264315 | Living Room | 0.0017229
Ceiling Fan | Incandescent |  | Decorative | 2 | 25 | Bedroom | 1264316 | Bedroom | 0.0017229
Table | Compact Fluorescent |  | Twist | 1 | 15 | Bedroom | 1264316 | Bedroom | 0.0017229
Recessed Can | Incandescent |  | Reflector | 1 | 75 | Bathroom | 1264317 | Bathroom | 0.0017229
Wall Mount | Incandescent |  | Standard A Lamp | 1 | 60 | Bathroom | 1264317 | Bathroom | 0.0017229
Chandelier (Hanging) | Incandescent |  | Decorative | 3 | 25 | Hall | 1264318 | Hall | 0.0017229
Recessed Can | Incandescent |  | Reflector | 1 | 45 | Other | 1264319 | Other | 0.0017229
Ceiling Fixture | Compact Fluorescent |  | Globe | 3 | 15 | Bathroom | 126481 | Bathroom | 0.0012318
Wall Mount | Compact Fluorescent |  | Globe | 4 | 15 | Bathroom | 126482 | Bathroom | 0.0012318
Wall Mount | Other |  | LED Interior | 1 | 1 | Bathroom | 126482 | Bathroom | 0.0012318
Ceiling Fixture | Compact Fluorescent |  | Pin base | 1 | 22 | Bedroom | 126483 | Bedroom | 0.0012318
Table | Compact Fluorescent |  | Twist | 1 | 15 | Bedroom | 126483 | Bedroom | 0.0012318
Table | Incandescent |  | Standard A Lamp | 1 | 60 | Bedroom | 126483 | Bedroom | 0.0012318
Ceiling Fixture | Compact Fluorescent |  | Twist | 1 | 15 | Closet | 126484 | Closet | 0.0012318
Wall Mount | Compact Fluorescent |  | Twist | 1 | 15 | Closet | 126485 | Closet | 0.0012318
Ceiling Fixture | Compact Fluorescent |  | Twist | 1 | 15 | Closet | 126486 | Closet | 0.0012318
Chandelier (Hanging) | Compact Fluorescent |  | Mini base | 8 | 7 | Dining Room | 126487 | Dining Room | 0.0012318
Chandelier (Hanging) | Other |  | LED Interior | 3 | 5 | Hall | 126488 | Hall | 0.0012318
Ceiling Fixture | Compact Fluorescent |  | Pin base | 2 | 20 | Family Room | 126489 | Family Room | 0.0012318
Torchiere | Other |  | LED Interior | 1 | 5 | Family Room | 126489 | Family Room | 0.0012318
Ceiling Fixture | Linear Fluorescent | 48 | T-12 | 2 | 40 | Garage | 1264810 | Garage | 0.0012318
Garage door opener | Incandescent |  | Globe | 1 | 60 | Garage | 1264810 | Garage | 0.0012318
Ceiling Fixture | Compact Fluorescent |  | Twist | 1 | 15 | Hall | 1264811 | Hall | 0.0012318
Ceiling Fixture | Compact Fluorescent |  | Twist | 1 | 15 | Hall | 1264812 | Hall | 0.0012318
Wall Mount | Compact Fluorescent |  | Globe | 7 | 15 | Bathroom | 1264813 | Bathroom | 0.0012318
Wall Mount | Incandescent |  | Globe | 1 | 60 | Bathroom | 1264813 | Bathroom | 0.0012318
Wall Mount | Other |  | LED Interior | 1 | 1 | Bathroom | 1264813 | Bathroom | 0.0012318
Ceiling Fixture | Compact Fluorescent |  | Pin base | 1 | 22 | Bedroom | 1264814 | Bedroom | 0.0012318
Table | Compact Fluorescent |  | Twist | 1 | 15 | Bedroom | 1264814 | Bedroom | 0.0012318
Recessed - other | Linear Fluorescent | 48 | T-12 | 1 | 40 | Kitchen | 1264815 | Kitchen | 0.0012318
Ceiling Fixture | Linear Fluorescent | 48 | T-12 | 2 | 40 | Laundry Room | 1264816 | Laundry Room | 0.0012318
Ceiling Fixture | Compact Fluorescent |  | Pin base | 1 | 22 | Office | 1264818 | Office | 0.0012318
Ceiling Fan | Incandescent |  | Mini base | 3 | 40 | Master Bedroom | 1264819 | Master Bedroom | 0.0012318
Floor lamp | Compact Fluorescent |  | Decorative | 3 | 15 | Master Bedroom | 1264819 | Master Bedroom | 0.0012318
Chandelier (Hanging) | Incandescent |  | Standard A Lamp | 1 | 60 | Bathroom | 126561 | Bathroom | 0.00049795
Ceiling Fan | Incandescent |  | Standard A Lamp | 1 | 60 | Bedroom | 126562 | Bedroom | 0.00049795
Ceiling Fan | Incandescent |  | Standard A Lamp | 1 | 100 | Dining Room | 126563 | Dining Room | 0.00049795
Ceiling Fixture | Incandescent |  | Standard A Lamp | 1 | 60 | Garage | 126564 | Garage | 0.00049795
Wall Mount | Incandescent |  | Standard A Lamp | 1 | 60 | Hall | 126565 | Hall | 0.00049795
Ceiling Fixture | Linear Fluorescent | 48 | T-12 | 2 | 40 | Kitchen | 126566 | Kitchen | 0.00049795
Ceiling Fixture | Linear Fluorescent | 24 | T-12 | 1 | 20 | Kitchen | 126566 | Kitchen | 0.00049795
Ceiling Fixture | Incandescent |  | Standard A Lamp | 1 | 60 | Laundry Room | 126567 | Laundry Room | 0.00049795
Floor lamp | Incandescent |  | 3-Way Incandescent | 1 | 150 | Living Room | 126568 | Living Room | 0.00049795
Ceiling Fixture | Incandescent |  | Standard A Lamp | 2 | 60 | Office | 126569 | Office | 0.00049795
Table | Compact Fluorescent |  | Pin base | 1 | 18 | Office | 126569 | Office | 0.00049795
Wall Mount | Incandescent |  | Clear | 4 | 40 | Bathroom | 126571 | Bathroom | 0.00037892
Recessed - other | Incandescent |  | Heat Lamp | 1 | 250 | Bathroom | 126571 | Bathroom | 0.00037892
Ceiling Fixture | Compact Fluorescent |  | Twist | 2 | 20 | Bedroom | 126572 | Bedroom | 0.00037892
Floor lamp | Halogen |  | Quartz Tube | 2 | 50 | Bedroom | 126572 | Bedroom | 0.00037892
Table | Compact Fluorescent |  | Twist | 1 | 13 | Bedroom | 126572 | Bedroom | 0.00037892
Ceiling Fixture | Linear Fluorescent | 48 | T-12 | 2 | 40 | Garage | 126573 | Garage | 0.00037892
Ceiling Fixture | Incandescent |  | Standard A Lamp | 1 | 60 | Garage | 126573 | Garage | 0.00037892
Garage door opener | Incandescent |  | Standard A Lamp | 1 | 40 | Garage | 126573 | Garage | 0.00037892
Recessed Can | Incandescent |  | Reflector | 1 | 65 | Hall | 126574 | Hall | 0.00037892
Chandelier (Hanging) | Incandescent |  | Standard A Lamp | 1 | 60 | Hall | 126575 | Hall | 0.00037892
Recessed Can | Incandescent |  | Reflector | 1 | 65 | Kitchen | 126576 | Kitchen | 0.00037892
Ceiling Fixture | Incandescent |  | Standard A Lamp | 2 | 100 | Living Room | 126577 | Living Room | 0.00037892
Wall Mount | Incandescent |  | Globe | 4 | 40 | Bathroom | 126578 | Bathroom | 0.00037892
Recessed - other | Incandescent |  | Heat Lamp | 1 | 250 | Bathroom | 126578 | Bathroom | 0.00037892
Ceiling Fixture | Compact Fluorescent |  | Twist | 2 | 20 | Master Bedroom | 126579 | Master Bedroom | 0.00037892
Ceiling Fixture | Compact Fluorescent |  | Twist | 2 | 20 | Bedroom | 1265710 | Bedroom | 0.00037892
Wall Mount | Incandescent |  | Standard A Lamp | 4 | 100 | Bathroom | 1265711 | Bathroom | 0.00037892
Wall Mount | Incandescent |  | Standard A Lamp | 2 | 60 | Other | 126611 | Other | 0.00049795
Recessed - other | Incandescent |  | Reflector | 1 | 250 | Bathroom | 126612 | Bathroom | 0.00049795
Recessed - other | Incandescent |  | Heat Lamp | 1 | 250 | Bathroom | 126612 | Bathroom | 0.00049795
Chandelier (Hanging) | Incandescent |  | Standard A Lamp | 3 | 75 | Dining Room | 126613 | Dining Room | 0.00049795
Ceiling Fixture | Linear Fluorescent | 96 | T-12 | 2 | 40 | Garage | 126614 | Garage | 0.00049795
Garage door opener | Incandescent |  | Standard A Lamp | 1 | 60 | Garage | 126614 | Garage | 0.00049795
Ceiling Fixture | Linear Fluorescent | 96 | T-12 | 2 | 96 | Garage | 126614 | Garage | 0.00049795
Recessed Can | Incandescent |  | Reflector | 1 | 45 | Hall | 126615 | Hall | 0.00049795
Ceiling Fixture | Incandescent |  | Standard A Lamp | 1 | 75 | Kitchen | 126616 | Kitchen | 0.00049795
Ceiling Fixture | Compact Fluorescent |  | Twist | 1 | 5 | Kitchen | 126616 | Kitchen | 0.00049795
Ceiling Fixture | Incandescent |  | Standard A Lamp | 2 | 60 | Laundry Room | 126617 | Laundry Room | 0.00049795
Table | Incandescent |  | Standard A Lamp | 1 | 100 | Living Room | 126618 | Living Room | 0.00049795
Table | Incandescent |  | Standard A Lamp | 1 | 75 | Living Room | 126618 | Living Room | 0.00049795
Ceiling Fixture | Incandescent |  | Standard A Lamp | 2 | 60 | Master Bedroom | 126619 | Master Bedroom | 0.00049795
Table | Compact Fluorescent |  | Twist | 1 | 13 | Master Bedroom | 126619 | Master Bedroom | 0.00049795
Ceiling Fixture | Compact Fluorescent |  | Twist | 2 | 15 | Office | 1266110 | Office | 0.00049795
Wall Mount | Incandescent |  | Standard A Lamp | 1 | 60 | Office | 1266110 | Office | 0.00049795
Ceiling Fixture | Incandescent |  | Standard A Lamp | 2 | 60 | Bedroom | 1266111 | Bedroom | 0.00049795
Floor lamp | Incandescent |  | 3-Way Incandescent | 1 | 200 | Bedroom | 1266111 | Bedroom | 0.00049795
Floor lamp | Incandescent |  | Decorative | 3 | 40 | Bedroom | 1266111 | Bedroom | 0.00049795
Wall Mount | Incandescent |  | Globe | 5 | 60 | Bathroom | 126691 | Bathroom | 0.0012318
Ceiling Fixture | Compact Fluorescent |  | Pin base | 1 | 15 | Bathroom | 126691 | Bathroom | 0.0012318
Ceiling Fixture | Linear Fluorescent | 48 | T-12 | 2 | 40 | Master Bedroom | 126692 | Master Bedroom | 0.0012318
Table | Incandescent |  | Standard A Lamp | 1 | 40 | Master Bedroom | 126692 | Master Bedroom | 0.0012318
Table | Incandescent |  | 3-Way Incandescent | 1 | 300 | Master Bedroom | 126692 | Master Bedroom | 0.0012318
Ceiling Fixture | Linear Fluorescent | 48 | T-12 | 2 | 40 | Family Room | 126693 | Family Room | 0.0012318
Ceiling Fixture | Linear Fluorescent | 48 | T-12 | 2 | 40 | Other | 126694 | Other | 0.0012318
Table | Linear Fluorescent | 18 | T-8 | 1 | 15 | Other | 126694 | Other | 0.0012318
Chandelier (Hanging) | Compact Fluorescent |  | Twist | 3 | 15 | Dining Room | 126695 | Dining Room | 0.0012318
Ceiling Fixture | Linear Fluorescent | 48 | T-12 | 2 | 40 | Other | 126696 | Other | 0.0012318
Table | Incandescent |  | Standard A Lamp | 1 | 40 | Other | 126696 | Other | 0.0012318
Ceiling Fixture | Linear Fluorescent | 48 | T-12 | 1 | 40 | Garage | 126697 | Garage | 0.0012318
Ceiling Fixture | Compact Fluorescent |  | Twist | 1 | 15 | Hall | 126698 | Hall | 0.0012318
Wall Mount | Incandescent |  | Standard A Lamp | 1 | 60 | Bathroom | 126699 | Bathroom | 0.0012318
Wall Mount | Incandescent |  | Globe | 1 | 60 | Bathroom | 126699 | Bathroom | 0.0012318
Ceiling Fixture | Linear Fluorescent | 48 | T-12 | 2 | 40 | Kitchen | 1266910 | Kitchen | 0.0012318
Ceiling Fixture | Linear Fluorescent | 48 | T-12 | 2 | 40 | Laundry Room | 1266911 | Laundry Room | 0.0012318
Track | Compact Fluorescent |  | Twist | 4 | 15 | Living Room | 1266912 | Living Room | 0.0012318
Track | Compact Fluorescent |  | Twist | 3 | 15 | Living Room | 1266912 | Living Room | 0.0012318
Wall Mount | Incandescent |  | Globe | 1 | 60 | Bathroom | 1266913 | Bathroom | 0.0012318
Ceiling Fixture | Linear Fluorescent | 48 | T-12 | 1 | 40 | Bedroom | 1266914 | Bedroom | 0.0012318
Table | Linear Fluorescent | 18 | T-8 | 2 | 15 | Bedroom | 1266914 | Bedroom | 0.0012318
Table | Incandescent |  | Standard A Lamp | 1 | 60 | Bedroom | 1266914 | Bedroom | 0.0012318
Ceiling Fixture | Linear Fluorescent | 48 | T-12 | 2 | 40 | Office | 1266915 | Office | 0.0012318
Table | Compact Fluorescent |  | Twist | 1 | 15 | Office | 1266916 | Office | 0.0012318
Ceiling Fixture | Incandescent |  | Standard A Lamp | 1 | 60 | Closet | 1266917 | Closet | 0.0012318
Ceiling Fixture | Compact Fluorescent |  | Twist | 2 | 15 | Bedroom | 126701 | Bedroom | 0.00037892
Ceiling Fixture | Compact Fluorescent |  | Twist | 1 | 22 | Other | 126702 | Other | 0.00037892
Ceiling Fixture | Compact Fluorescent |  | Twist | 1 | 42 | Other | 126702 | Other | 0.00037892
Garage door opener | Incandescent |  | Standard A Lamp | 1 | 60 | Other | 126702 | Other | 0.00037892
Ceiling Fixture | Linear Fluorescent | 48 | T-12 | 2 | 40 | Other | 126702 | Other | 0.00037892
Wall Mount | Compact Fluorescent |  | Twist | 1 | 15 | Bathroom | 126703 | Bathroom | 0.00037892
Table | Compact Fluorescent |  | Twist | 1 | 22 | Bedroom | 126704 | Bedroom | 0.00037892
Ceiling Fixture | Compact Fluorescent |  | Twist | 1 | 15 | Bedroom | 126705 | Bedroom | 0.00037892
Table | Incandescent |  | Clear | 1 | 40 | Bedroom | 126705 | Bedroom | 0.00037892
Ceiling Fixture | Incandescent |  | Standard A Lamp | 2 | 60 | Kitchen | 126706 | Kitchen | 0.00037892
Track | Compact Fluorescent |  | Twist | 3 | 15 | Kitchen | 126706 | Kitchen | 0.00037892
Table | Halogen |  | Quartz Tube | 1 | 50 | Living Room | 126707 | Living Room | 0.00037892
Table | Compact Fluorescent |  | Twist | 1 | 15 | Living Room | 126707 | Living Room | 0.00037892
Wall Mount | Incandescent |  | Standard A Lamp | 3 | 60 | Bathroom | 126751 | Bathroom | 0.000364
Ceiling Fixture | Linear Fluorescent | 96 | T-8 | 2 | 32 | Garage | 126752 | Garage | 0.000364
Garage door opener | Incandescent |  | Standard A Lamp | 1 | 60 | Garage | 126752 | Garage | 0.000364
Recessed - other | Linear Fluorescent | 48 | T-12 | 2 | 40 | Kitchen | 126753 | Kitchen | 0.000364
Recessed - other | Linear Fluorescent | 48 | T-12 | 2 | 40 | Laundry Room | 126754 | Laundry Room | 0.000364
Floor lamp | Incandescent |  | Standard A Lamp | 1 | 100 | Living Room | 126755 | Living Room | 0.000364
Ceiling Fixture | Linear Fluorescent | 48 | T-8 | 2 | 32 | Living Room | 126755 | Living Room | 0.000364
Ceiling Fixture | Incandescent |  | Standard A Lamp | 1 | 60 | Garage | 126756 | Garage | 0.000364
Table | Incandescent |  | Standard A Lamp | 1 | 60 | Garage | 126756 | Garage | 0.000364
Ceiling Fixture | Incandescent |  | Standard A Lamp | 2 | 60 | Office | 126757 | Office | 0.000364
Chandelier (Hanging) | Incandescent |  | Standard A Lamp | 3 | 100 | Dining Room | 126781 | Dining Room | 0.00049795
Ceiling Fixture | Incandescent |  | Decorative | 3 | 40 | Hall | 126782 | Hall | 0.00049795
Chandelier (Hanging) | Incandescent |  | Mini base | 4 | 40 | Living Room | 126783 | Living Room | 0.00049795
Table | Compact Fluorescent |  | Twist | 1 | 13 | Living Room | 126783 | Living Room | 0.00049795
Track | Halogen |  | MR | 4 | 20 | Living Room | 126783 | Living Room | 0.00049795
Recessed Can | Incandescent |  | Heat Lamp | 1 | 250 | Bathroom | 126784 | Bathroom | 0.00049795
Ceiling Fan | Compact Fluorescent |  | Twist | 1 | 13 | Bathroom | 126784 | Bathroom | 0.00049795
Recessed Can | Compact Fluorescent |  | Twist | 1 | 13 | Bathroom | 126784 | Bathroom | 0.00049795
Ceiling Fixture | Compact Fluorescent |  | Twist | 2 | 13 | Master Bedroom | 126785 | Master Bedroom | 0.00049795
Table | Incandescent |  | Standard A Lamp | 1 | 60 | Master Bedroom | 126785 | Master Bedroom | 0.00049795
Other | Incandescent |  | Mini base | 1 | 40 | Master Bedroom | 126785 | Master Bedroom | 0.00049795
Ceiling Fixture | Incandescent |  | Clear | 5 | 60 | Master Bedroom | 126785 | Master Bedroom | 0.00049795
Ceiling Fixture | Compact Fluorescent |  | Twist | 2 | 13 | Garage | 126786 | Garage | 0.00049795
Garage door opener | Compact Fluorescent |  | Twist | 1 | 13 | Garage | 126786 | Garage | 0.00049795
Ceiling Fixture | Compact Fluorescent |  | Twist | 1 | 13 | Hall | 126787 | Hall | 0.00049795
Ceiling Fixture | Incandescent |  | Clear | 5 | 60 | Bathroom | 126788 | Bathroom | 0.00049795
Recessed Can | Halogen |  | PAR | 1 | 50 | Kitchen | 126789 | Kitchen | 0.00049795
Ceiling Fixture | Compact Fluorescent |  | Twist | 2 | 13 | Laundry Room | 1267810 | Laundry Room | 0.00049795
Recessed Can | Incandescent |  | Reflector | 1 | 65 | Bathroom | 1267811 | Bathroom | 0.00049795
Recessed Can | Compact Fluorescent |  | Reflector | 1 | 15 | Master Bedroom | 1267812 | Master Bedroom | 0.00049795
Recessed Can | Incandescent |  | Reflector | 1 | 65 | Master Bedroom | 1267812 | Master Bedroom | 0.00049795
Table | Incandescent |  | Standard A Lamp | 1 | 60 | Master Bedroom | 1267812 | Master Bedroom | 0.00049795
Floor lamp | Halogen |  | Quartz Tube | 1 | 100 | Master Bedroom | 1267812 | Master Bedroom | 0.00049795
Ceiling Fixture | Incandescent |  | Standard A Lamp | 2 | 60 | Office | 1267813 | Office | 0.00049795
Table | Incandescent |  | 3-Way Incandescent | 1 | 150 | Family Room | 1267814 | Family Room | 0.00049795
Floor lamp | Incandescent |  | 3-Way Incandescent | 1 | 150 | Family Room | 1267814 | Family Room | 0.00049795
Other | Halogen |  | Quartz Tube | 1 | 30 | Family Room | 1267814 | Family Room | 0.00049795
Table | Incandescent |  | Standard A Lamp | 1 | 100 | Master Bedroom | 126791 | Master Bedroom | 0.00037892
Table | Incandescent |  | Standard A Lamp | 1 | 75 | Master Bedroom | 126791 | Master Bedroom | 0.00037892
Ceiling Fixture | Incandescent |  | Standard A Lamp | 3 | 60 | Master Bedroom | 126791 | Master Bedroom | 0.00037892
Torchiere | Halogen |  | Quartz Tube | 2 | 300 | Living Room | 126792 | Living Room | 0.00037892
Table | Incandescent |  | Standard A Lamp | 1 | 100 | Living Room | 126792 | Living Room | 0.00037892
Ceiling Fixture | Incandescent |  | Standard A Lamp | 1 | 40 | Living Room | 126792 | Living Room | 0.00037892
Wall Mount | Incandescent |  | Standard A Lamp | 2 | 75 | Bathroom | 126793 | Bathroom | 0.00037892
Ceiling Fixture | Compact Fluorescent |  | Twist | 1 | 15 | Hall | 126794 | Hall | 0.00037892
Ceiling Fixture | Incandescent |  | Standard A Lamp | 3 | 60 | Bedroom | 126795 | Bedroom | 0.00037892
Table | Incandescent |  | Decorative | 1 | 100 | Bedroom | 126795 | Bedroom | 0.00037892
Ceiling Fixture | Incandescent |  | Standard A Lamp | 1 | 75 | Laundry Room | 126796 | Laundry Room | 0.00037892
Ceiling Fixture | Compact Fluorescent |  | Twist | 1 | 15 | Laundry Room | 126796 | Laundry Room | 0.00037892
Ceiling Fixture | Incandescent |  | Standard A Lamp | 2 | 60 | Kitchen | 126797 | Kitchen | 0.00037892
Ceiling Fixture | Incandescent |  | Decorative | 1 | 75 | Kitchen | 126797 | Kitchen | 0.00037892
Ceiling Fixture | Compact Fluorescent |  | Twist | 2 | 15 | Kitchen | 126797 | Kitchen | 0.00037892
Ceiling Fixture | Incandescent |  | Standard A Lamp | 1 | 100 | Garage | 126798 | Garage | 0.00037892
Ceiling Fixture | Incandescent |  | Standard A Lamp | 1 | 60 | Other | 126799 | Other | 0.00037892
Table | Incandescent |  | 3-Way Incandescent | 1 | 100 | Living Room | 126901 | Living Room | 0.0012318
Ceiling Fixture | Halogen |  | PAR | 1 | 50 | Living Room | 126901 | Living Room | 0.0012318
Torchiere | Incandescent |  | Standard A Lamp | 4 | 100 | Living Room | 126901 | Living Room | 0.0012318
Recessed Can | Incandescent |  | Reflector | 1 | 60 | Living Room | 126901 | Living Room | 0.0012318
Wall Mount | Incandescent |  | Mini base | 6 | 60 | Bathroom | 126902 | Bathroom | 0.0012318
Table | Incandescent |  | 3-Way Incandescent | 1 | 100 | Bedroom | 126903 | Bedroom | 0.0012318
Recessed Can | Incandescent |  | Reflector | 1 | 150 | Bedroom | 126903 | Bedroom | 0.0012318
Wall Mount | Incandescent |  | Standard A Lamp | 1 | 65 | Closet | 126904 | Closet | 0.0012318
Recessed Can | Incandescent |  | Reflector | 1 | 150 | Office | 126905 | Office | 0.0012318
Track | Incandescent |  | Standard A Lamp | 3 | 100 | Office | 126905 | Office | 0.0012318
Floor lamp | Linear Fluorescent | 48 | Fluorescent Other | 1 | 20 | Office | 126905 | Office | 0.0012318
Table | Halogen |  | MR | 1 | 50 | Office | 126905 | Office | 0.0012318
Table | Linear Fluorescent | 18 | T-8 | 1 | 32 | Office | 126905 | Office | 0.0012318
Ceiling Fixture | Compact Fluorescent |  | Twist | 1 | 22 | Garage | 126906 | Garage | 0.0012318
Garage door opener | Incandescent |  | Standard A Lamp | 2 | 60 | Garage | 126906 | Garage | 0.0012318
Chandelier (Hanging) | Incandescent |  | Mini base | 6 | 60 | Dining Room | 126907 | Dining Room | 0.0012318
Wall Mount | Incandescent |  | Mini base | 2 | 60 | Dining Room | 126907 | Dining Room | 0.0012318
Chandelier (Hanging) | Incandescent |  | Mini base | 6 | 60 | Hall | 126908 | Hall | 0.0012318
Recessed Can | Compact Fluorescent |  | Reflector | 1 | 22 | Bathroom | 126909 | Bathroom | 0.0012318
Wall Mount | Halogen |  | MR | 3 | 50 | Bathroom | 126909 | Bathroom | 0.0012318
Table | Incandescent |  | Standard A Lamp | 1 | 100 | Master Bedroom | 1269010 | Master Bedroom | 0.0012318
Table | Incandescent |  | Standard A Lamp | 1 | 60 | Master Bedroom | 1269010 | Master Bedroom | 0.0012318
Floor lamp | Incandescent |  | Decorative | 1 | 100 | Master Bedroom | 1269010 | Master Bedroom | 0.0012318
Recessed Can | Halogen |  | PAR | 1 | 50 | Bathroom | 1269011 | Bathroom | 0.0012318
Recessed Can | Incandescent |  | Reflector | 1 | 65 | Bathroom | 1269011 | Bathroom | 0.0012318
Wall Mount | Linear Fluorescent | 36 | T-4 | 1 | 32 | Bathroom | 1269011 | Bathroom | 0.0012318
Recessed Can | Incandescent |  | Reflector | 1 | 125 | Bathroom | 1269011 | Bathroom | 0.0012318
Ceiling Fixture | Incandescent |  | Standard A Lamp | 1 | 60 | Laundry Room | 1269012 | Laundry Room | 0.0012318
Recessed Can | Halogen |  | PAR | 1 | 50 | Kitchen | 1269013 | Kitchen | 0.0012318
Recessed Can | Incandescent |  | Standard A Lamp | 1 | 100 | Kitchen | 1269013 | Kitchen | 0.0012318
Wall Mount | Incandescent |  | Mini base | 2 | 60 | Hall | 1269014 | Hall | 0.0012318
Wall Mount | Compact Fluorescent |  | Twist | 1 | 15 | Bathroom | 126931 | Bathroom | 0.0012318
Ceiling Fixture | Incandescent |  | Standard A Lamp | 2 | 60 | Bathroom | 126932 | Bathroom | 0.0012318
Ceiling Fixture | Compact Fluorescent |  | Twist | 1 | 15 | Bedroom | 126933 | Bedroom | 0.0012318
Ceiling Fan | Compact Fluorescent |  | Twist | 1 | 15 | Bedroom | 126934 | Bedroom | 0.0012318
Recessed Can | Compact Fluorescent |  | Reflector | 1 | 15 | Family Room | 126935 | Family Room | 0.0012318
Chandelier (Hanging) | Compact Fluorescent |  | Twist | 3 | 15 | Dining Room | 126936 | Dining Room | 0.0012318
Floor lamp | Compact Fluorescent |  | Twist | 1 | 15 | Family Room | 126937 | Family Room | 0.0012318
Torchiere | Compact Fluorescent |  | Twist | 1 | 15 | Family Room | 126937 | Family Room | 0.0012318
Ceiling Fixture | Linear Fluorescent | 48 | T-12 | 2 | 40 | Garage | 126938 | Garage | 0.0012318
Ceiling Fixture | Linear Fluorescent | 48 | T-12 | 1 | 40 | Garage | 126938 | Garage | 0.0012318
Ceiling Fixture | Compact Fluorescent |  | Twist | 1 | 22 | Garage | 126938 | Garage | 0.0012318
Ceiling Fixture | Other |  | LED Interior | 1 | 1 | Garage | 126938 | Garage | 0.0012318
Ceiling Fixture | Compact Fluorescent |  | Twist | 1 | 15 | Hall | 126939 | Hall | 0.0012318
Recessed Can | Compact Fluorescent |  | Twist | 1 | 15 | Kitchen | 1269310 | Kitchen | 0.0012318
Track | Halogen |  | MR | 6 | 35 | Kitchen | 1269310 | Kitchen | 0.0012318
Other | Halogen |  | PAR | 1 | 50 | Kitchen | 1269310 | Kitchen | 0.0012318
Ceiling Fixture | Compact Fluorescent |  | Twist | 2 | 15 | Laundry Room | 1269311 | Laundry Room | 0.0012318
Ceiling Fixture | Compact Fluorescent |  | Twist | 1 | 15 | Living Room | 1269312 | Living Room | 0.0012318
Ceiling Fixture | Compact Fluorescent |  | Twist | 1 | 15 | Other | 1269313 | Other | 0.0012318
Wall Mount | Compact Fluorescent |  | Twist | 2 | 15 | Bathroom | 127241 | Bathroom | 0.00049795
Wall Mount | Incandescent |  | Standard A Lamp | 1 | 60 | Bathroom | 127241 | Bathroom | 0.00049795
Wall Mount | Incandescent |  | Standard A Lamp | 1 | 10 | Bathroom | 127241 | Bathroom | 0.00049795
Ceiling Fixture | Incandescent |  | Standard A Lamp | 2 | 60 | Bedroom | 127242 | Bedroom | 0.00049795
Table | Incandescent |  | Mini base | 1 | 40 | Bedroom | 127242 | Bedroom | 0.00049795
Wall Mount | Incandescent |  | Mini base | 1 | 7 | Bedroom | 127242 | Bedroom | 0.00049795
Ceiling Fixture | Incandescent |  | Standard A Lamp | 1 | 60 | Hall | 127243 | Hall | 0.00049795
Ceiling Fixture | Linear Fluorescent | 48 | T-12 | 2 | 40 | Bathroom | 127244 | Bathroom | 0.00049795
Wall Mount | Incandescent |  | Mini base | 1 | 7 | Bathroom | 127244 | Bathroom | 0.00049795
Ceiling Fixture | Incandescent |  | Standard A Lamp | 2 | 60 | Master Bedroom | 127245 | Master Bedroom | 0.00049795
Table | Incandescent |  | Standard A Lamp | 1 | 40 | Master Bedroom | 127245 | Master Bedroom | 0.00049795
Ceiling Fixture | Compact Fluorescent |  | Twist | 1 | 15 | Closet | 127246 | Closet | 0.00049795
Ceiling Fixture | Incandescent |  | Standard A Lamp | 1 | 60 | Closet | 127247 | Closet | 0.00049795
Wall Mount | Incandescent |  | Standard A Lamp | 1 | 60 | Closet | 127248 | Closet | 0.00049795
Ceiling Fixture | Incandescent |  | Standard A Lamp | 2 | 60 | Bedroom | 127249 | Bedroom | 0.00049795
Ceiling Fixture | Incandescent |  | Clear | 2 | 60 | Hall | 1272410 | Hall | 0.00049795
Wall Mount | Incandescent |  | Mini base | 1 | 7 | Hall | 1272410 | Hall | 0.00049795
Wall Mount | Compact Fluorescent |  | Twist | 2 | 22 | Bedroom | 1272411 | Bedroom | 0.00049795
Ceiling Fixture | Linear Fluorescent | 96 | T-12 | 2 | 95 | Other | 1272412 | Other | 0.00049795
Ceiling Fan | Incandescent |  | Mini base | 1 | 40 | Dining Room | 1272413 | Dining Room | 0.00049795
Ceiling Fan | Incandescent |  | Clear | 3 | 60 | Dining Room | 1272414 | Dining Room | 0.00049795
Ceiling Fixture | Compact Fluorescent |  | Twist | 2 | 15 | Hall | 1272415 | Hall | 0.00049795
Chandelier (Hanging) | Incandescent |  | Standard A Lamp | 1 | 60 | Other | 1272416 | Other | 0.00049795
Ceiling Fixture | Linear Fluorescent | 48 | T-12 | 2 | 40 | Kitchen | 1272417 | Kitchen | 0.00049795
Recessed Can | Incandescent |  | Reflector | 1 | 65 | Kitchen | 1272417 | Kitchen | 0.00049795
Ceiling Fixture | Incandescent |  | Standard A Lamp | 1 | 60 | Laundry Room | 1272418 | Laundry Room | 0.00049795
Ceiling Fixture | Incandescent |  | Standard A Lamp | 2 | 60 | Family Room | 1272419 | Family Room | 0.00049795
Torchiere | Incandescent |  | 3-Way Incandescent | 1 | 150 | Family Room | 1272419 | Family Room | 0.00049795
Table | Incandescent |  | Standard A Lamp | 2 | 60 | Family Room | 1272419 | Family Room | 0.00049795
Recessed Can | Halogen |  | MR | 1 | 75 | Living Room | 1272420 | Living Room | 0.00049795
Ceiling Fixture | Linear Fluorescent | 96 | T-12 | 1 | 95 | Living Room | 1272420 | Living Room | 0.00049795
Floor lamp | Incandescent |  | Standard A Lamp | 1 | 40 | Living Room | 1272420 | Living Room | 0.00049795
Table | Incandescent |  | Standard A Lamp | 1 | 60 | Living Room | 1272420 | Living Room | 0.00049795
Recessed Can | Halogen |  | PAR | 1 | 75 | Living Room | 1272420 | Living Room | 0.00049795
Table | Incandescent |  | Mini base | 1 | 25 | Living Room | 1272420 | Living Room | 0.00049795
Ceiling Fixture | Incandescent |  | Standard A Lamp | 1 | 60 | Bedroom | 1272421 | Bedroom | 0.00049795
Floor lamp | Incandescent |  | Standard A Lamp | 1 | 100 | Bedroom | 1272421 | Bedroom | 0.00049795
Table | Incandescent |  | 3-Way Incandescent | 1 | 100 | Bedroom | 1272421 | Bedroom | 0.00049795
Wall Mount | Incandescent |  | Mini base | 1 | 7 | Bedroom | 1272421 | Bedroom | 0.00049795
Wall Mount | Incandescent |  | Standard A Lamp | 3 | 75 | Bedroom | 1272422 | Bedroom | 0.00049795
Wall Mount | Incandescent |  | Mini base | 1 | 7 | Bedroom | 1272422 | Bedroom | 0.00049795
Chandelier (Hanging) | Compact Fluorescent |  | Twist | 1 | 15 | Hall | 1272423 | Hall | 0.00049795
Recessed Can | Incandescent |  | Reflector | 1 | 65 | Office | 1272424 | Office | 0.00049795
Table | Compact Fluorescent |  | Twist | 1 | 15 | Office | 1272424 | Office | 0.00049795
Wall Mount | Incandescent |  | Standard A Lamp | 1 | 60 | Closet | 1272425 | Closet | 0.00049795
Ceiling Fixture | Incandescent |  | Standard A Lamp | 1 | 60 | Bathroom | 127301 | Bathroom | 0.00028601
Wall Mount | Compact Fluorescent |  | Twist | 1 | 15 | Bathroom | 127301 | Bathroom | 0.00028601
Ceiling Fixture | Compact Fluorescent |  | Twist | 2 | 15 | Bedroom | 127302 | Bedroom | 0.00028601
Ceiling Fixture | Compact Fluorescent |  | Twist | 2 | 15 | Bedroom | 127303 | Bedroom | 0.00028601
Ceiling Fixture | Incandescent |  | Standard A Lamp | 2 | 60 | Hall | 127304 | Hall | 0.00028601
Ceiling Fixture | Incandescent |  | Standard A Lamp | 1 | 60 | Kitchen | 127305 | Kitchen | 0.00028601
Wall Mount | Compact Fluorescent |  | Twist | 1 | 15 | Laundry Room | 127306 | Laundry Room | 0.00028601
Ceiling Fan | Compact Fluorescent |  | Twist | 2 | 15 | Living Room | 127307 | Living Room | 0.00028601
Floor lamp | Incandescent |  | Standard A Lamp | 3 | 60 | Living Room | 127307 | Living Room | 0.00028601
Ceiling Fan | Incandescent |  | Standard A Lamp | 3 | 40 | Bedroom | 127371 | Bedroom | 0.0017229
Table | Incandescent |  | Standard A Lamp | 1 | 40 | Bedroom | 127371 | Bedroom | 0.0017229
Ceiling Fan | Incandescent |  | Standard A Lamp | 1 | 40 | Bedroom | 127372 | Bedroom | 0.0017229
Ceiling Fixture | Incandescent |  | Standard A Lamp | 2 | 40 | Dining Room | 127373 | Dining Room | 0.0017229
Chandelier (Hanging) | Incandescent |  | Standard A Lamp | 7 | 40 | Dining Room | 127374 | Dining Room | 0.0017229
Wall Mount | Incandescent |  | Standard A Lamp | 1 | 60 | Bathroom | 127375 | Bathroom | 0.0017229
Recessed Can | Incandescent |  | Reflector | 1 | 65 | Family Room | 127376 | Family Room | 0.0017229