Table | Incandescent |  | Clear | 1 | 40 | Family Room | 127376 | Family Room | 0.0017229
Table | Incandescent |  | Standard A Lamp | 1 | 60 | Family Room | 127376 | Family Room | 0.0017229
Ceiling Fixture | Incandescent |  | Standard A Lamp | 2 | 40 | Hall | 127377 | Hall | 0.0017229
Garage door opener | Compact Fluorescent |  | A shape bulb | 2 | 15 | Garage | 127378 | Garage | 0.0017229
Ceiling Fixture | Compact Fluorescent |  | Twist | 1 | 22 | Garage | 127378 | Garage | 0.0017229
Ceiling Fixture | Incandescent |  | Standard A Lamp | 1 | 60 | Garage | 127378 | Garage | 0.0017229
Track | Halogen |  | MR | 6 | 50 | Kitchen | 127379 | Kitchen | 0.0017229
Low bay | Incandescent |  | Standard A Lamp | 1 | 40 | Kitchen | 127379 | Kitchen | 0.0017229
Ceiling Fixture | Incandescent |  | Standard A Lamp | 2 | 40 | Laundry Room | 1273710 | Laundry Room | 0.0017229
Table | Incandescent |  | Standard A Lamp | 1 | 60 | Living Room | 1273711 | Living Room | 0.0017229
Floor lamp | Incandescent |  | Standard A Lamp | 1 | 40 | Living Room | 1273711 | Living Room | 0.0017229
Ceiling Fan | Incandescent |  | Standard A Lamp | 2 | 60 | Master Bedroom | 1273712 | Master Bedroom | 0.0017229
Table | Incandescent |  | Standard A Lamp | 1 | 40 | Master Bedroom | 1273712 | Master Bedroom | 0.0017229
Ceiling Fixture | Incandescent |  | Standard A Lamp | 1 | 60 | Closet | 1273713 | Closet | 0.0017229
Ceiling Fixture | Incandescent |  | Standard A Lamp | 1 | 60 | Bathroom | 1273714 | Bathroom | 0.0017229
Wall Mount | Incandescent |  | Standard A Lamp | 4 | 40 | Other | 1273715 | Other | 0.0017229
Other | Compact Fluorescent |  | A shape bulb | 1 | 22 | Office | 1273716 | Office | 0.0017229
Wall Mount | Incandescent |  | Standard A Lamp | 4 | 40 | Bathroom | 1273717 | Bathroom | 0.0017229
Ceiling Fixture | Incandescent |  | Standard A Lamp | 2 | 40 | Hall | 1273718 | Hall | 0.0017229
Wall Mount | Incandescent |  | Globe | 4 | 40 | Bathroom | 127381 | Bathroom | 0.000364
Ceiling Fixture | Incandescent |  | Standard A Lamp | 2 | 60 | Bathroom | 127382 | Bathroom | 0.000364
Ceiling Fixture | Incandescent |  | Standard A Lamp | 2 | 60 | Bedroom | 127383 | Bedroom | 0.000364
Ceiling Fixture | Incandescent |  | Standard A Lamp | 2 | 60 | Bedroom | 127384 | Bedroom | 0.000364
Ceiling Fixture | Incandescent |  | Standard A Lamp | 2 | 60 | Bedroom | 127385 | Bedroom | 0.000364
Ceiling Fan | Incandescent |  | Clear | 4 | 60 | Dining Room | 127386 | Dining Room | 0.000364
Ceiling Fixture | Incandescent |  | Standard A Lamp | 2 | 60 | Hall | 127387 | Hall | 0.000364
Ceiling Fixture | Incandescent |  | Standard A Lamp | 2 | 60 | Kitchen | 127388 | Kitchen | 0.000364
Ceiling Fixture | Incandescent |  | Standard A Lamp | 1 | 60 | Laundry Room | 127389 | Laundry Room | 0.000364
Torchiere | Halogen |  | Quartz Tube | 1 | 100 | Living Room | 1273810 | Living Room | 0.000364
Ceiling Fan | Incandescent |  | Standard A Lamp | 2 | 60 | Master Bedroom | 1273811 | Master Bedroom | 0.000364
Ceiling Fixture | Compact Fluorescent |  | Twist | 1 | 15 | Bathroom | 127391 | Bathroom | 0.00029524
Wall Mount | Incandescent |  | Standard A Lamp | 1 | 60 | Bathroom | 127392 | Bathroom | 0.00029524
Ceiling Fixture | Incandescent |  | Standard A Lamp | 1 | 60 | Bedroom | 127393 | Bedroom | 0.00029524
Other | Incandescent |  | Other | 1 | 25 | Bedroom | 127393 | Bedroom | 0.00029524
Ceiling Fixture | Incandescent |  | Standard A Lamp | 1 | 60 | Bedroom | 127394 | Bedroom | 0.00029524
Other | Incandescent |  | Standard A Lamp | 1 | 60 | Bedroom | 127394 | Bedroom | 0.00029524
Ceiling Fixture | Incandescent |  | Globe | 1 | 40 | Other | 127395 | Other | 0.00029524
Ceiling Fixture | Compact Fluorescent |  | Twist | 1 | 15 | Family Room | 127396 | Family Room | 0.00029524
Table | Incandescent |  | Mini base | 1 | 5 | Family Room | 127396 | Family Room | 0.00029524
Ceiling Fixture | Compact Fluorescent |  | Twist | 2 | 15 | Kitchen | 127397 | Kitchen | 0.00029524
Wall Mount | Incandescent |  | Globe | 1 | 60 | Office | 127398 | Office | 0.00029524
Ceiling Fixture | Incandescent |  | Globe | 1 | 60 | Office | 127398 | Office | 0.00029524
Ceiling Fixture | Compact Fluorescent |  | Twist | 1 | 15 | Office | 127398 | Office | 0.00029524
Wall Mount | Incandescent |  | Standard A Lamp | 3 | 60 | Bathroom | 127431 | Bathroom | 0.0012318
Ceiling Fixture | Compact Fluorescent |  | Twist | 1 | 23 | Bathroom | 127431 | Bathroom | 0.0012318
Ceiling Fixture | Incandescent |  | Standard A Lamp | 1 | 60 | Bedroom | 127432 | Bedroom | 0.0012318
Table | Incandescent |  | Standard A Lamp | 1 | 60 | Bedroom | 127432 | Bedroom | 0.0012318
Table | Compact Fluorescent |  | Twist | 1 | 15 | Bedroom | 127432 | Bedroom | 0.0012318
Ceiling Fixture | Compact Fluorescent |  | Twist | 1 | 13 | Bedroom | 127433 | Bedroom | 0.0012318
Ceiling Fixture | Incandescent |  | Clear | 1 | 60 | Closet | 127434 | Closet | 0.0012318
Chandelier (Hanging) | Incandescent |  | Decorative | 6 | 60 | Dining Room | 127435 | Dining Room | 0.0012318
Chandelier (Hanging) | Incandescent |  | Decorative | 3 | 60 | Other | 127436 | Other | 0.0012318
Recessed Can | Incandescent |  | Reflector | 1 | 65 | Family Room | 127437 | Family Room | 0.0012318
Recessed Can | Incandescent |  | Standard A Lamp | 1 | 65 | Hall | 127438 | Hall | 0.0012318
Recessed Can | Incandescent |  | Reflector | 1 | 65 | Kitchen | 127439 | Kitchen | 0.0012318
Recessed Can | Compact Fluorescent |  | Twist | 1 | 22 | Kitchen | 127439 | Kitchen | 0.0012318
Ceiling Fan | Incandescent |  | Standard A Lamp | 2 | 60 | Bedroom | 1274310 | Bedroom | 0.0012318
Wall Mount | Incandescent |  | Decorative | 1 | 40 | Bedroom | 1274310 | Bedroom | 0.0012318
Recessed Can | Incandescent |  | Reflector | 1 | 65 | Other | 1274311 | Other | 0.0012318
Ceiling Fan | Incandescent |  | Standard A Lamp | 1 | 60 | Bathroom | 127451 | Bathroom | 0.00037892
Ceiling Fixture | Compact Fluorescent |  | Twist | 1 | 15 | Bedroom | 127452 | Bedroom | 0.00037892
Ceiling Fixture | Compact Fluorescent |  | Twist | 1 | 15 | Bedroom | 127453 | Bedroom | 0.00037892
Wall Mount | Compact Fluorescent |  | Twist | 1 | 15 | Garage | 127454 | Garage | 0.00037892
Ceiling Fixture | Compact Fluorescent |  | Twist | 1 | 15 | Hall | 127455 | Hall | 0.00037892
Track | Halogen |  | PAR | 5 | 30 | Kitchen | 127456 | Kitchen | 0.00037892
Ceiling Fixture | Compact Fluorescent |  | Twist | 1 | 15 | Laundry Room | 127457 | Laundry Room | 0.00037892
Floor lamp | Compact Fluorescent |  | A shape bulb | 1 | 15 | Living Room | 127458 | Living Room | 0.00037892
Ceiling Fixture | Linear Fluorescent | 48 | T-8 | 2 | 32 | Garage | 127531 | Garage | 0.00037892
Garage door opener | Incandescent |  | Standard A Lamp | 2 | 60 | Garage | 127531 | Garage | 0.00037892
Recessed Can | Incandescent |  | Reflector | 1 | 60 | Hall | 127532 | Hall | 0.00037892
Wall Mount | Halogen |  | MR | 4 | 50 | Bathroom | 127533 | Bathroom | 0.00037892
Wall Mount | Linear Fluorescent | 48 | T-8 | 1 | 32 | Laundry Room | 127534 | Laundry Room | 0.00037892
Recessed Can | Incandescent |  | Reflector | 1 | 60 | Office | 127535 | Office | 0.00037892
Recessed Can | Incandescent |  | Reflector | 1 | 65 | Master Bedroom | 127536 | Master Bedroom | 0.00037892
Floor lamp | Compact Fluorescent |  | Circline (Screw Base) | 3 | 22 | Master Bedroom | 127536 | Master Bedroom | 0.00037892
Wall Mount | Halogen |  | PAR | 1 | 50 | Master Bedroom | 127536 | Master Bedroom | 0.00037892
Ceiling Fixture | Incandescent |  | Standard A Lamp | 1 | 60 | Closet | 127537 | Closet | 0.00037892
Wall Mount | Halogen |  | MR | 4 | 50 | Bathroom | 127538 | Bathroom | 0.00037892
Recessed Can | Incandescent |  | Reflector | 1 | 60 | Bathroom | 127538 | Bathroom | 0.00037892
Recessed Can | Compact Fluorescent |  | Reflector | 1 | 22 | Hall | 127539 | Hall | 0.00037892
Ceiling Fixture | Compact Fluorescent |  | Twist | 1 | 15 | Bedroom | 1275310 | Bedroom | 0.00037892
Wall Mount | Halogen |  | MR | 4 | 30 | Bathroom | 1275311 | Bathroom | 0.00037892
Ceiling Fixture | Incandescent |  | Heat Lamp | 1 | 500 | Bathroom | 1275311 | Bathroom | 0.00037892
Wall Mount | Halogen |  | MR | 1 | 50 | Bathroom | 1275312 | Bathroom | 0.00037892
Recessed Can | Compact Fluorescent |  | Reflector | 1 | 22 | Kitchen | 1275313 | Kitchen | 0.00037892
Ceiling Fixture | Compact Fluorescent |  | Twist | 1 | 15 | Closet | 1275314 | Closet | 0.00037892
Ceiling Fixture | Halogen |  | MR | 1 | 50 | Dining Room | 1275315 | Dining Room | 0.00037892
Recessed Can | Incandescent |  | Reflector | 1 | 60 | Dining Room | 1275315 | Dining Room | 0.00037892
Floor lamp | Compact Fluorescent |  | Circline (Screw Base) | 2 | 22 | Dining Room | 1275315 | Dining Room | 0.00037892
Recessed Can | Incandescent |  | Reflector | 1 | 60 | Living Room | 1275316 | Living Room | 0.00037892
Recessed Can | Incandescent |  | Reflector | 1 | 50 | Dining Room | 127551 | Dining Room | 0.0012318
High bay | Compact Fluorescent |  | Twist | 4 | 15 | Bathroom | 127552 | Bathroom | 0.0012318
Ceiling Fan | Incandescent |  | Reflector | 1 | 150 | Bathroom | 127552 | Bathroom | 0.0012318
Ceiling Fixture | Incandescent |  | Standard A Lamp | 2 | 60 | Closet | 127553 | Closet | 0.0012318
Chandelier (Hanging) | Incandescent |  | Mini base | 8 | 25 | Dining Room | 127554 | Dining Room | 0.0012318
Ceiling Fixture | Compact Fluorescent |  | Twist | 2 | 15 | Hall | 127555 | Hall | 0.0012318
Ceiling Fixture | Incandescent |  | Standard A Lamp | 1 | 60 | Garage | 127556 | Garage | 0.0012318
Garage door opener | Incandescent |  | Standard A Lamp | 1 | 60 | Garage | 127556 | Garage | 0.0012318
Table | Incandescent |  | Reflector | 4 | 65 | Bedroom | 127557 | Bedroom | 0.0012318
Table | Incandescent |  | Standard A Lamp | 2 | 60 | Bedroom | 127557 | Bedroom | 0.0012318
Ceiling Fixture | Incandescent |  | Standard A Lamp | 2 | 60 | Hall | 127558 | Hall | 0.0012318
Torchiere | Compact Fluorescent |  | Reflector | 1 | 15 | Kitchen | 127559 | Kitchen | 0.0012318
Ceiling Fixture | Incandescent |  | Standard A Lamp | 1 | 60 | Laundry Room | 1275510 | Laundry Room | 0.0012318
Torchiere | Compact Fluorescent |  | 3-Way CFL | 1 | 29 | Living Room | 1275511 | Living Room | 0.0012318
Floor lamp | Compact Fluorescent |  | Twist | 1 | 15 | Living Room | 1275511 | Living Room | 0.0012318
Wall Mount | Compact Fluorescent |  | Twist | 6 | 15 | Bathroom | 1275512 | Bathroom | 0.0012318
Ceiling Fan | Incandescent |  | Standard A Lamp | 1 | 60 | Bathroom | 1275512 | Bathroom | 0.0012318
Ceiling Fan | Compact Fluorescent |  | Twist | 4 | 15 | Master Bedroom | 1275513 | Master Bedroom | 0.0012318
Table | Compact Fluorescent |  | Twist | 1 | 15 | Master Bedroom | 1275513 | Master Bedroom | 0.0012318
Track | Incandescent |  | Reflector | 4 | 65 | Office | 1275514 | Office | 0.0012318
Recessed Can | Compact Fluorescent |  | Reflector | 1 | 15 | Living Room | 1275515 | Living Room | 0.0012318
Recessed Can | Compact Fluorescent |  | Reflector | 1 | 15 | Bathroom | 127591 | Bathroom | 0.00049795
Ceiling Fixture | Incandescent |  | Standard A Lamp | 1 | 60 | Bedroom | 127592 | Bedroom | 0.00049795
Recessed Can | Compact Fluorescent |  | Reflector | 1 | 15 | Other | 127593 | Other | 0.00049795
Table | Compact Fluorescent |  | Twist | 1 | 15 | Dining Room | 127594 | Dining Room | 0.00049795
Recessed Can | Halogen |  | PAR | 1 | 75 | Hall | 127595 | Hall | 0.00049795
Chandelier (Hanging) | Incandescent |  | Decorative | 2 | 25 | Hall | 127595 | Hall | 0.00049795
Recessed Can | Halogen |  | PAR | 1 | 75 | Kitchen | 127596 | Kitchen | 0.00049795
Recessed Can | Halogen |  | PAR | 1 | 75 | Laundry Room | 127597 | Laundry Room | 0.00049795
Chandelier (Hanging) | Incandescent |  | Reflector | 3 | 65 | Living Room | 127598 | Living Room | 0.00049795
Table | Incandescent |  | Clear | 1 | 40 | Living Room | 127598 | Living Room | 0.00049795
Floor lamp | Incandescent |  | Clear | 1 | 40 | Living Room | 127598 | Living Room | 0.00049795
Track | Incandescent |  | Standard A Lamp | 4 | 60 | Bathroom | 127599 | Bathroom | 0.00049795
Recessed Can | Compact Fluorescent |  | Reflector | 2 | 15 | Master Bedroom | 1275910 | Master Bedroom | 0.00049795
Table | Incandescent |  | Standard A Lamp | 1 | 60 | Master Bedroom | 1275910 | Master Bedroom | 0.00049795
Wall Mount | Incandescent |  | Clear | 1 | 40 | Master Bedroom | 1275910 | Master Bedroom | 0.00049795
High bay | Compact Fluorescent |  | Twist | 2 | 15 | Office | 1275911 | Office | 0.00049795
Wall Mount | Incandescent |  | Decorative | 1 | 60 | Hall | 1275912 | Hall | 0.00049795
Ceiling Fan | Incandescent |  | Standard A Lamp | 2 | 60 | Bedroom | 127711 | Bedroom | 0.000364
Floor lamp | Incandescent |  | Standard A Lamp | 1 | 75 | Dining Room | 127712 | Dining Room | 0.000364
Ceiling Fixture | Incandescent |  | Standard A Lamp | 1 | 40 | Hall | 127713 | Hall | 0.000364
Wall Mount | Incandescent |  | Standard A Lamp | 3 | 60 | Bathroom | 127714 | Bathroom | 0.000364
Ceiling Fan | Compact Fluorescent |  | Twist | 3 | 22 | Bedroom | 127715 | Bedroom | 0.000364
Ceiling Fixture | Incandescent |  | Standard A Lamp | 1 | 60 | Bedroom | 127716 | Bedroom | 0.000364
Ceiling Fixture | Compact Fluorescent |  | Twist | 1 | 15 | Bathroom | 127717 | Bathroom | 0.000364
Recessed Can | Incandescent |  | Reflector | 1 | 65 | Family Room | 127718 | Family Room | 0.000364
Ceiling Fixture | Compact Fluorescent |  | Twist | 1 | 15 | Family Room | 127718 | Family Room | 0.000364
Table | Incandescent |  | Standard A Lamp | 1 | 60 | Family Room | 127718 | Family Room | 0.000364
Wall Mount | Compact Fluorescent |  | Twist | 1 | 15 | Other | 127719 | Other | 0.000364
Ceiling Fan | Incandescent |  | Standard A Lamp | 2 | 60 | Bedroom | 1277110 | Bedroom | 0.000364
Ceiling Fan | Incandescent |  | Standard A Lamp | 4 | 60 | Master Bedroom | 1277111 | Master Bedroom | 0.000364
Ceiling Fixture | Compact Fluorescent |  | Twist | 1 | 15 | Bathroom | 1277112 | Bathroom | 0.000364
Wall Mount | Compact Fluorescent |  | Twist | 1 | 15 | Bathroom | 1277112 | Bathroom | 0.000364
Ceiling Fixture | Incandescent |  | Standard A Lamp | 1 | 60 | Closet | 1277113 | Closet | 0.000364
Ceiling Fixture | Incandescent |  | Standard A Lamp | 2 | 60 | Hall | 1277114 | Hall | 0.000364
Chandelier (Hanging) | Incandescent |  | Decorative | 3 | 60 | Office | 1277115 | Office | 0.000364
Ceiling Fixture | Compact Fluorescent |  | Twist | 2 | 15 | Other | 1277116 | Other | 0.000364
Chandelier (Hanging) | Incandescent |  | Mini base | 3 | 60 | Kitchen | 1277117 | Kitchen | 0.000364
Wall Mount | Compact Fluorescent |  | Twist | 1 | 13 | Bathroom | 127731 | Bathroom | 0.0012318
Wall Mount | Compact Fluorescent |  | Twist | 1 | 26 | Bathroom | 127732 | Bathroom | 0.0012318
Wall Mount | Incandescent |  | Standard A Lamp | 2 | 60 | Bathroom | 127732 | Bathroom | 0.0012318
Ceiling Fixture | Incandescent |  | Standard A Lamp | 1 | 75 | Bedroom | 127733 | Bedroom | 0.0012318
Torchiere | Compact Fluorescent |  | Twist | 1 | 13 | Bedroom | 127733 | Bedroom | 0.0012318
Ceiling Fixture | Compact Fluorescent |  | Twist | 1 | 23 | Bedroom | 127734 | Bedroom | 0.0012318
Chandelier (Hanging) | Incandescent |  | Standard A Lamp | 5 | 40 | Dining Room | 127735 | Dining Room | 0.0012318
Floor lamp | Compact Fluorescent |  | Twist | 1 | 13 | Family Room | 127736 | Family Room | 0.0012318
Recessed Can | Incandescent |  | Reflector | 1 | 65 | Hall | 127737 | Hall | 0.0012318
Ceiling Fixture | Compact Fluorescent |  | Twist | 1 | 13 | Kitchen | 127738 | Kitchen | 0.0012318
Ceiling Fixture | Compact Fluorescent |  | Twist | 2 | 15 | Master Bedroom | 127739 | Master Bedroom | 0.0012318
Table | Compact Fluorescent |  | Twist | 1 | 13 | Master Bedroom | 127739 | Master Bedroom | 0.0012318
Ceiling Fixture | Compact Fluorescent |  | Twist | 1 | 23 | Garage | 1277310 | Garage | 0.0012318
Ceiling Fixture | Compact Fluorescent |  | Twist | 2 | 15 | Bedroom | 127771 | Bedroom | 0.00029524
Table | Halogen |  | Quartz Tube | 1 | 75 | Bedroom | 127771 | Bedroom | 0.00029524
Wall Mount | Compact Fluorescent |  | Twist | 3 | 15 | Bathroom | 127772 | Bathroom | 0.00029524
Ceiling Fixture | Linear Fluorescent | 48 | T-12 | 2 | 40 | Closet | 127773 | Closet | 0.00029524
Chandelier (Hanging) | Compact Fluorescent |  | Twist | 4 | 15 | Family Room | 127774 | Family Room | 0.00029524
Floor lamp | Compact Fluorescent |  | Twist | 1 | 15 | Family Room | 127774 | Family Room | 0.00029524
Torchiere | Compact Fluorescent |  | Twist | 1 | 15 | Family Room | 127774 | Family Room | 0.00029524
Table | Compact Fluorescent |  | Twist | 2 | 15 | Family Room | 127774 | Family Room | 0.00029524
Ceiling Fixture | Incandescent |  | Globe | 1 | 60 | Garage | 127775 | Garage | 0.00029524
Ceiling Fixture | Incandescent |  | Reflector | 1 | 65 | Garage | 127775 | Garage | 0.00029524
Recessed Can | Halogen |  | PAR | 1 | 75 | Hall | 127776 | Hall | 0.00029524
Wall Mount | Incandescent |  | Standard A Lamp | 2 | 40 | Hall | 127776 | Hall | 0.00029524
Recessed Can | Compact Fluorescent |  | Reflector | 1 | 15 | Kitchen | 127777 | Kitchen | 0.00029524
Other | Incandescent |  | Clear | 1 | 25 | Kitchen | 127777 | Kitchen | 0.00029524
Ceiling Fixture | Compact Fluorescent |  | Twist | 2 | 15 | Laundry Room | 127778 | Laundry Room | 0.00029524
Ceiling Fixture | Compact Fluorescent |  | Twist | 2 | 15 | Living Room | 127779 | Living Room | 0.00029524
Chandelier (Hanging) | Incandescent |  | Decorative | 4 | 60 | Living Room | 127779 | Living Room | 0.00029524
Floor lamp | Incandescent |  | Standard A Lamp | 2 | 60 | Living Room | 127779 | Living Room | 0.00029524
Ceiling Fixture | Compact Fluorescent |  | Twist | 3 | 15 | Master Bedroom | 1277710 | Master Bedroom | 0.00029524
Recessed Can | Incandescent |  | Reflector | 1 | 65 | Master Bedroom | 1277710 | Master Bedroom | 0.00029524
Other | Incandescent |  | Reflector | 1 | 40 | Master Bedroom | 1277710 | Master Bedroom | 0.00029524
Wall Mount | Compact Fluorescent |  | Twist | 5 | 15 | Bedroom | 1277711 | Bedroom | 0.00029524
Ceiling Fixture | Compact Fluorescent |  | Twist | 2 | 15 | Office | 1277712 | Office | 0.00029524
Table | Incandescent |  | Clear | 1 | 60 | Office | 1277712 | Office | 0.00029524
Wall Mount | Incandescent |  | Globe | 4 | 40 | Bathroom | 127821 | Bathroom | 0.00037892
Ceiling Fixture | Incandescent |  | Standard A Lamp | 2 | 60 | Bedroom | 127822 | Bedroom | 0.00037892
Ceiling Fixture | Incandescent |  | Standard A Lamp | 1 | 60 | Bedroom | 127822 | Bedroom | 0.00037892
Table | Incandescent |  | Standard A Lamp | 1 | 60 | Bedroom | 127822 | Bedroom | 0.00037892
Ceiling Fixture | Incandescent |  | Standard A Lamp | 2 | 60 | Garage | 127823 | Garage | 0.00037892
Ceiling Fan | Incandescent |  | Mini base | 4 | 40 | Kitchen | 127824 | Kitchen | 0.00037892
Ceiling Fixture | Incandescent |  | Standard A Lamp | 1 | 100 | Kitchen | 127824 | Kitchen | 0.00037892
Table | Incandescent |  | 3-Way Incandescent | 1 | 100 | Living Room | 127825 | Living Room | 0.00037892
Table | Incandescent |  | Standard A Lamp | 1 | 25 | Living Room | 127825 | Living Room | 0.00037892
Wall Mount | Incandescent |  | Standard A Lamp | 1 | 60 | Living Room | 127825 | Living Room | 0.00037892
Ceiling Fixture | Incandescent |  | Standard A Lamp | 2 | 60 | Bedroom | 127826 | Bedroom | 0.00037892
Table | Compact Fluorescent |  | Twist | 1 | 15 | Bedroom | 127826 | Bedroom | 0.00037892
Wall Mount | Compact Fluorescent |  | Twist | 3 | 15 | Bedroom | 128141 | Bedroom | 0.00037892
Ceiling Fixture | Linear Fluorescent | 48 | T-12 | 2 | 40 | Other | 128142 | Other | 0.00037892
Chandelier (Hanging) | Compact Fluorescent |  | Pin base | 6 | 15 | Dining Room | 128143 | Dining Room | 0.00037892
Table | Compact Fluorescent |  | Twist | 1 | 15 | Hall | 128144 | Hall | 0.00037892
Ceiling Fixture | Compact Fluorescent |  | Twist | 1 | 15 | Hall | 128145 | Hall | 0.00037892
Recessed Can | Compact Fluorescent |  | Twist | 1 | 15 | Kitchen | 128146 | Kitchen | 0.00037892
Chandelier (Hanging) | Compact Fluorescent |  | Pin base | 5 | 15 | Living Room | 128147 | Living Room | 0.00037892
Chandelier (Hanging) | Compact Fluorescent |  | Twist | 5 | 15 | Master Bedroom | 128148 | Master Bedroom | 0.00037892
Table | Compact Fluorescent |  | Twist | 1 | 15 | Master Bedroom | 128148 | Master Bedroom | 0.00037892
Ceiling Fixture | Incandescent |  | Standard A Lamp | 2 | 60 | Office | 128149 | Office | 0.00037892
Ceiling Fixture | Compact Fluorescent |  | Twist | 1 | 15 | Other | 1281410 | Other | 0.00037892
Wall Mount | Incandescent |  | Globe | 3 | 40 | Bathroom | 128181 | Bathroom | 0.00037892
Ceiling Fan | Incandescent |  | Decorative | 4 | 40 | Master Bedroom | 128182 | Master Bedroom | 0.00037892
Table | Incandescent |  | Decorative | 1 | 25 | Master Bedroom | 128182 | Master Bedroom | 0.00037892
Ceiling Fixture | Incandescent |  | Standard A Lamp | 1 | 60 | Other | 128183 | Other | 0.00037892
Ceiling Fixture | Compact Fluorescent |  | Twist | 1 | 15 | Dining Room | 128184 | Dining Room | 0.00037892
Ceiling Fixture | Incandescent |  | Standard A Lamp | 1 | 60 | Hall | 128185 | Hall | 0.00037892
Ceiling Fixture | Incandescent |  | Standard A Lamp | 1 | 60 | Kitchen | 128186 | Kitchen | 0.00037892
Ceiling Fixture | Incandescent |  | Standard A Lamp | 2 | 60 | Living Room | 128187 | Living Room | 0.00037892
Ceiling Fixture | Incandescent |  | Standard A Lamp | 1 | 60 | Office | 128188 | Office | 0.00037892
Recessed Can | Compact Fluorescent |  | Reflector | 1 | 22 | Living Room | 128251 | Living Room | 0.00037892
Table | Incandescent |  | Decorative | 2 | 40 | Living Room | 128251 | Living Room | 0.00037892
Wall Mount | Incandescent |  | Clear | 1 | 40 | Bathroom | 128252 | Bathroom | 0.00037892
Recessed Can | Compact Fluorescent |  | Twist | 1 | 15 | Family Room | 128253 | Family Room | 0.00037892
Floor lamp | Compact Fluorescent |  | Twist | 1 | 15 | Family Room | 128253 | Family Room | 0.00037892
Recessed Can | Compact Fluorescent |  | Reflector | 1 | 22 | Laundry Room | 128254 | Laundry Room | 0.00037892
Ceiling Fixture | Linear Fluorescent | 48 | T-12 | 2 | 40 | Laundry Room | 128254 | Laundry Room | 0.00037892
Ceiling Fixture | Compact Fluorescent |  | Twist | 2 | 15 | Dining Room | 128255 | Dining Room | 0.00037892
Floor lamp | Compact Fluorescent |  | Twist | 1 | 15 | Dining Room | 128255 | Dining Room | 0.00037892
Chandelier (Hanging) | Compact Fluorescent |  | Twist | 1 | 15 | Kitchen | 128256 | Kitchen | 0.00037892
Recessed Can | Compact Fluorescent |  | Reflector | 1 | 15 | Kitchen | 128256 | Kitchen | 0.00037892
Wall Mount | Incandescent |  | Clear | 4 | 40 | Bathroom | 128257 | Bathroom | 0.00037892
Ceiling Fixture | Compact Fluorescent |  | Twist | 2 | 15 | Bedroom | 128258 | Bedroom | 0.00037892
Ceiling Fixture | Compact Fluorescent |  | Twist | 2 | 15 | Office | 128259 | Office | 0.00037892
Ceiling Fixture | Compact Fluorescent |  | Twist | 2 | 15 | Hall | 1282511 | Hall | 0.00037892
Recessed Can | Compact Fluorescent |  | Twist | 1 | 15 | Hall | 1282511 | Hall | 0.00037892
Recessed Can | Compact Fluorescent |  | Twist | 1 | 15 | Master Bedroom | 1282512 | Master Bedroom | 0.00037892
Table | Incandescent |  | Clear | 1 | 40 | Master Bedroom | 1282512 | Master Bedroom | 0.00037892
Ceiling Fan | Incandescent |  | Clear | 1 | 60 | Bedroom | 128332 | Bedroom | 0.00049795
Ceiling Fixture | Incandescent |  | Colored | 3 | 40 | Dining Room | 128333 | Dining Room | 0.00049795
Ceiling Fixture | Compact Fluorescent |  | Twist | 4 | 15 | Other | 128334 | Other | 0.00049795
Ceiling Fixture | Incandescent |  | Globe | 2 | 40 | Bathroom | 128335 | Bathroom | 0.00049795
Recessed Can | Compact Fluorescent |  | Twist | 1 | 15 | Kitchen | 128336 | Kitchen | 0.00049795
Ceiling Fixture | Compact Fluorescent |  | Globe | 1 | 22 | Hall | 128337 | Hall | 0.00049795
High bay | Linear Fluorescent | 48 | T-12 | 2 | 32 | Kitchen | 128338 | Kitchen | 0.00049795
Recessed Can | Incandescent |  | Reflector | 1 | 65 | Kitchen | 128338 | Kitchen | 0.00049795
Low bay | Linear Fluorescent | 16 | T-8 | 1 | 32 | Kitchen | 128338 | Kitchen | 0.00049795
Ceiling Fan | Incandescent |  | Standard A Lamp | 1 | 60 | Living Room | 128339 | Living Room | 0.00049795
Recessed Can | Incandescent |  | Reflector | 1 | 65 | Living Room | 128339 | Living Room | 0.00049795
Wall Mount | Incandescent |  | Standard A Lamp | 2 | 40 | Living Room | 128339 | Living Room | 0.00049795
Ceiling Fan | Compact Fluorescent |  | Twist | 3 | 23 | Bedroom | 1283310 | Bedroom | 0.00049795
Wall Mount | Incandescent |  | Globe | 4 | 40 | Bathroom | 1283311 | Bathroom | 0.00049795
Ceiling Fixture | Incandescent |  | Standard A Lamp | 1 | 40 | Laundry Room | 1283312 | Laundry Room | 0.00049795
Recessed Can | Compact Fluorescent |  | Twist | 1 | 23 | Bathroom | 1283313 | Bathroom | 0.00049795
Ceiling Fixture | Incandescent |  | Standard A Lamp | 1 | 25 | Hall | 1283314 | Hall | 0.00049795
Ceiling Fixture | Incandescent |  | Standard A Lamp | 2 | 60 | Bedroom | 1283315 | Bedroom | 0.00049795
Wall Mount | Compact Fluorescent |  | Twist | 3 | 15 | Bathroom | 128451 | Bathroom | 0.000364
Ceiling Fixture | Compact Fluorescent |  | Twist | 1 | 15 | Closet | 128452 | Closet | 0.000364
Wall Mount | Incandescent |  | Standard A Lamp | 3 | 65 | Other | 128453 | Other | 0.000364
Ceiling Fixture | Compact Fluorescent |  | Twist | 1 | 15 | Other | 128453 | Other | 0.000364
Ceiling Fixture | Compact Fluorescent |  | Twist | 3 | 15 | Living Room | 128454 | Living Room | 0.000364
Ceiling Fixture | Compact Fluorescent |  | Twist | 1 | 15 | Hall | 128455 | Hall | 0.000364
Ceiling Fixture | Compact Fluorescent |  | Twist | 1 | 15 | Closet | 128456 | Closet | 0.000364
Wall Mount | Compact Fluorescent |  | Twist | 2 | 15 | Bathroom | 128457 | Bathroom | 0.000364
Ceiling Fixture | Compact Fluorescent |  | Twist | 1 | 15 | Bedroom | 128458 | Bedroom | 0.000364
Ceiling Fixture | Compact Fluorescent |  | Twist | 2 | 15 | Bedroom | 128459 | Bedroom | 0.000364
Table | Incandescent |  | Mini base | 3 | 25 | Bedroom | 128459 | Bedroom | 0.000364
Ceiling Fixture | Compact Fluorescent |  | Twist | 2 | 15 | Bedroom | 1284510 | Bedroom | 0.000364
Ceiling Fan | Incandescent |  | Decorative | 4 | 25 | Dining Room | 1284511 | Dining Room | 0.000364
Ceiling Fixture | Incandescent |  | Standard A Lamp | 1 | 60 | Garage | 1284512 | Garage | 0.000364
Ceiling Fixture | Compact Fluorescent |  | Twist | 1 | 15 | Hall | 1284513 | Hall | 0.000364
Ceiling Fan | Compact Fluorescent |  | Twist | 4 | 15 | Kitchen | 1284514 | Kitchen | 0.000364
Ceiling Fixture | Compact Fluorescent |  | Twist | 1 | 15 | Laundry Room | 1284515 | Laundry Room | 0.000364
Chandelier (Hanging) | Compact Fluorescent |  | Globe | 1 | 22 | Living Room | 1284516 | Living Room | 0.000364
Wall Mount | Incandescent |  | Globe | 3 | 40 | Bathroom | 128531 | Bathroom | 0.00029524
Ceiling Fan | Incandescent |  | Standard A Lamp | 1 | 60 | Bedroom | 128532 | Bedroom | 0.00029524
Table | Incandescent |  | Standard A Lamp | 1 | 60 | Closet | 128533 | Closet | 0.00029524
Ceiling Fixture | Linear Fluorescent | 15 | T-5 | 1 | 10 | Closet | 128534 | Closet | 0.00029524
Floor lamp | Incandescent |  | Standard A Lamp | 1 | 100 | Bedroom | 128535 | Bedroom | 0.00029524
Ceiling Fan | Incandescent |  | Standard A Lamp | 1 | 60 | Bedroom | 128535 | Bedroom | 0.00029524
Ceiling Fan | Incandescent |  | Standard A Lamp | 3 | 60 | Dining Room | 128536 | Dining Room | 0.00029524
Ceiling Fixture | Incandescent |  | Standard A Lamp | 1 | 60 | Bedroom | 128537 | Bedroom | 0.00029524
Table | Incandescent |  | Standard A Lamp | 1 | 25 | Bedroom | 128537 | Bedroom | 0.00029524
Ceiling Fan | Incandescent |  | Standard A Lamp | 1 | 60 | Family Room | 128538 | Family Room | 0.00029524
Table | Incandescent |  | Standard A Lamp | 1 | 100 | Family Room | 128538 | Family Room | 0.00029524
Table | Compact Fluorescent |  | 3-Way CFL | 1 | 36 | Family Room | 128538 | Family Room | 0.00029524
Table | Compact Fluorescent |  | Twist | 1 | 15 | Family Room | 128538 | Family Room | 0.00029524
Garage door opener | Incandescent |  | Standard A Lamp | 1 | 60 | Garage | 128539 | Garage | 0.00029524
Floor lamp | Compact Fluorescent |  | Twist | 1 | 15 | Garage | 128539 | Garage | 0.00029524
Ceiling Fixture | Linear Fluorescent | 48 | T-12 | 2 | 40 | Garage | 128539 | Garage | 0.00029524
Ceiling Fixture | Incandescent |  | Decorative | 1 | 25 | Hall | 1285310 | Hall | 0.00029524
Ceiling Fixture | Linear Fluorescent | 48 | T-12 | 2 | 40 | Office | 1285311 | Office | 0.00029524
Table | Compact Fluorescent |  | Twist | 1 | 15 | Office | 1285311 | Office | 0.00029524
Recessed Can | Incandescent |  | Reflector | 1 | 40 | Kitchen | 1285312 | Kitchen | 0.00029524
Recessed Can | Incandescent |  | Reflector | 1 | 65 | Kitchen | 1285312 | Kitchen | 0.00029524
Architectural | Linear Fluorescent | 16 | T-5 | 1 | 10 | Kitchen | 1285312 | Kitchen | 0.00029524
Architectural | Linear Fluorescent | 22 | T-12 | 1 | 16 | Kitchen | 1285312 | Kitchen | 0.00029524
Ceiling Fixture | Incandescent |  | Standard A Lamp | 2 | 60 | Laundry Room | 1285313 | Laundry Room | 0.00029524
Ceiling Fan | Compact Fluorescent |  | Twist | 3 | 28 | Living Room | 1285314 | Living Room | 0.00029524
Table | Incandescent |  | Standard A Lamp | 2 | 60 | Living Room | 1285314 | Living Room | 0.00029524
Floor lamp | Compact Fluorescent |  | 3-Way CFL | 1 | 15 | Living Room | 1285314 | Living Room | 0.00029524
Wall Mount | Incandescent |  | Globe | 6 | 40 | Bathroom | 1285315 | Bathroom | 0.00029524
Ceiling Fixture | Incandescent |  | Standard A Lamp | 1 | 60 | Bathroom | 1285315 | Bathroom | 0.00029524
Chandelier (Hanging) | Incandescent |  | Decorative | 3 | 40 | Master Bedroom | 1285316 | Master Bedroom | 0.00029524
Floor lamp | Incandescent |  | Standard A Lamp | 1 | 100 | Master Bedroom | 1285316 | Master Bedroom | 0.00029524
Floor lamp | Incandescent |  | Mini base | 1 | 13 | Master Bedroom | 1285316 | Master Bedroom | 0.00029524
Wall Mount | Incandescent |  | Globe | 6 | 40 | Bathroom | 1285317 | Bathroom | 0.00029524
Wall Mount | Incandescent |  | Standard A Lamp | 2 | 60 | Bathroom | 128561 | Bathroom | 0.0012318
Ceiling Fixture | Incandescent |  | Standard A Lamp | 1 | 60 | Bedroom | 128562 | Bedroom | 0.0012318
Table | Incandescent |  | Standard A Lamp | 1 | 60 | Bedroom | 128562 | Bedroom | 0.0012318
Ceiling Fixture | Compact Fluorescent |  | Twist | 1 | 15 | Bedroom | 128563 | Bedroom | 0.0012318
Ceiling Fixture | Incandescent |  | Standard A Lamp | 1 | 40 | Bedroom | 128564 | Bedroom | 0.0012318
Table | Incandescent |  | Mini base | 1 | 25 | Bedroom | 128564 | Bedroom | 0.0012318
Chandelier (Hanging) | Incandescent |  | Mini base | 7 | 60 | Dining Room | 128565 | Dining Room | 0.0012318
Table | Compact Fluorescent |  | Twist | 1 | 15 | Bedroom | 128566 | Bedroom | 0.0012318
Ceiling Fixture | Incandescent |  | Standard A Lamp | 1 | 60 | Family Room | 128567 | Family Room | 0.0012318
Ceiling Fixture | Incandescent |  | Standard A Lamp | 1 | 40 | Hall | 128568 | Hall | 0.0012318
Ceiling Fixture | Compact Fluorescent |  | Twist | 1 | 15 | Other | 128569 | Other | 0.0012318
Ceiling Fixture | Incandescent |  | Mini base | 1 | 25 | Hall | 1285610 | Hall | 0.0012318
Ceiling Fixture | Incandescent |  | Standard A Lamp | 2 | 60 | Kitchen | 1285611 | Kitchen | 0.0012318
Ceiling Fixture | Incandescent |  | Standard A Lamp | 1 | 40 | Kitchen | 1285611 | Kitchen | 0.0012318
Ceiling Fixture | Compact Fluorescent |  | Twist | 1 | 15 | Laundry Room | 1285612 | Laundry Room | 0.0012318
Table | Compact Fluorescent |  | 3-Way CFL | 1 | 30 | Living Room | 1285613 | Living Room | 0.0012318
Table | Incandescent |  | Mini base | 3 | 25 | Living Room | 1285613 | Living Room | 0.0012318
Wall Mount | Incandescent |  | Standard A Lamp | 1 | 60 | Closet | 1285614 | Closet | 0.0012318
Ceiling Fixture | Incandescent |  | Standard A Lamp | 1 | 40 | Hall | 1285615 | Hall | 0.0012318
Ceiling Fixture | Compact Fluorescent |  | Reflector | 1 | 19 | Kitchen | 128891 | Kitchen | 0.0012318
Other | Halogen |  | PAR | 1 | 25 | Kitchen | 128891 | Kitchen | 0.0012318
Ceiling Fan | Compact Fluorescent |  | Twist | 2 | 13 | Master Bedroom | 128892 | Master Bedroom | 0.0012318
Table | Incandescent |  | Standard A Lamp | 1 | 40 | Master Bedroom | 128892 | Master Bedroom | 0.0012318
Table | Incandescent |  | Standard A Lamp | 1 | 100 | Master Bedroom | 128892 | Master Bedroom | 0.0012318
Wall Mount | Compact Fluorescent |  | A shape bulb | 2 | 23 | Bathroom | 128893 | Bathroom | 0.0012318
Ceiling Fixture | Compact Fluorescent |  | Twist | 2 | 13 | Closet | 128894 | Closet | 0.0012318
Ceiling Fixture | Compact Fluorescent |  | Twist | 1 | 13 | Closet | 128895 | Closet | 0.0012318
Ceiling Fixture | Compact Fluorescent |  | Twist | 2 | 13 | Family Room | 128896 | Family Room | 0.0012318
Table | Incandescent |  | 3-Way Incandescent | 1 | 100 | Family Room | 128896 | Family Room | 0.0012318
Ceiling Fixture | Compact Fluorescent |  | Twist | 1 | 23 | Garage | 128897 | Garage | 0.0012318
Garage door opener | Compact Fluorescent |  | Twist | 2 | 13 | Garage | 128897 | Garage | 0.0012318
Chandelier (Hanging) | Incandescent |  | Mini base | 6 | 40 | Dining Room | 128898 | Dining Room | 0.0012318
Recessed Can | Compact Fluorescent |  | Reflector | 1 | 23 | Living Room | 128899 | Living Room | 0.0012318
Recessed Can | Compact Fluorescent |  | Reflector | 1 | 23 | Hall | 1288910 | Hall | 0.0012318
Ceiling Fixture | Compact Fluorescent |  | Twist | 2 | 13 | Hall | 1288910 | Hall | 0.0012318
Ceiling Fan | Compact Fluorescent |  | A shape bulb | 3 | 15 | Bedroom | 1288911 | Bedroom | 0.0012318
Table | Incandescent |  | Standard A Lamp | 1 | 75 | Bedroom | 1288911 | Bedroom | 0.0012318
Ceiling Fixture | Compact Fluorescent |  | A shape bulb | 3 | 15 | Closet | 1288912 | Closet | 0.0012318
Wall Mount | Incandescent |  | Decorative | 2 | 60 | Bathroom | 1288913 | Bathroom | 0.0012318
Recessed Can | Incandescent |  | Reflector | 1 | 45 | Bathroom | 1288913 | Bathroom | 0.0012318
Ceiling Fixture | Compact Fluorescent |  | Twist | 2 | 13 | Office | 1288914 | Office | 0.0012318
Ceiling Fixture | Compact Fluorescent |  | Twist | 2 | 13 | Closet | 1288915 | Closet | 0.0012318
Wall Mount | Incandescent |  | Clear | 8 | 40 | Bathroom | 128951 | Bathroom | 0.0012318
Ceiling Fixture | Compact Fluorescent |  | Twist | 1 | 15 | Bedroom | 128952 | Bedroom | 0.0012318
Floor lamp | Incandescent |  | Standard A Lamp | 3 | 100 | Bedroom | 128952 | Bedroom | 0.0012318
Ceiling Fixture | Compact Fluorescent |  | Twist | 1 | 15 | Bedroom | 128953 | Bedroom | 0.0012318
Ceiling Fixture | Incandescent |  | Standard A Lamp | 1 | 60 | Closet | 128954 | Closet | 0.0012318
Chandelier (Hanging) | Incandescent |  | Mini base | 5 | 25 | Dining Room | 128955 | Dining Room | 0.0012318
Floor lamp | Incandescent |  | Standard A Lamp | 5 | 60 | Dining Room | 128955 | Dining Room | 0.0012318
Recessed Can | Incandescent |  | Reflector | 1 | 65 | Family Room | 128956 | Family Room | 0.0012318
Track | Incandescent |  | Reflector | 3 | 60 | Family Room | 128956 | Family Room | 0.0012318
Wall Mount | Incandescent |  | Standard A Lamp | 2 | 60 | Family Room | 128956 | Family Room | 0.0012318
Track | Incandescent |  | Reflector | 3 | 65 | Hall | 128958 | Hall | 0.0012318
Ceiling Fixture | Incandescent |  | Standard A Lamp | 1 | 60 | Hall | 128959 | Hall | 0.0012318
Recessed Can | Incandescent |  | Reflector | 1 | 65 | Kitchen | 1289510 | Kitchen | 0.0012318
Ceiling Fixture | Incandescent |  | Standard A Lamp | 1 | 60 | Laundry Room | 1289511 | Laundry Room | 0.0012318
Floor lamp | Incandescent |  | Standard A Lamp | 6 | 60 | Living Room | 1289512 | Living Room | 0.0012318
Table | Compact Fluorescent |  | Twist | 1 | 15 | Living Room | 1289512 | Living Room | 0.0012318
Recessed Can | Incandescent |  | Reflector | 1 | 65 | Bathroom | 1289513 | Bathroom | 0.0012318
Wall Mount | Incandescent |  | Globe | 8 | 40 | Bathroom | 1289513 | Bathroom | 0.0012318
Track | Incandescent |  | Reflector | 2 | 65 | Master Bedroom | 1289514 | Master Bedroom | 0.0012318
Track | Halogen |  | MR | 3 | 50 | Master Bedroom | 1289514 | Master Bedroom | 0.0012318
Track | Halogen |  | PAR | 3 | 75 | Other | 1289515 | Other | 0.0012318
Track | Incandescent |  | Reflector | 3 | 65 | Other | 1289516 | Other | 0.0012318
Recessed - other | Linear Fluorescent | 48 | T-12 | 2 | 40 | Other | 1289516 | Other | 0.0012318
Wall Mount | Incandescent |  | Standard A Lamp | 4 | 60 | Other | 128971 | Other | 0.00037892
Ceiling Fixture | Incandescent |  | Standard A Lamp | 1 | 60 | Other | 128971 | Other | 0.00037892
Recessed Can | Compact Fluorescent |  | Reflector | 1 | 22 | Other | 128971 | Other | 0.00037892
Table | Incandescent |  | Standard A Lamp | 1 | 60 | Other | 128971 | Other | 0.00037892
Wall Mount | Incandescent |  | Globe | 3 | 40 | Bathroom | 128972 | Bathroom | 0.00037892
Recessed Can | Compact Fluorescent |  | Reflector | 1 | 22 | Bedroom | 128973 | Bedroom | 0.00037892
Recessed Can | Compact Fluorescent |  | Twist | 1 | 22 | Bedroom | 128974 | Bedroom | 0.00037892
Ceiling Fixture | Compact Fluorescent |  | Twist | 1 | 15 | Hall | 128975 | Hall | 0.00037892
Recessed Can | Compact Fluorescent |  | Reflector | 1 | 22 | Kitchen | 128976 | Kitchen | 0.00037892
Recessed Can | Compact Fluorescent |  | Reflector | 1 | 22 | Living Room | 128977 | Living Room | 0.00037892
Ceiling Fixture | Incandescent |  | Standard A Lamp | 1 | 200 | Dining Room | 128981 | Dining Room | 0.0012318
Ceiling Fixture | Linear Fluorescent | 48 | T-12 | 4 | 40 | Office | 128982 | Office | 0.0012318
Table | Compact Fluorescent |  | Twist | 1 | 15 | Office | 128982 | Office | 0.0012318
Table | Linear Fluorescent | 72 | T-4 | 1 | 20 | Office | 128982 | Office | 0.0012318
Ceiling Fixture | Linear Fluorescent | 48 | T-12 | 2 | 40 | Family Room | 128983 | Family Room | 0.0012318
Table | Incandescent |  | Standard A Lamp | 1 | 60 | Family Room | 128983 | Family Room | 0.0012318
Floor lamp | Incandescent |  | Reflector | 1 | 75 | Family Room | 128983 | Family Room | 0.0012318
Track | Incandescent |  | Reflector | 2 | 60 | Family Room | 128983 | Family Room | 0.0012318
Ceiling Fixture | Incandescent |  | Standard A Lamp | 1 | 60 | Laundry Room | 128984 | Laundry Room | 0.0012318
Wall Mount | Incandescent |  | Standard A Lamp | 2 | 60 | Laundry Room | 128984 | Laundry Room | 0.0012318
Wall Mount | Incandescent |  | Standard A Lamp | 1 | 60 | Dining Room | 128985 | Dining Room | 0.0012318
Garage door opener | Incandescent |  | Standard A Lamp | 2 | 60 | Garage | 128986 | Garage | 0.0012318
Ceiling Fixture | Incandescent |  | Standard A Lamp | 1 | 60 | Garage | 128986 | Garage | 0.0012318
Ceiling Fixture | Linear Fluorescent | 48 | T-12 | 2 | 40 | Garage | 128986 | Garage | 0.0012318
Table | Incandescent |  | Standard A Lamp | 1 | 100 | Living Room | 128987 | Living Room | 0.0012318
Floor lamp | Incandescent |  | Standard A Lamp | 1 | 100 | Living Room | 128987 | Living Room | 0.0012318
Table | Compact Fluorescent |  | A shape bulb | 1 | 15 | Living Room | 128987 | Living Room | 0.0012318
Ceiling Fixture | Linear Fluorescent | 48 | T-12 | 4 | 40 | Kitchen | 128988 | Kitchen | 0.0012318
Ceiling Fixture | Incandescent |  | Standard A Lamp | 4 | 60 | Hall | 128989 | Hall | 0.0012318
Wall Mount | Incandescent |  | Standard A Lamp | 3 | 60 | Bathroom | 1289810 | Bathroom | 0.0012318
Ceiling Fan | Incandescent |  | Standard A Lamp | 4 | 60 | Master Bedroom | 1289811 | Master Bedroom | 0.0012318
Table | Incandescent |  | Standard A Lamp | 1 | 100 | Master Bedroom | 1289811 | Master Bedroom | 0.0012318
Floor lamp | Linear Fluorescent | 48 | T-4 | 1 | 20 | Master Bedroom | 1289811 | Master Bedroom | 0.0012318
Wall Mount | Incandescent |  | Mini base | 4 | 60 | Bathroom | 1289812 | Bathroom | 0.0012318
Ceiling Fixture | Incandescent |  | Standard A Lamp | 2 | 60 | Hall | 1289813 | Hall | 0.0012318
Ceiling Fan | Incandescent |  | Standard A Lamp | 2 | 60 | Bedroom | 1289814 | Bedroom | 0.0012318
Table | Incandescent |  | 3-Way Incandescent | 1 | 100 | Bedroom | 1289814 | Bedroom | 0.0012318
Floor lamp | Compact Fluorescent |  | Twist | 2 | 13 | Living Room | 129021 | Living Room | 0.00037892
Wall Mount | Compact Fluorescent |  | Twist | 1 | 15 | Hall | 129022 | Hall | 0.00037892
Ceiling Fixture | Compact Fluorescent |  | Twist | 1 | 15 | Kitchen | 129023 | Kitchen | 0.00037892
Ceiling Fixture | Compact Fluorescent |  | Twist | 3 | 15 | Kitchen | 129023 | Kitchen | 0.00037892
Wall Mount | Compact Fluorescent |  | Twist | 1 | 15 | Hall | 129024 | Hall | 0.00037892
Ceiling Fixture | Compact Fluorescent |  | Twist | 1 | 15 | Laundry Room | 129025 | Laundry Room | 0.00037892
Ceiling Fixture | Compact Fluorescent |  | Twist | 1 | 15 | Bedroom | 129026 | Bedroom | 0.00037892
Ceiling Fixture | Compact Fluorescent |  | Twist | 1 | 15 | Bathroom | 129027 | Bathroom | 0.00037892
Ceiling Fixture | Compact Fluorescent |  | Twist | 2 | 15 | Closet | 129028 | Closet | 0.00037892
Ceiling Fixture | Compact Fluorescent |  | Twist | 1 | 15 | Closet | 129029 | Closet | 0.00037892
Ceiling Fixture | Compact Fluorescent |  | Twist | 1 | 15 | Other | 1290210 | Other | 0.00037892
Ceiling Fixture | Compact Fluorescent |  | Twist | 3 | 15 | Dining Room | 1290211 | Dining Room | 0.00037892
Wall Mount | Linear Fluorescent | 12 | T-12 | 1 | 15 | Bathroom | 1290212 | Bathroom | 0.00037892
Ceiling Fixture | Compact Fluorescent |  | Twist | 2 | 13 | Bedroom | 1290213 | Bedroom | 0.00037892
Table | Compact Fluorescent |  | Twist | 1 | 15 | Bedroom | 1290213 | Bedroom | 0.00037892
Ceiling Fixture | Compact Fluorescent |  | Twist | 2 | 15 | Bedroom | 1290214 | Bedroom | 0.00037892
Table | Compact Fluorescent |  | Twist | 1 | 15 | Bedroom | 1290214 | Bedroom | 0.00037892
Table | Incandescent |  | Standard A Lamp | 1 | 25 | Bedroom | 1290215 | Bedroom | 0.00037892
Floor lamp | Compact Fluorescent |  | Twist | 1 | 15 | Bedroom | 1290215 | Bedroom | 0.00037892
Table | Compact Fluorescent |  | Twist | 1 | 15 | Family Room | 1290216 | Family Room | 0.00037892
Wall Mount | Incandescent |  | Globe | 1 | 40 | Hall | 1290217 | Hall | 0.00037892
Floor lamp | Incandescent |  | 3-Way Incandescent | 1 | 100 | Bedroom | 1290218 | Bedroom | 0.00037892
Wall Mount | Incandescent |  | Standard A Lamp | 2 | 60 | Bathroom | 129061 | Bathroom | 0.0012318
Ceiling Fixture | Incandescent |  | Standard A Lamp | 1 | 75 | Bedroom | 129062 | Bedroom | 0.0012318
Ceiling Fixture | Incandescent |  | Decorative | 2 | 40 | Bedroom | 129062 | Bedroom | 0.0012318
Ceiling Fixture | Incandescent |  | Standard A Lamp | 1 | 60 | Other | 129063 | Other | 0.0012318
Wall Mount | Incandescent |  | Standard A Lamp | 1 | 60 | Other | 129063 | Other | 0.0012318
Ceiling Fixture | Compact Fluorescent |  | A shape bulb | 1 | 14 | Bathroom | 129064 | Bathroom | 0.0012318
Wall Mount | Incandescent |  | Standard A Lamp | 3 | 60 | Bathroom | 129064 | Bathroom | 0.0012318
Ceiling Fixture | Incandescent |  | Standard A Lamp | 2 | 40 | Bedroom | 129065 | Bedroom | 0.0012318
Wall Mount | Incandescent |  | Standard A Lamp | 2 | 60 | Bedroom | 129065 | Bedroom | 0.0012318
Table | Linear Fluorescent | 18 | T-8 | 1 | 15 | Bedroom | 129065 | Bedroom | 0.0012318
Chandelier (Hanging) | Incandescent |  | Decorative | 7 | 40 | Other | 129066 | Other | 0.0012318
Floor lamp | Compact Fluorescent |  | Twist | 3 | 13 | Family Room | 129067 | Family Room | 0.0012318
Ceiling Fixture | Compact Fluorescent |  | Twist | 3 | 13 | Kitchen | 129068 | Kitchen | 0.0012318
Ceiling Fixture | Linear Fluorescent | 18 | T-8 | 1 | 15 | Kitchen | 129068 | Kitchen | 0.0012318
Chandelier (Hanging) | Incandescent |  | Standard A Lamp | 1 | 60 | Kitchen | 129068 | Kitchen | 0.0012318
Ceiling Fixture | Incandescent |  | Standard A Lamp | 1 | 100 | Other | 129069 | Other | 0.0012318
Ceiling Fixture | Linear Fluorescent | 48 | T-12 | 2 | 40 | Other | 129069 | Other | 0.0012318
Ceiling Fixture | Compact Fluorescent |  | Twist | 1 | 22 | Other | 129081 | Other | 0.00037892
Wall Mount | Incandescent |  | Globe | 3 | 40 | Bathroom | 129082 | Bathroom | 0.00037892
Ceiling Fixture | Compact Fluorescent |  | Twist | 2 | 15 | Bathroom | 129082 | Bathroom | 0.00037892
Wall Mount | Incandescent |  | Mini base | 1 | 25 | Bedroom | 129083 | Bedroom | 0.00037892
Ceiling Fixture | Compact Fluorescent |  | Twist | 1 | 15 | Bedroom | 129084 | Bedroom | 0.00037892
Table | Incandescent |  | Decorative | 1 | 25 | Dining Room | 129085 | Dining Room | 0.00037892
Ceiling Fixture | Incandescent |  | Standard A Lamp | 1 | 60 | Hall | 129086 | Hall | 0.00037892
Ceiling Fixture | Compact Fluorescent |  | Twist | 2 | 15 | Kitchen | 129087 | Kitchen | 0.00037892
Floor lamp | Incandescent |  | 3-Way Incandescent | 1 | 150 | Laundry Room | 129088 | Laundry Room | 0.00037892
Chandelier (Hanging) | Compact Fluorescent |  | Twist | 1 | 15 | Laundry Room | 129088 | Laundry Room | 0.00037892
Wall Mount | Compact Fluorescent |  | Twist | 2 | 13 | Bathroom | 129391 | Bathroom | 0.00049795
Ceiling Fixture | Incandescent |  | Standard A Lamp | 1 | 40 | Bedroom | 129392 | Bedroom | 0.00049795
Table | Incandescent |  | Clear | 1 | 100 | Bedroom | 129392 | Bedroom | 0.00049795
Table | Incandescent |  | Colored | 1 | 150 | Bedroom | 129392 | Bedroom | 0.00049795
Ceiling Fixture | Incandescent |  | Standard A Lamp | 1 | 100 | Garage | 129393 | Garage | 0.00049795
Garage door opener | Incandescent |  | Standard A Lamp | 2 | 60 | Garage | 129393 | Garage | 0.00049795
Ceiling Fixture | Compact Fluorescent |  | Pin base | 1 | 15 | Garage | 129393 | Garage | 0.00049795
Ceiling Fixture | Incandescent |  | Standard A Lamp | 1 | 60 | Hall | 129394 | Hall | 0.00049795
Ceiling Fixture | Compact Fluorescent |  | Twist | 1 | 15 | Hall | 129394 | Hall | 0.00049795
Ceiling Fixture | Compact Fluorescent |  | Pin base | 1 | 22 | Kitchen | 129395 | Kitchen | 0.00049795
Ceiling Fixture | Incandescent |  | Standard A Lamp | 1 | 40 | Kitchen | 129395 | Kitchen | 0.00049795
Wall Mount | Incandescent |  | Reflector | 2 | 60 | Kitchen | 129395 | Kitchen | 0.00049795
Floor lamp | Compact Fluorescent |  | Straight Tube | 1 | 27 | Living Room | 129396 | Living Room | 0.00049795
Table | Compact Fluorescent |  | Twist | 1 | 13 | Living Room | 129396 | Living Room | 0.00049795
Ceiling Fixture | Compact Fluorescent |  | Twist | 1 | 15 | Living Room | 129396 | Living Room | 0.00049795
Ceiling Fixture | Compact Fluorescent |  | Twist | 1 | 15 | Office | 129397 | Office | 0.00049795
Table | Incandescent |  | Reflector | 1 | 65 | Office | 129397 | Office | 0.00049795
Table | Compact Fluorescent |  | Twist | 1 | 20 | Office | 129397 | Office | 0.00049795
Table | Incandescent |  | Clear | 1 | 60 | Office | 129397 | Office | 0.00049795
Table | Compact Fluorescent |  | Twist | 2 | 13 | Office | 129397 | Office | 0.00049795
Table | Compact Fluorescent |  | Straight Tube | 1 | 27 | Office | 129397 | Office | 0.00049795
Wall Mount | Compact Fluorescent |  | Twist | 6 | 13 | Bathroom | 129398 | Bathroom | 0.00049795
Recessed Can | Compact Fluorescent |  | Flood | 1 | 26 | Hall | 129399 | Hall | 0.00049795
Ceiling Fixture | Compact Fluorescent |  | Twist | 1 | 13 | Hall | 129399 | Hall | 0.00049795
Ceiling Fixture | Incandescent |  | Standard A Lamp | 1 | 60 | Family Room | 129441 | Family Room | 0.0012318
Table | Incandescent |  | Standard A Lamp | 1 | 60 | Family Room | 129441 | Family Room | 0.0012318
Ceiling Fixture | Incandescent |  | Standard A Lamp | 1 | 60 | Bathroom | 129442 | Bathroom | 0.0012318
Ceiling Fixture | Compact Fluorescent |  | Twist | 1 | 23 | Bathroom | 129443 | Bathroom | 0.0012318
Ceiling Fixture | Compact Fluorescent |  | Twist | 2 | 13 | Bathroom | 129444 | Bathroom | 0.0012318
Ceiling Fixture | Compact Fluorescent |  | Twist | 2 | 13 | Bedroom | 129445 | Bedroom | 0.0012318
Table | Incandescent |  | Standard A Lamp | 1 | 60 | Bedroom | 129445 | Bedroom | 0.0012318
Table | Incandescent |  | Standard A Lamp | 1 | 25 | Bedroom | 129445 | Bedroom | 0.0012318
Ceiling Fixture | Incandescent |  | Standard A Lamp | 2 | 60 | Bedroom | 129446 | Bedroom | 0.0012318
Table | Compact Fluorescent |  | Twist | 1 | 13 | Bedroom | 129446 | Bedroom | 0.0012318
Chandelier (Hanging) | Incandescent |  | Decorative | 6 | 40 | Dining Room | 129447 | Dining Room | 0.0012318
Table | Compact Fluorescent |  | Twist | 1 | 23 | Family Room | 129448 | Family Room | 0.0012318
Table | Compact Fluorescent |  | Twist | 1 | 13 | Family Room | 129448 | Family Room | 0.0012318
Floor lamp | Incandescent |  | 3-Way Incandescent | 1 | 100 | Family Room | 129448 | Family Room | 0.0012318
Ceiling Fixture | Incandescent |  | Standard A Lamp | 1 | 60 | Garage | 129449 | Garage | 0.0012318
Ceiling Fixture | Compact Fluorescent |  | Twist | 1 | 15 | Garage | 129449 | Garage | 0.0012318
Ceiling Fixture | Linear Fluorescent | 48 | T-12 | 2 | 40 | Garage | 129449 | Garage | 0.0012318
Ceiling Fixture | Compact Fluorescent |  | Twist | 2 | 13 | Hall | 1294410 | Hall | 0.0012318
Ceiling Fixture | Compact Fluorescent |  | Twist | 2 | 13 | Hall | 1294411 | Hall | 0.0012318
Ceiling Fixture | Incandescent |  | Standard A Lamp | 1 | 60 | Hall | 1294412 | Hall | 0.0012318
Ceiling Fixture | Compact Fluorescent |  | Twist | 2 | 14 | Kitchen | 1294413 | Kitchen | 0.0012318
Other | Incandescent |  | Reflector | 2 | 40 | Kitchen | 1294413 | Kitchen | 0.0012318
Ceiling Fixture | Compact Fluorescent |  | Twist | 1 | 14 | Laundry Room | 1294414 | Laundry Room | 0.0012318
Ceiling Fixture | Compact Fluorescent |  | Twist | 2 | 13 | Office | 1294415 | Office | 0.0012318
Chandelier (Hanging) | Compact Fluorescent |  | Twist | 3 | 14 | Other | 1294416 | Other | 0.0012318
Ceiling Fixture | Incandescent |  | Standard A Lamp | 1 | 60 | Other | 1294417 | Other | 0.0012318
Table | Linear Fluorescent | 18 | T-8 | 2 | 15 | Other | 1294417 | Other | 0.0012318
Ceiling Fixture | Incandescent |  | Standard A Lamp | 1 | 60 | Other | 1294418 | Other | 0.0012318
Wall Mount | Incandescent |  | Clear | 2 | 60 | Bathroom | 129551 | Bathroom | 0.00037892
Wall Mount | Incandescent |  | Standard A Lamp | 2 | 60 | Bathroom | 129552 | Bathroom | 0.00037892
Recessed - other | Incandescent |  | Heat Lamp | 1 | 250 | Bathroom | 129552 | Bathroom | 0.00037892
Ceiling Fixture | Compact Fluorescent |  | Twist | 2 | 15 | Bedroom | 129553 | Bedroom | 0.00037892
Chandelier (Hanging) | Incandescent |  | Decorative | 5 | 25 | Dining Room | 129554 | Dining Room | 0.00037892
Garage door opener | Incandescent |  | Standard A Lamp | 1 | 60 | Garage | 129555 | Garage | 0.00037892
Recessed Can | Compact Fluorescent |  | Reflector | 1 | 22 | Hall | 129556 | Hall | 0.00037892
Recessed Can | Compact Fluorescent |  | Reflector | 1 | 22 | Kitchen | 129557 | Kitchen | 0.00037892
Ceiling Fixture | Compact Fluorescent |  | Twist | 1 | 15 | Bedroom | 129558 | Bedroom | 0.00037892
Ceiling Fixture | Compact Fluorescent |  | Twist | 2 | 15 | Hall | 129559 | Hall | 0.00037892
Floor lamp | Compact Fluorescent |  | Twist | 2 | 15 | Living Room | 1295510 | Living Room | 0.00037892
Wall Mount | Incandescent |  | Clear | 3 | 60 | Bathroom | 1295511 | Bathroom | 0.00037892
Recessed Can | Compact Fluorescent |  | Reflector | 1 | 22 | Bathroom | 1295511 | Bathroom | 0.00037892
Ceiling Fixture | Compact Fluorescent |  | Twist | 2 | 15 | Master Bedroom | 1295512 | Master Bedroom | 0.00037892
Table | Incandescent |  | Standard A Lamp | 1 | 60 | Master Bedroom | 1295512 | Master Bedroom | 0.00037892
Recessed Can | Compact Fluorescent |  | Reflector |  | 22 | Hall | 1295513 | Hall | 0.00037892
Ceiling Fixture | Incandescent |  | Standard A Lamp | 2 | 60 | Bedroom | 129561 | Bedroom | 0.00049795
Table | Incandescent |  | Standard A Lamp | 1 | 60 | Bedroom | 129561 | Bedroom | 0.00049795
Table | Compact Fluorescent |  | Twist | 1 | 13 | Bedroom | 129561 | Bedroom | 0.00049795
Other | Incandescent |  | Standard A Lamp | 3 | 60 | Bedroom | 129561 | Bedroom | 0.00049795
Ceiling Fan | Incandescent |  | Heat Lamp | 2 | 250 | Bathroom | 129562 | Bathroom | 0.00049795
Chandelier (Hanging) | Compact Fluorescent |  | Twist | 1 | 15 | Bathroom | 129562 | Bathroom | 0.00049795
Ceiling Fixture | Incandescent |  | Globe | 3 | 60 | Dining Room | 129563 | Dining Room | 0.00049795
Table | Incandescent |  | Standard A Lamp | 1 | 60 | Dining Room | 129563 | Dining Room | 0.00049795
Chandelier (Hanging) | Incandescent |  | Decorative | 5 | 40 | Dining Room | 129564 | Dining Room | 0.00049795
Table | Incandescent |  | 3-Way Incandescent | 1 | 150 | Family Room | 129565 | Family Room | 0.00049795
Floor lamp | Incandescent |  | 3-Way Incandescent | 1 | 150 | Family Room | 129565 | Family Room | 0.00049795
High bay | Linear Fluorescent | 84 | T-12 | 2 | 40 | Garage | 129566 | Garage | 0.00049795
High bay | Linear Fluorescent | 48 | T-12 | 2 | 40 | Garage | 129566 | Garage | 0.00049795
Table | Incandescent |  | 3-Way Incandescent | 1 | 150 | Bedroom | 129567 | Bedroom | 0.00049795
Floor lamp | Incandescent |  | 3-Way Incandescent | 1 | 150 | Bedroom | 129567 | Bedroom | 0.00049795
Table | Incandescent |  | Standard A Lamp | 1 | 25 | Bedroom | 129567 | Bedroom | 0.00049795
Table | Incandescent |  | Standard A Lamp | 1 | 100 | Bedroom | 129567 | Bedroom | 0.00049795
Table | Compact Fluorescent |  | Twist | 1 | 13 | Bedroom | 129567 | Bedroom | 0.00049795
Ceiling Fixture | Incandescent |  | Standard A Lamp | 2 | 60 | Bedroom | 129567 | Bedroom | 0.00049795
Ceiling Fixture | Incandescent |  | Standard A Lamp | 2 | 40 | Hall | 129568 | Hall | 0.00049795
Table | Compact Fluorescent |  | Twist | 1 | 13 | Hall | 129568 | Hall | 0.00049795
Ceiling Fixture | Incandescent |  | Standard A Lamp | 3 | 60 | Hall | 129568 | Hall | 0.00049795
Low bay | Linear Fluorescent | 48 | T-12 | 2 | 40 | Kitchen | 129569 | Kitchen | 0.00049795
Ceiling Fixture | Incandescent |  | Clear | 1 | 100 | Laundry Room | 1295610 | Laundry Room | 0.00049795
Table | Incandescent |  | Decorative | 3 | 40 | Living Room | 1295611 | Living Room | 0.00049795
Ceiling Fixture | Compact Fluorescent |  | Twist | 1 | 20 | Bathroom | 1295612 | Bathroom | 0.00049795
Chandelier (Hanging) | Compact Fluorescent |  | Twist | 1 | 20 | Bathroom | 1295612 | Bathroom | 0.00049795
Ceiling Fan | Incandescent |  | Heat Lamp | 2 | 250 | Bathroom | 1295612 | Bathroom | 0.00049795
Recessed Can | Incandescent |  | Standard A Lamp | 1 | 40 | Bathroom | 1295612 | Bathroom | 0.00049795
Table | Incandescent |  | Standard A Lamp | 1 | 15 | Master Bedroom | 1295613 | Master Bedroom | 0.00049795
Table | Incandescent |  | 3-Way Incandescent | 1 | 150 | Master Bedroom | 1295613 | Master Bedroom | 0.00049795
Ceiling Fixture | Compact Fluorescent |  | Twist | 2 | 13 | Office | 1295614 | Office | 0.00049795
Floor lamp | Incandescent |  | 3-Way Incandescent | 1 | 150 | Office | 1295614 | Office | 0.00049795
Table | Halogen |  | MR | 1 | 20 | Office | 1295614 | Office | 0.00049795
Table | Incandescent |  | Standard A Lamp | 1 | 100 | Office | 1295614 | Office | 0.00049795
Chandelier (Hanging) | Incandescent |  | Decorative | 1 | 60 | Bathroom | 129751 | Bathroom | 0.0017229
Wall Mount | Incandescent |  | Mini base | 1 | 4 | Bathroom | 129751 | Bathroom | 0.0017229
Chandelier (Hanging) | Incandescent |  | Standard A Lamp | 2 | 50 | Bathroom | 129751 | Bathroom | 0.0017229
Ceiling Fixture | Incandescent |  | Standard A Lamp | 2 | 60 | Bathroom | 129752 | Bathroom | 0.0017229
Ceiling Fixture | Compact Fluorescent |  | Twist | 1 | 23 | Bathroom | 129752 | Bathroom | 0.0017229
Ceiling Fan | Incandescent |  | Decorative | 4 | 240 | Dining Room | 129753 | Dining Room | 0.0017229
Table | Incandescent |  | Other | 1 | 20 | Living Room | 129754 | Living Room | 0.0017229
Torchiere | Halogen |  | Quartz Tube | 1 | 300 | Living Room | 129754 | Living Room | 0.0017229
Ceiling Fixture | Incandescent |  | Standard A Lamp | 1 | 60 | Living Room | 129754 | Living Room | 0.0017229
Table | Incandescent |  | 3-Way Incandescent | 1 | 150 | Living Room | 129754 | Living Room | 0.0017229
Table | Incandescent |  | Mini base | 1 | 25 | Living Room | 129754 | Living Room | 0.0017229
Wall Mount | Linear Fluorescent | 16 | T-8 | 1 | 11 | Closet | 129755 | Closet | 0.0017229
Ceiling Fixture | Incandescent |  | Standard A Lamp | 1 | 60 | Garage | 129756 | Garage | 0.0017229
Ceiling Fixture | Incandescent |  | Standard A Lamp | 1 | 100 | Garage | 129756 | Garage | 0.0017229
Wall Mount | Incandescent |  | Standard A Lamp | 1 | 60 | Garage | 129756 | Garage | 0.0017229
Ceiling Fixture | Compact Fluorescent |  | Twist | 1 | 23 | Garage | 129756 | Garage | 0.0017229
Garage door opener | Incandescent |  | Standard A Lamp | 1 | 60 | Garage | 129756 | Garage | 0.0017229
Ceiling Fixture | Incandescent |  | Standard A Lamp | 1 | 75 | Hall | 129757 | Hall | 0.0017229
Ceiling Fixture | Linear Fluorescent | 48 | T-12 | 2 | 40 | Kitchen | 129758 | Kitchen | 0.0017229
Ceiling Fixture | Incandescent |  | Standard A Lamp | 1 | 60 | Kitchen | 129758 | Kitchen | 0.0017229
Other | Incandescent |  | Standard A Lamp | 1 | 60 | Kitchen | 129758 | Kitchen | 0.0017229
Ceiling Fixture | Incandescent |  | Standard A Lamp | 1 | 60 | Bathroom | 129759 | Bathroom | 0.0017229
Wall Mount | Incandescent |  | Mini base | 1 | 4 | Bathroom | 129759 | Bathroom | 0.0017229
Ceiling Fixture | Incandescent |  | Standard A Lamp | 1 | 60 | Master Bedroom | 1297510 | Master Bedroom | 0.0017229
Table | Incandescent |  | Mini base | 1 | 25 | Master Bedroom | 1297510 | Master Bedroom | 0.0017229
Table | Incandescent |  | Clear | 1 | 60 | Master Bedroom | 1297510 | Master Bedroom | 0.0017229
Table | Incandescent |  | Mini base | 3 | 60 | Master Bedroom | 1297510 | Master Bedroom | 0.0017229
Ceiling Fixture | Compact Fluorescent |  | Twist | 2 | 23 | Master Bedroom | 1297510 | Master Bedroom | 0.0017229
Torchiere | Compact Fluorescent |  | Twist | 1 | 23 | Office | 1297511 | Office | 0.0017229
Ceiling Fixture | Incandescent |  | Standard A Lamp | 2 | 60 | Office | 1297511 | Office | 0.0017229
Ceiling Fixture | Incandescent |  | Standard A Lamp | 1 | 75 | Office | 1297511 | Office | 0.0017229
Wall Mount | Incandescent |  | Mini base | 1 | 4 | Office | 1297511 | Office | 0.0017229
Wall Mount | Compact Fluorescent |  | Twist | 3 | 13 | Bathroom | 129771 | Bathroom | 0.0012318
Ceiling Fixture | Compact Fluorescent |  | Twist | 1 | 15 | Closet | 129772 | Closet | 0.0012318
Chandelier (Hanging) | Compact Fluorescent |  | Twist | 3 | 15 | Dining Room | 129773 | Dining Room | 0.0012318
Ceiling Fixture | Linear Fluorescent | 48 | T-12 | 2 | 40 | Garage | 129774 | Garage | 0.0012318
Recessed Can | Compact Fluorescent |  | Reflector | 1 | 22 | Kitchen | 129775 | Kitchen | 0.0012318
Wall Mount | Incandescent |  | Globe | 4 | 40 | Bathroom | 129776 | Bathroom | 0.0012318
Chandelier (Hanging) | Incandescent |  | Clear | 1 | 60 | Bedroom | 129777 | Bedroom | 0.0012318
Table | Incandescent |  | Standard A Lamp | 2 | 60 | Bedroom | 129777 | Bedroom | 0.0012318
Recessed Can | Incandescent |  | Reflector | 1 | 65 | Family Room | 129778 | Family Room | 0.0012318
Recessed Can | Incandescent |  | Reflector | 1 | 65 | Hall | 129779 | Hall | 0.0012318
Ceiling Fixture | Linear Fluorescent | 24 | T-5 | 1 | 16 | Office | 1297710 | Office | 0.0012318
Chandelier (Hanging) | Compact Fluorescent |  | Twist | 1 | 13 | Other | 1297711 | Other | 0.0012318
Table | Compact Fluorescent |  | A shape bulb | 4 | 13 | Living Room | 1297712 | Living Room | 0.0012318
Wall Mount | Compact Fluorescent |  | Twist | 3 | 13 | Bathroom | 1297713 | Bathroom | 0.0012318
Ceiling Fan | Incandescent |  | Clear | 4 | 25 | Master Bedroom | 1297714 | Master Bedroom | 0.0012318
Ceiling Fixture | Linear Fluorescent | 48 | T-12 | 2 | 40 | Other | 1297715 | Other | 0.0012318
Chandelier (Hanging) | Compact Fluorescent |  | Mini base | 5 | 7 | Hall | 1297716 | Hall | 0.0012318
Wall Mount | Compact Fluorescent |  | Twist | 3 | 15 | Bathroom | 129921 | Bathroom | 0.0012318
Wall Mount | Compact Fluorescent |  | Twist | 2 | 15 | Bathroom | 129922 | Bathroom | 0.0012318
Ceiling Fixture | Compact Fluorescent |  | Twist | 2 | 15 | Office | 129923 | Office | 0.0012318
Ceiling Fixture | Compact Fluorescent |  | Twist | 2 | 15 | Bedroom | 129924 | Bedroom | 0.0012318
Ceiling Fixture | Compact Fluorescent |  | Twist | 1 | 15 | Bedroom | 129925 | Bedroom | 0.0012318
Chandelier (Hanging) | Compact Fluorescent |  | Twist | 5 | 15 | Dining Room | 129926 | Dining Room | 0.0012318
Ceiling Fixture | Compact Fluorescent |  | Twist | 1 | 15 | Garage | 129927 | Garage | 0.0012318
Garage door opener | Incandescent |  | Standard A Lamp | 1 | 60 | Garage | 129927 | Garage | 0.0012318
Ceiling Fixture | Compact Fluorescent |  | Twist | 2 | 15 | Hall | 129928 | Hall | 0.0012318
Recessed Can | Compact Fluorescent |  | Twist | 1 | 15 | Hall | 129928 | Hall | 0.0012318
Recessed Can | Incandescent |  | Reflector | 1 | 65 | Hall | 129929 | Hall | 0.0012318
Chandelier (Hanging) | Compact Fluorescent |  | Twist | 2 | 15 | Kitchen | 1299210 | Kitchen | 0.0012318
Recessed Can | Compact Fluorescent |  | Twist | 1 | 15 | Kitchen | 1299210 | Kitchen | 0.0012318
Ceiling Fixture | Compact Fluorescent |  | Twist | 2 | 15 | Laundry Room | 1299211 | Laundry Room | 0.0012318
Torchiere | Halogen |  | Quartz Tube | 1 | 50 | Living Room | 1299212 | Living Room | 0.0012318
Recessed Can | Incandescent |  | Reflector | 1 | 65 | Bedroom | 1299213 | Bedroom | 0.0012318
Wall Mount | Incandescent |  | Standard A Lamp | 2 | 60 | Bedroom | 1299213 | Bedroom | 0.0012318
Ceiling Fixture | Compact Fluorescent |  | Twist | 2 | 15 | Master Bedroom | 1299214 | Master Bedroom | 0.0012318
Ceiling Fixture | Compact Fluorescent |  | Twist | 2 | 15 | Hall | 1299215 | Hall | 0.0012318
Chandelier (Hanging) | Incandescent |  | Decorative | 4 | 40 | Dining Room | 129941 | Dining Room | 0.0017229
Wall Mount | Incandescent |  | Standard A Lamp | 5 | 75 | Bathroom | 129942 | Bathroom | 0.0017229
Ceiling Fixture | Incandescent |  | Mini base | 4 | 60 | Bedroom | 129943 | Bedroom | 0.0017229
Ceiling Fixture | Incandescent |  | Standard A Lamp | 1 | 60 | Laundry Room | 129944 | Laundry Room | 0.0017229
Ceiling Fixture | Incandescent |  | Standard A Lamp | 1 | 60 | Laundry Room | 129945 | Laundry Room | 0.0017229
Ceiling Fixture | Incandescent |  | Standard A Lamp | 1 | 60 | Other | 129946 | Other | 0.0017229
Ceiling Fixture | Linear Fluorescent | 40 | Fluorescent Unknown | 2 | 32 | Other | 129946 | Other | 0.0017229
Ceiling Fixture | Compact Fluorescent |  | Flood | 1 | 15 | Other | 129946 | Other | 0.0017229
Ceiling Fixture | Compact Fluorescent |  | Flood | 1 | 15 | Other | 129946 | Other | 0.0017229
Ceiling Fixture | Incandescent |  | Standard A Lamp | 3 | 60 | Family Room | 129947 | Family Room | 0.0017229
Chandelier (Hanging) | Incandescent |  | Decorative | 4 | 40 | Family Room | 129947 | Family Room | 0.0017229
Ceiling Fixture | Incandescent |  | Standard A Lamp | 1 | 60 | Hall | 129948 | Hall | 0.0017229
Ceiling Fan | Compact Fluorescent |  | Twist | 2 | 15 | Kitchen | 129949 | Kitchen | 0.0017229
Recessed Can | Compact Fluorescent |  | Flood | 1 | 15 | Kitchen | 129949 | Kitchen | 0.0017229
Recessed Can | Compact Fluorescent |  | Flood | 1 | 22 | Kitchen | 129949 | Kitchen | 0.0017229
Chandelier (Hanging) | Incandescent |  | Decorative | 5 | 25 | Kitchen | 129949 | Kitchen | 0.0017229
Floor lamp | Incandescent |  | Standard A Lamp | 1 | 60 | Living Room | 1299410 | Living Room | 0.0017229
Ceiling Fixture | Incandescent |  | Standard A Lamp | 1 | 75 | Closet | 1299411 | Closet | 0.0017229
Wall Mount | Incandescent |  | Standard A Lamp | 1 | 75 | Bathroom | 1299412 | Bathroom | 0.0017229
Wall Mount | Compact Fluorescent |  | A shape bulb | 1 | 15 | Bathroom | 1299412 | Bathroom | 0.0017229
Wall Mount | Compact Fluorescent |  | A shape bulb | 1 | 15 | Bathroom | 1299412 | Bathroom | 0.0017229
Chandelier (Hanging) | Incandescent |  | Standard A Lamp | 2 | 75 | Master Bedroom | 1299413 | Master Bedroom | 0.0017229
Table | Incandescent |  | Standard A Lamp | 1 | 50 | Master Bedroom | 1299413 | Master Bedroom | 0.0017229
Ceiling Fixture | Incandescent |  | Mini base | 4 | 25 | Bathroom | 1299414 | Bathroom | 0.0017229
Ceiling Fixture | Incandescent |  | Standard A Lamp | 1 | 40 | Bathroom | 1299414 | Bathroom | 0.0017229
Low bay | Linear Fluorescent | 96 | T-12 | 2 | 60 | Other | 1299415 | Other | 0.0017229
Low bay | Linear Fluorescent | 48 | T-12 | 2 | 40 | Other | 1299415 | Other | 0.0017229
Ceiling Fixture | Incandescent |  | Globe | 1 | 75 | Other | 1299415 | Other | 0.0017229
Ceiling Fixture | Incandescent |  | Mini base | 4 | 60 | Hall | 1299416 | Hall | 0.0017229
Table | Incandescent |  | Standard A Lamp | 1 | 75 | Office | 1299417 | Office | 0.0017229
Floor lamp | Incandescent |  | 3-Way Incandescent | 1 | 200 | Office | 1299417 | Office | 0.0017229
Table | Incandescent |  | Standard A Lamp | 1 | 75 | Office | 1299417 | Office | 0.0017229
Ceiling Fixture | Incandescent |  | Standard A Lamp | 2 | 55 | Bathroom | 1299418 | Bathroom | 0.0017229
Ceiling Fixture | Incandescent |  | Standard A Lamp | 2 | 60 | Bedroom | 1299419 | Bedroom | 0.0017229
Ceiling Fixture | Incandescent |  | Standard A Lamp | 2 | 75 | Bedroom | 1299420 | Bedroom | 0.0017229
Ceiling Fixture | Incandescent |  | Standard A Lamp | 1 | 60 | Hall | 1299421 | Hall | 0.0017229
Chandelier (Hanging) | Incandescent |  | Standard A Lamp | 1 | 60 | Other | 1299422 | Other | 0.0017229
Ceiling Fixture | Compact Fluorescent |  | Twist | 2 | 15 | Bathroom | 130041 | Bathroom | 0.000364
Ceiling Fixture | Compact Fluorescent |  | Twist | 1 | 15 | Office | 130042 | Office | 0.000364
Floor lamp | Incandescent |  | Standard A Lamp | 1 | 100 | Office | 130042 | Office | 0.000364
Ceiling Fixture | Incandescent |  | Standard A Lamp | 1 | 40 | Closet | 130043 | Closet | 0.000364
Ceiling Fixture | Incandescent |  | Standard A Lamp | 1 | 75 | Other | 130044 | Other | 0.000364
Ceiling Fixture | Linear Fluorescent | 48 | T-4 | 2 | 32 | Other | 130044 | Other | 0.000364
Ceiling Fixture | Linear Fluorescent | 48 | T-12 | 2 | 40 | Other | 130044 | Other | 0.000364
Ceiling Fixture | Linear Fluorescent | 48 | T-12 | 2 | 40 | Garage | 130045 | Garage | 0.000364
Ceiling Fixture | Linear Fluorescent | 48 | T-8 | 2 | 32 | Garage | 130045 | Garage | 0.000364
Ceiling Fixture | Compact Fluorescent |  | Pin base | 1 | 15 | Bedroom | 130046 | Bedroom | 0.000364
Floor lamp | Compact Fluorescent |  | Pin base | 1 | 15 | Bedroom | 130046 | Bedroom | 0.000364
Chandelier (Hanging) | Incandescent |  | Decorative | 5 | 40 | Living Room | 130047 | Living Room | 0.000364
Ceiling Fixture | Compact Fluorescent |  | Twist | 2 | 15 | Kitchen | 130048 | Kitchen | 0.000364
Ceiling Fixture | Compact Fluorescent |  | A shape bulb | 1 | 15 | Kitchen | 130048 | Kitchen | 0.000364
Other | Incandescent |  | Standard A Lamp | 1 | 75 | Kitchen | 130048 | Kitchen | 0.000364
Ceiling Fixture | Compact Fluorescent |  | Twist | 1 | 15 | Bathroom | 130049 | Bathroom | 0.000364
Ceiling Fixture | Halogen |  | PAR | 3 | 50 | Hall | 1300410 | Hall | 0.000364
Ceiling Fixture | Compact Fluorescent |  | Twist | 1 | 15 | Bedroom | 1300411 | Bedroom | 0.000364
Table | Compact Fluorescent |  | A shape bulb | 1 | 15 | Bedroom | 1300411 | Bedroom | 0.000364
Ceiling Fixture | Incandescent |  | Standard A Lamp | 1 | 100 | Closet | 1300412 | Closet | 0.000364
Ceiling Fixture | Compact Fluorescent |  | Twist | 3 | 15 | Bedroom | 1300413 | Bedroom | 0.000364
Ceiling Fixture | Incandescent |  | Standard A Lamp | 1 | 60 | Other | 130111 | Other | 0.00029524
Ceiling Fixture | Compact Fluorescent |  | Twist | 1 | 15 | Other | 130111 | Other | 0.00029524
Ceiling Fixture | Compact Fluorescent |  | Twist | 2 | 15 | Bathroom | 130112 | Bathroom | 0.00029524
Wall Mount | Incandescent |  | Decorative | 1 | 5 | Bathroom | 130112 | Bathroom | 0.00029524
Ceiling Fixture | Incandescent |  | Clear | 2 | 40 | Bathroom | 130113 | Bathroom | 0.00029524
Ceiling Fixture | Incandescent |  | Clear | 1 | 40 | Bathroom | 130113 | Bathroom | 0.00029524
Wall Mount | Incandescent |  | Decorative | 3 | 25 | Bedroom | 130114 | Bedroom | 0.00029524
Wall Mount | Incandescent |  | Decorative | 1 | 25 | Bedroom | 130114 | Bedroom | 0.00029524
Wall Mount | Compact Fluorescent |  | Twist | 2 | 15 | Closet | 130115 | Closet | 0.00029524
Ceiling Fan | Incandescent |  | Standard A Lamp | 2 | 60 | Dining Room | 130116 | Dining Room | 0.00029524
Wall Mount | Incandescent |  | Decorative | 3 | 25 | Dining Room | 130116 | Dining Room | 0.00029524
Table | Incandescent |  | Standard A Lamp | 1 | 25 | Dining Room | 130116 | Dining Room | 0.00029524
Table | Incandescent |  | Standard A Lamp | 1 | 60 | Dining Room | 130116 | Dining Room | 0.00029524
Ceiling Fixture | Compact Fluorescent |  | Twist | 1 | 15 | Garage | 130117 | Garage | 0.00029524
Ceiling Fixture | Linear Fluorescent | 40 | T-12 | 2 | 32 | Garage | 130117 | Garage | 0.00029524
Ceiling Fixture | Compact Fluorescent |  | Twist | 1 | 15 | Kitchen | 130118 | Kitchen | 0.00029524
Ceiling Fixture | Compact Fluorescent |  | Twist | 2 | 15 | Kitchen | 130118 | Kitchen | 0.00029524
Ceiling Fan | Incandescent |  | Standard A Lamp | 2 | 60 | Living Room | 130119 | Living Room | 0.00029524
Torchiere | Compact Fluorescent |  | Twist | 1 | 15 | Living Room | 130119 | Living Room | 0.00029524
Ceiling Fan | Incandescent |  | Standard A Lamp | 2 | 60 | Office | 1301110 | Office | 0.00029524
Table | Incandescent |  | Standard A Lamp | 1 | 60 | Office | 1301110 | Office | 0.00029524
Ceiling Fan | Incandescent |  | Clear | 4 | 25 | Hall | 1301111 | Hall | 0.00029524
Ceiling Fixture | Compact Fluorescent |  | Twist | 1 | 15 | Bedroom | 1301112 | Bedroom | 0.00029524
Table | Incandescent |  | Standard A Lamp | 1 | 75 | Bedroom | 1301112 | Bedroom | 0.00029524
Table | Incandescent |  | Standard A Lamp | 1 | 25 | Bedroom | 1301112 | Bedroom | 0.00029524
Ceiling Fixture | Incandescent |  | Standard A Lamp | 1 | 60 | Other | 130171 | Other | 0.00049795
Ceiling Fixture | Linear Fluorescent | 48 | T-12 | 2 | 40 | Other | 130171 | Other | 0.00049795
Chandelier (Hanging) | Incandescent |  | Decorative | 4 | 40 | Bedroom | 130172 | Bedroom | 0.00049795
Table | Compact Fluorescent |  | Twist | 1 | 28 | Bedroom | 130172 | Bedroom | 0.00049795
Table | Incandescent |  | Standard A Lamp | 1 | 100 | Bedroom | 130172 | Bedroom | 0.00049795
Ceiling Fixture | Incandescent |  | Decorative | 1 | 40 | Bedroom | 130173 | Bedroom | 0.00049795
Wall Mount | Incandescent |  | 3-Way Incandescent | 1 | 75 | Bedroom | 130173 | Bedroom | 0.00049795
Chandelier (Hanging) | Incandescent |  | Decorative | 1 | 40 | Bedroom | 130174 | Bedroom | 0.00049795
Ceiling Fixture | Compact Fluorescent |  | Twist | 3 | 15 | Other | 130175 | Other | 0.00049795
Floor lamp | Incandescent |  | Standard A Lamp | 3 | 60 | Family Room | 130176 | Family Room | 0.00049795
Torchiere | Halogen |  | Quartz Tube | 1 | 150 | Family Room | 130176 | Family Room | 0.00049795
Chandelier (Hanging) | Incandescent |  | Decorative | 5 | 25 | Hall | 130177 | Hall | 0.00049795
Chandelier (Hanging) | Incandescent |  | Decorative | 4 | 25 | Kitchen | 130178 | Kitchen | 0.00049795
Ceiling Fixture | Compact Fluorescent |  | Twist | 1 | 15 | Kitchen | 130178 | Kitchen | 0.00049795
Wall Mount | Incandescent |  | Standard A Lamp | 1 | 100 | Bathroom | 130179 | Bathroom | 0.00049795
Ceiling Fixture | Incandescent |  | Heat Lamp | 1 | 75 | Bathroom | 130179 | Bathroom | 0.00049795
Chandelier (Hanging) | Incandescent |  | Decorative | 1 | 40 | Master Bedroom | 1301710 | Master Bedroom | 0.00049795
Wall Mount | Incandescent |  | Decorative | 2 | 40 | Master Bedroom | 1301710 | Master Bedroom | 0.00049795
Chandelier (Hanging) | Incandescent |  | Clear | 1 | 100 | Other | 1301711 | Other | 0.00049795
Wall Mount | Incandescent |  | Standard A Lamp | 1 | 100 | Other | 1301712 | Other | 0.00049795
Ceiling Fixture | Incandescent |  | Standard A Lamp | 1 | 60 | Other | 1301713 | Other | 0.00049795
Wall Mount | Incandescent |  | Decorative | 2 | 25 | Bathroom | 1301714 | Bathroom | 0.00049795
Wall Mount | Incandescent |  | Standard A Lamp | 1 | 150 | Closet | 1301715 | Closet | 0.00049795
Chandelier (Hanging) | Compact Fluorescent |  | Decorative | 3 | 7 | Dining Room | 1301716 | Dining Room | 0.00049795
Chandelier (Hanging) | Incandescent |  | Decorative | 1 | 40 | Hall | 1301717 | Hall | 0.00049795
Wall Mount | Incandescent |  | Decorative | 2 | 40 | Hall | 1301717 | Hall | 0.00049795
Ceiling Fixture | Incandescent |  | Standard A Lamp | 2 | 60 | Dining Room | 130191 | Dining Room | 0.0017229
Wall Mount | Compact Fluorescent |  | Globe | 4 | 15 | Bathroom | 130192 | Bathroom | 0.0017229
Ceiling Fixture | Compact Fluorescent |  | Twist | 2 | 15 | Bedroom | 130193 | Bedroom | 0.0017229
Ceiling Fixture | Compact Fluorescent |  | Straight Tube | 1 | 15 | Closet | 130194 | Closet | 0.0017229
Recessed Can | Incandescent |  | Reflector | 1 | 65 | Family Room | 130195 | Family Room | 0.0017229
Table | Incandescent |  | Standard A Lamp | 1 | 60 | Family Room | 130195 | Family Room | 0.0017229
Floor lamp | Incandescent |  | 3-Way Incandescent | 1 | 200 | Family Room | 130195 | Family Room | 0.0017229
Wall Mount | Incandescent |  | Standard A Lamp | 1 | 100 | Other | 130196 | Other | 0.0017229
Ceiling Fixture | Compact Fluorescent |  | Globe | 1 | 22 | Hall | 130197 | Hall | 0.0017229
Ceiling Fixture | Compact Fluorescent |  | Twist | 1 | 22 | Other | 130198 | Other | 0.0017229
Ceiling Fixture | Compact Fluorescent |  | Twist | 1 | 22 | Hall | 130199 | Hall | 0.0017229
Ceiling Fixture | Compact Fluorescent |  | Twist | 2 | 15 | Kitchen | 1301910 | Kitchen | 0.0017229
Ceiling Fixture | Linear Fluorescent | 48 | T-12 | 2 | 40 | Laundry Room | 1301911 | Laundry Room | 0.0017229
Recessed Can | Incandescent |  | Reflector | 1 | 75 | Living Room | 1301912 | Living Room | 0.0017229
Table | Incandescent |  | Standard A Lamp | 1 | 60 | Living Room | 1301912 | Living Room | 0.0017229
Table | Compact Fluorescent |  | Twist | 1 | 15 | Living Room | 1301912 | Living Room | 0.0017229
Wall Mount | Incandescent |  | Standard A Lamp | 4 | 60 | Bathroom | 1301913 | Bathroom | 0.0017229
Ceiling Fixture | Compact Fluorescent |  | Twist | 2 | 15 | Master Bedroom | 1301914 | Master Bedroom | 0.0017229
Table | Incandescent |  | Decorative | 1 | 40 | Master Bedroom | 1301914 | Master Bedroom | 0.0017229
Ceiling Fixture | Compact Fluorescent |  | Twist | 2 | 22 | Master Bedroom | 1301914 | Master Bedroom | 0.0017229
Chandelier (Hanging) | Compact Fluorescent |  | Twist | 3 | 15 | Hall | 1301915 | Hall | 0.0017229
Ceiling Fixture | Linear Fluorescent | 48 | T-12 | 2 | 40 | Other | 1301916 | Other | 0.0017229
Wall Mount | Incandescent |  | Standard A Lamp | 4 | 60 | Bathroom | 1301917 | Bathroom | 0.0017229
Ceiling Fixture | Compact Fluorescent |  | Twist | 2 | 22 | Bedroom | 1301918 | Bedroom | 0.0017229
Table | Incandescent |  | Standard A Lamp | 1 | 60 | Bedroom | 1301918 | Bedroom | 0.0017229
Ceiling Fixture | Compact Fluorescent |  | Twist | 2 | 15 | Bedroom | 1301919 | Bedroom | 0.0017229
Table | Incandescent |  | Standard A Lamp | 1 | 40 | Bedroom | 1301919 | Bedroom | 0.0017229
Ceiling Fan | Incandescent |  | Standard A Lamp | 1 | 60 | Bathroom | 130231 | Bathroom | 0.00049795
Wall Mount | Incandescent |  | Globe | 3 | 40 | Bathroom | 130231 | Bathroom | 0.00049795
Recessed Can | Incandescent |  | Reflector | 1 | 75 | Dining Room | 130232 | Dining Room | 0.00049795
Ceiling Fixture | Incandescent |  | Standard A Lamp | 1 | 60 | Hall | 130233 | Hall | 0.00049795
Recessed Can | Incandescent |  | Standard A Lamp | 1 | 75 | Kitchen | 130234 | Kitchen | 0.00049795
Other | Incandescent |  | Standard A Lamp | 1 | 60 | Kitchen | 130234 | Kitchen | 0.00049795
Ceiling Fixture | Incandescent |  | Clear | 1 | 60 | Laundry Room | 130235 | Laundry Room | 0.00049795
Recessed Can | Incandescent |  | Reflector | 1 | 75 | Living Room | 130236 | Living Room | 0.00049795
Other | Halogen |  | MR | 1 | 35 | Living Room | 130236 | Living Room | 0.00049795
Table | Incandescent |  | Standard A Lamp | 1 | 90 | Living Room | 130236 | Living Room | 0.00049795
Torchiere | Incandescent |  | Standard A Lamp | 1 | 75 | Living Room | 130236 | Living Room | 0.00049795
Ceiling Fixture | Incandescent |  | Standard A Lamp | 1 | 60 | Bathroom | 130237 | Bathroom | 0.00049795
Wall Mount | Incandescent |  | Decorative | 2 | 60 | Bathroom | 130237 | Bathroom | 0.00049795
Ceiling Fixture | Incandescent |  | Standard A Lamp | 2 | 60 | Master Bedroom | 130238 | Master Bedroom | 0.00049795
Table | Incandescent |  | Standard A Lamp | 1 | 60 | Master Bedroom | 130238 | Master Bedroom | 0.00049795
Table | Incandescent |  | Standard A Lamp | 1 | 75 | Master Bedroom | 130238 | Master Bedroom | 0.00049795
Ceiling Fixture | Incandescent |  | Standard A Lamp | 1 | 60 | Other | 130239 | Other | 0.00049795
Ceiling Fixture | Incandescent |  | Standard A Lamp | 2 | 60 | Other | 1302310 | Other | 0.00049795
Ceiling Fixture | Incandescent |  | Standard A Lamp | 1 | 60 | Hall | 1302311 | Hall | 0.00049795
Ceiling Fixture | Incandescent |  | Reflector | 1 | 75 | Bathroom | 130411 | Bathroom | 0.0012318
Wall Mount | Halogen |  | MR | 1 | 35 | Bathroom | 130411 | Bathroom | 0.0012318
Recessed - other | Incandescent |  | Reflector | 1 | 65 | Bathroom | 130411 | Bathroom | 0.0012318
Ceiling Fixture | Halogen |  | MR | 1 | 35 | Hall | 130412 | Hall | 0.0012318
Ceiling Fixture | Incandescent |  | Standard A Lamp | 2 | 60 | Other | 130413 | Other | 0.0012318
Track | Halogen |  | MR | 4 | 35 | Office | 130414 | Office | 0.0012318
Table | Compact Fluorescent |  | Twist | 1 | 19 | Office | 130414 | Office | 0.0012318
Table | Compact Fluorescent |  | 3-Way CFL | 1 | 19 | Bedroom | 130415 | Bedroom | 0.0012318
Ceiling Fixture | Halogen |  | MR | 1 | 50 | Bedroom | 130415 | Bedroom | 0.0012318
Wall Mount | Halogen |  | Quartz Tube | 3 | 50 | Bathroom | 130416 | Bathroom | 0.0012318
Ceiling Fixture | Halogen |  | Quartz Tube | 1 | 50 | Bedroom | 130417 | Bedroom | 0.0012318
Table | Incandescent |  | Standard A Lamp | 1 | 100 | Bedroom | 130417 | Bedroom | 0.0012318
Wall Mount | Halogen |  | MR | 3 | 35 | Bathroom | 130418 | Bathroom | 0.0012318
Ceiling Fixture | Incandescent |  | Reflector | 1 | 65 | Hall | 130419 | Hall | 0.0012318
Ceiling Fixture | Incandescent |  | Standard A Lamp | 1 | 65 | Other | 1304110 | Other | 0.0012318
Ceiling Fixture | Linear Fluorescent | 48 | T-12 | 2 | 40 | Garage | 1304111 | Garage | 0.0012318
Garage door opener | Incandescent |  | Standard A Lamp | 1 | 60 | Garage | 1304111 | Garage | 0.0012318
Track | Halogen |  | MR | 4 | 35 | Master Bedroom | 1304112 | Master Bedroom | 0.0012318
Wall Mount | Incandescent |  | 3-Way Incandescent | 2 | 100 | Master Bedroom | 1304112 | Master Bedroom | 0.0012318
Ceiling Fixture | Linear Fluorescent | 48 | T-8 | 4 | 32 | Other | 1304113 | Other | 0.0012318
Ceiling Fixture | Compact Fluorescent |  | Twist | 1 | 19 | Closet | 1304114 | Closet | 0.0012318
Recessed Can | Halogen |  | MR | 1 | 35 | Laundry Room | 1304115 | Laundry Room | 0.0012318
Ceiling Fixture | Incandescent |  | Reflector | 1 | 65 | Hall | 1304116 | Hall | 0.0012318
Ceiling Fixture | Halogen |  | MR | 1 | 35 | Kitchen | 1304117 | Kitchen | 0.0012318
Track | Halogen |  | MR | 4 | 35 | Kitchen | 1304117 | Kitchen | 0.0012318
Other | Halogen |  | MR | 2 | 12 | Kitchen | 1304117 | Kitchen | 0.0012318
Track | Halogen |  | MR | 3 | 35 | Living Room | 1304118 | Living Room | 0.0012318
Recessed Can | Halogen |  | MR | 1 | 35 | Living Room | 1304118 | Living Room | 0.0012318
Ceiling Fixture | Halogen |  | Quartz Tube | 1 | 50 | Other | 1304119 | Other | 0.0012318
Track | Halogen |  | MR | 4 | 35 | Living Room | 1304120 | Living Room | 0.0012318
Table | Incandescent |  | Standard A Lamp | 1 | 100 | Living Room | 1304120 | Living Room | 0.0012318
Table | Incandescent |  | Standard A Lamp | 1 | 60 | Living Room | 1304120 | Living Room | 0.0012318
Table | Compact Fluorescent |  | A shape bulb | 1 | 15 | Living Room | 130461 | Living Room | 0.000364
Ceiling Fixture | Incandescent |  | Standard A Lamp | 1 | 60 | Bedroom | 130462 | Bedroom | 0.000364
Wall Mount | Incandescent |  | Globe | 3 | 40 | Bathroom | 130463 | Bathroom | 0.000364
Ceiling Fixture | Incandescent |  | Standard A Lamp | 1 | 40 | Bathroom | 130463 | Bathroom | 0.000364
Table | Incandescent |  | 3-Way Incandescent | 1 | 75 | Master Bedroom | 130464 | Master Bedroom | 0.000364
Table | Incandescent |  | Standard A Lamp | 1 | 40 | Master Bedroom | 130464 | Master Bedroom | 0.000364
Ceiling Fixture | Compact Fluorescent |  | Twist | 1 | 15 | Family Room | 130465 | Family Room | 0.000364
Ceiling Fixture | Compact Fluorescent |  | Twist | 1 | 15 | Other | 130466 | Other | 0.000364
Ceiling Fixture | Incandescent |  | Standard A Lamp | 2 | 60 | Hall | 130467 | Hall | 0.000364
Ceiling Fan | Compact Fluorescent |  | A shape bulb | 2 | 15 | Dining Room | 130469 | Dining Room | 0.000364
Wall Mount | Incandescent |  | Standard A Lamp | 1 | 60 | Bedroom | 1304610 | Bedroom | 0.000364
Ceiling Fixture | Incandescent |  | Standard A Lamp | 1 | 40 | Closet | 1304611 | Closet | 0.000364
Wall Mount | Incandescent |  | Standard A Lamp | 2 | 40 | Office | 1304612 | Office | 0.000364
Table | Halogen |  | MR | 1 | 50 | Office | 1304612 | Office | 0.000364
Track | Halogen |  | PAR | 5 | 50 | Kitchen | 1304613 | Kitchen | 0.000364
Ceiling Fixture | Compact Fluorescent |  | A shape bulb | 2 | 15 | Bathroom | 1304614 | Bathroom | 0.000364
Wall Mount | Compact Fluorescent |  | A shape bulb | 3 | 15 | Bathroom | 1304614 | Bathroom | 0.000364
Ceiling Fixture | Compact Fluorescent |  | Twist | 2 | 15 | Hall | 1304615 | Hall | 0.000364
Ceiling Fixture | Compact Fluorescent |  | Twist | 1 | 23 | Other | 130511 | Other | 0.0012318
Table | Compact Fluorescent |  | Pin base | 1 | 13 | Other | 130511 | Other | 0.0012318
Ceiling Fixture | Compact Fluorescent |  | Twist | 2 | 13 | Office | 130512 | Office | 0.0012318
Table | Compact Fluorescent |  | Twist | 1 | 13 | Office | 130512 | Office | 0.0012318
Ceiling Fixture | Compact Fluorescent |  | Twist | 3 | 23 | Kitchen | 130513 | Kitchen | 0.0012318
Ceiling Fixture | Compact Fluorescent |  | Twist | 1 | 23 | Kitchen | 130513 | Kitchen | 0.0012318
Other | Compact Fluorescent |  | Twist | 1 | 13 | Kitchen | 130513 | Kitchen | 0.0012318
Table | Compact Fluorescent |  | Twist | 1 | 20 | Kitchen | 130513 | Kitchen | 0.0012318
Ceiling Fixture | Other |  | Other | 1 | 12 | Laundry Room | 130514 | Laundry Room | 0.0012318
Ceiling Fixture | Compact Fluorescent |  | Twist | 2 | 20 | Living Room | 130515 | Living Room | 0.0012318
Table | Compact Fluorescent |  | Twist | 1 | 13 | Living Room | 130515 | Living Room | 0.0012318
Floor lamp | Compact Fluorescent |  | Twist | 1 | 13 | Living Room | 130515 | Living Room | 0.0012318
Ceiling Fixture | Compact Fluorescent |  | Twist | 2 | 13 | Master Bedroom | 130516 | Master Bedroom | 0.0012318
Table | Compact Fluorescent |  | Twist | 1 | 13 | Master Bedroom | 130516 | Master Bedroom | 0.0012318
Wall Mount | Compact Fluorescent |  | Twist | 2 | 13 | Bathroom | 130517 | Bathroom | 0.0012318
Ceiling Fixture | Compact Fluorescent |  | Twist | 1 | 13 | Hall | 130518 | Hall | 0.0012318
Ceiling Fixture | Compact Fluorescent |  | Twist | 1 | 20 | Bedroom | 130519 | Bedroom | 0.0012318
Table | Compact Fluorescent |  | Twist | 1 | 13 | Bedroom | 130519 | Bedroom | 0.0012318
Table | Compact Fluorescent |  | Twist | 1 | 23 | Bedroom | 1305110 | Bedroom | 0.0012318
Wall Mount | Incandescent |  | Globe | 4 | 40 | Bathroom | 130551 | Bathroom | 0.0012318
Ceiling Fixture | Incandescent |  | Standard A Lamp | 1 | 60 | Bedroom | 130552 | Bedroom | 0.0012318
Ceiling Fixture | Incandescent |  | Standard A Lamp | 1 | 60 | Closet | 130553 | Closet | 0.0012318
Recessed Can | Incandescent |  | Reflector | 1 | 65 | Family Room | 130554 | Family Room | 0.0012318
Ceiling Fixture | Incandescent |  | Standard A Lamp | 2 | 60 | Hall | 130555 | Hall | 0.0012318
Wall Mount | Incandescent |  | Globe | 4 | 40 | Bathroom | 130556 | Bathroom | 0.0012318
Ceiling Fixture | Incandescent |  | Standard A Lamp | 1 | 60 | Bedroom | 130557 | Bedroom | 0.0012318
Ceiling Fixture | Incandescent |  | Standard A Lamp | 1 | 60 | Bedroom | 130558 | Bedroom | 0.0012318
Chandelier (Hanging) | Incandescent |  | Globe | 1 | 100 | Dining Room | 130559 | Dining Room | 0.0012318
Ceiling Fixture | Compact Fluorescent |  | Twist | 1 | 15 | Hall | 1305510 | Hall | 0.0012318
Recessed Can | Incandescent |  | Reflector | 1 | 65 | Kitchen | 1305511 | Kitchen | 0.0012318
Ceiling Fixture | Incandescent |  | Standard A Lamp | 1 | 60 | Laundry Room | 1305512 | Laundry Room | 0.0012318
Floor lamp | Incandescent |  | Standard A Lamp | 1 | 100 | Living Room | 1305513 | Living Room | 0.0012318
Table | Compact Fluorescent |  | Twist | 1 | 22 | Living Room | 1305513 | Living Room | 0.0012318
Wall Mount | Halogen |  | Quartz Tube | 4 | 50 | Bathroom | 1305514 | Bathroom | 0.0012318
Ceiling Fan | Compact Fluorescent |  | Twist | 3 | 15 | Bedroom | 1305515 | Bedroom | 0.0012318
Chandelier (Hanging) | Incandescent |  | Standard A Lamp | 4 | 60 | Hall | 1305516 | Hall | 0.0012318
Wall Mount | Incandescent |  | Globe | 6 | 40 | Bathroom | 130941 | Bathroom | 0.0012318
Recessed Can | Incandescent |  | Reflector | 1 | 65 | Bedroom | 130942 | Bedroom | 0.0012318
Table | Compact Fluorescent |  | Twist | 1 | 15 | Bedroom | 130942 | Bedroom | 0.0012318
Recessed Can | Incandescent |  | Reflector | 1 | 65 | Family Room | 130943 | Family Room | 0.0012318
Ceiling Fixture | Compact Fluorescent |  | Twist | 1 | 15 | Closet | 130944 | Closet | 0.0012318
Recessed Can | Compact Fluorescent |  | Reflector | 1 | 22 | Bedroom | 130945 | Bedroom | 0.0012318
Recessed Can | Compact Fluorescent |  | Reflector | 1 | 22 | Bedroom | 130946 | Bedroom | 0.0012318
Recessed Can | Compact Fluorescent |  | Reflector | 1 | 22 | Closet | 130947 | Closet | 0.0012318
Chandelier (Hanging) | Incandescent |  | Mini base | 6 | 40 | Dining Room | 130948 | Dining Room | 0.0012318
Ceiling Fixture | Linear Fluorescent | 48 | T-12 | 2 | 40 | Garage | 130949 | Garage | 0.0012318
Garage door opener | Incandescent |  | Standard A Lamp | 1 | 60 | Garage | 130949 | Garage | 0.0012318
Recessed Can | Incandescent |  | Reflector | 1 | 65 | Hall | 1309410 | Hall | 0.0012318
Recessed Can | Compact Fluorescent |  | Reflector | 1 | 22 | Kitchen | 1309411 | Kitchen | 0.0012318
Ceiling Fixture | Incandescent |  | Standard A Lamp | 1 | 60 | Laundry Room | 1309412 | Laundry Room | 0.0012318
Floor lamp | Compact Fluorescent |  | Mini base | 3 | 7 | Living Room | 1309413 | Living Room | 0.0012318
Wall Mount | Compact Fluorescent |  | Globe | 6 | 15 | Bathroom | 1309414 | Bathroom | 0.0012318
Table | Incandescent |  | Decorative | 1 | 25 | Master Bedroom | 1309415 | Master Bedroom | 0.0012318
Recessed Can | Incandescent |  | Reflector | 1 | 65 | Hall | 1309416 | Hall | 0.0012318
Ceiling Fan | Compact Fluorescent |  | Twist | 1 | 15 | Bedroom | 131131 | Bedroom | 0.000364
Ceiling Fan | Compact Fluorescent |  | Twist | 1 | 15 | Bedroom | 131132 | Bedroom | 0.000364
Ceiling Fan | Compact Fluorescent |  | Twist | 2 | 15 | Dining Room | 131133 | Dining Room | 0.000364
Ceiling Fixture | Compact Fluorescent |  | Twist | 1 | 22 | Garage | 131134 | Garage | 0.000364
Garage door opener | Incandescent |  | Standard A Lamp | 1 | 60 | Garage | 131134 | Garage | 0.000364
Ceiling Fixture | Compact Fluorescent |  | Twist | 1 | 15 | Hall | 131135 | Hall | 0.000364
Ceiling Fixture | Compact Fluorescent |  | Twist | 2 | 15 | Hall | 131136 | Hall | 0.000364
Recessed Can | Compact Fluorescent |  | Reflector | 1 | 22 | Kitchen | 131137 | Kitchen | 0.000364
Ceiling Fan | Compact Fluorescent |  | Twist | 1 | 15 | Family Room | 131138 | Family Room | 0.000364
Table | Compact Fluorescent |  | Twist | 1 | 15 | Living Room | 131139 | Living Room | 0.000364
Ceiling Fixture | Compact Fluorescent |  | Twist | 1 | 22 | Bathroom | 1311310 | Bathroom | 0.000364
Recessed - other | Incandescent |  | Heat Lamp | 1 | 250 | Bathroom | 1311310 | Bathroom | 0.000364
Ceiling Fan | Compact Fluorescent |  | Twist | 1 | 15 | Master Bedroom | 1311311 | Master Bedroom | 0.000364
Ceiling Fixture | Compact Fluorescent |  | Twist | 1 | 15 | Hall | 1311312 | Hall | 0.000364
Wall Mount | Compact Fluorescent |  | Globe | 4 | 13 | Bathroom | 1311313 | Bathroom | 0.000364
Recessed Can | Incandescent |  | Reflector | 1 | 65 | Living Room | 131271 | Living Room | 0.0012318
Ceiling Fixture | Incandescent |  | Standard A Lamp | 1 | 60 | Bedroom | 131272 | Bedroom | 0.0012318
Torchiere | Incandescent |  | Standard A Lamp | 2 | 60 | Bedroom | 131272 | Bedroom | 0.0012318
Wall Mount | Incandescent |  | Standard A Lamp | 3 | 100 | Bathroom | 131273 | Bathroom | 0.0012318
Ceiling Fixture | Incandescent |  | Standard A Lamp | 1 | 60 | Closet | 131274 | Closet | 0.0012318
Ceiling Fixture | Incandescent |  | Standard A Lamp | 1 | 60 | Garage | 131275 | Garage | 0.0012318
Recessed Can | Incandescent |  | Reflector | 1 | 65 | Kitchen | 131276 | Kitchen | 0.0012318
Wall Mount | Incandescent |  | Globe | 2 | 60 | Bathroom | 131277 | Bathroom | 0.0012318
Recessed Can | Incandescent |  | Reflector | 1 | 65 | Hall | 131278 | Hall | 0.0012318
Wall Mount | Incandescent |  | Clear | 1 | 25 | Hall | 131278 | Hall | 0.0012318
Ceiling Fixture | Incandescent |  | Standard A Lamp | 1 | 60 | Family Room | 131279 | Family Room | 0.0012318
Ceiling Fixture | Incandescent |  | Standard A Lamp | 1 | 60 | Bedroom | 1312710 | Bedroom | 0.0012318
Wall Mount | Incandescent |  | Globe | 1 | 40 | Bathroom | 1312711 | Bathroom | 0.0012318
Wall Mount | Linear Fluorescent | 48 | T-12 | 1 | 40 | Laundry Room | 1312712 | Laundry Room | 0.0012318
Ceiling Fixture | Incandescent |  | Standard A Lamp | 1 | 60 | Hall | 1312713 | Hall | 0.0012318
Recessed Can | Incandescent |  | Reflector | 1 | 90 | Living Room | 131291 | Living Room | 0.0012318
Table | Compact Fluorescent |  | Twist | 2 | 15 | Living Room | 131291 | Living Room | 0.0012318
Floor lamp | Compact Fluorescent |  | Twist | 1 | 22 | Living Room | 131291 | Living Room | 0.0012318
Ceiling Fixture | Compact Fluorescent |  | Twist | 1 | 15 | Laundry Room | 131292 | Laundry Room | 0.0012318
Recessed Can | Incandescent |  | Reflector | 1 | 65 | Bedroom | 131293 | Bedroom | 0.0012318
Other | Incandescent |  | Mini base | 1 | 40 | Bedroom | 131293 | Bedroom | 0.0012318
Recessed Can | Incandescent |  | Reflector | 1 | 65 | Bedroom | 131294 | Bedroom | 0.0012318
Table | Halogen |  | PAR | 1 | 50 | Bedroom | 131294 | Bedroom | 0.0012318
Wall Mount | Linear Fluorescent | 48 | T-12 | 1 | 40 | Bathroom | 131295 | Bathroom | 0.0012318
Ceiling Fixture | Compact Fluorescent |  | Twist | 1 | 15 | Bathroom | 131295 | Bathroom | 0.0012318
Recessed Can | Incandescent |  | Reflector | 1 | 65 | Family Room | 131296 | Family Room | 0.0012318
Ceiling Fixture | Compact Fluorescent |  | Twist | 1 | 15 | Family Room | 131296 | Family Room | 0.0012318
Ceiling Fixture | Compact Fluorescent |  | Twist | 1 | 22 | Garage | 131297 | Garage | 0.0012318
Garage door opener | Incandescent |  | Standard A Lamp | 2 | 40 | Garage | 131297 | Garage | 0.0012318
Ceiling Fixture | Compact Fluorescent |  | Twist | 1 | 15 | Bedroom | 131298 | Bedroom | 0.0012318
Ceiling Fixture | Compact Fluorescent |  | Twist | 1 | 15 | Closet | 131299 | Closet | 0.0012318
Ceiling Fixture | Linear Fluorescent | 48 | T-12 | 2 | 40 | Office | 1312910 | Office | 0.0012318
Recessed Can | Compact Fluorescent |  | Reflector | 1 | 22 | Master Bedroom | 1312911 | Master Bedroom | 0.0012318
Floor lamp | Compact Fluorescent |  | Twist | 1 | 15 | Master Bedroom | 1312911 | Master Bedroom | 0.0012318
Floor lamp | Halogen |  | MR | 1 | 50 | Master Bedroom | 1312911 | Master Bedroom | 0.0012318
Recessed Can | Incandescent |  | Reflector | 1 | 65 | Dining Room | 1312912 | Dining Room | 0.0012318
Recessed Can | Compact Fluorescent |  | Reflector | 1 | 22 | Bathroom | 1312913 | Bathroom | 0.0012318
Ceiling Fixture | Compact Fluorescent |  | Twist | 1 | 15 | Bathroom | 1312913 | Bathroom | 0.0012318
Ceiling Fixture | Linear Fluorescent | 48 | T-12 | 2 | 40 | Closet | 1312914 | Closet | 0.0012318
Recessed Can | Incandescent |  | Reflector | 1 | 65 | Hall | 1312915 | Hall | 0.0012318
Table | Compact Fluorescent |  | Twist | 1 | 15 | Bathroom | 1312916 | Bathroom | 0.0012318
Recessed Can | Incandescent |  | Reflector | 1 | 65 | Bedroom | 1312918 | Bedroom | 0.0012318
Recessed Can | Incandescent |  | Reflector | 1 | 60 | Bathroom | 1312919 | Bathroom | 0.0012318
Recessed Can | Incandescent |  | Reflector | 1 | 65 | Kitchen | 1312920 | Kitchen | 0.0012318
Ceiling Fixture | Compact Fluorescent |  | Twist | 1 | 15 | Hall | 1312921 | Hall | 0.0012318
Ceiling Fixture | Incandescent |  | Standard A Lamp | 1 | 57 | Bathroom | 131311 | Bathroom | 0.000364
Recessed Can | Compact Fluorescent |  | Twist | 1 | 13 | Bathroom | 131312 | Bathroom | 0.000364
Wall Mount | Compact Fluorescent |  | Twist | 1 | 23 | Bathroom | 131312 | Bathroom | 0.000364
Ceiling Fan | Incandescent |  | Standard A Lamp | 1 | 60 | Bedroom | 131313 | Bedroom | 0.000364
Table | Compact Fluorescent |  | Twist | 1 | 13 | Bedroom | 131313 | Bedroom | 0.000364
Table | Incandescent |  | 3-Way Incandescent | 1 | 100 | Bedroom | 131313 | Bedroom | 0.000364
Ceiling Fixture | Compact Fluorescent |  | Twist | 3 | 13 | Bedroom | 131314 | Bedroom | 0.000364
Ceiling Fixture | Compact Fluorescent |  | Twist | 1 | 13 | Closet | 131315 | Closet | 0.000364
Recessed Can | Incandescent |  | Reflector | 1 | 65 | Family Room | 131316 | Family Room | 0.000364
Torchiere | Incandescent |  | Standard A Lamp | 1 | 100 | Family Room | 131316 | Family Room | 0.000364
Ceiling Fixture | Linear Fluorescent | 48 | T-12 | 2 | 40 | Garage | 131317 | Garage | 0.000364
Ceiling Fixture | Compact Fluorescent |  | Twist | 1 | 13 | Garage | 131317 | Garage | 0.000364
Garage door opener | Incandescent |  | Standard A Lamp | 1 | 60 | Garage | 131317 | Garage | 0.000364
Ceiling Fixture | Compact Fluorescent |  | Twist | 2 | 13 | Hall | 131318 | Hall | 0.000364
Ceiling Fixture | Linear Fluorescent | 48 | T-12 | 4 | 40 | Kitchen | 131319 | Kitchen | 0.000364
Other | Incandescent |  | Standard A Lamp | 1 | 60 | Kitchen | 131319 | Kitchen | 0.000364
Ceiling Fixture | Incandescent |  | Standard A Lamp | 2 | 100 | Kitchen | 131319 | Kitchen | 0.000364
Ceiling Fixture | Incandescent |  | Standard A Lamp | 2 | 57 | Kitchen | 131319 | Kitchen | 0.000364
Ceiling Fixture | Incandescent |  | Standard A Lamp | 1 | 57 | Laundry Room | 1313110 | Laundry Room | 0.000364
Recessed Can | Incandescent |  | Reflector | 1 | 65 | Living Room | 1313111 | Living Room | 0.000364
Floor lamp | Compact Fluorescent |  | Twist | 1 | 13 | Living Room | 1313111 | Living Room | 0.000364
Table | Compact Fluorescent |  | Twist | 1 | 13 | Living Room | 1313111 | Living Room | 0.000364
Wall Mount | Compact Fluorescent |  | Twist | 1 | 23 | Living Room | 1313111 | Living Room | 0.000364
Ceiling Fixture | Compact Fluorescent |  | Twist | 1 | 23 | Office | 1313112 | Office | 0.000364
Floor lamp | Incandescent |  | Standard A Lamp | 1 | 100 | Office | 1313112 | Office | 0.000364
Table | Compact Fluorescent |  | Twist | 1 | 13 | Office | 1313112 | Office | 0.000364
Wall Mount | Incandescent |  | Standard A Lamp | 3 | 60 | Bathroom | 131411 | Bathroom | 0.0012318
Ceiling Fixture | Incandescent |  | Decorative | 3 | 40 | Bathroom | 131412 | Bathroom | 0.0012318
Wall Mount | Incandescent |  | Globe | 2 | 40 | Bathroom | 131412 | Bathroom | 0.0012318
Ceiling Fan | Incandescent |  | Decorative | 3 | 40 | Bedroom | 131413 | Bedroom | 0.0012318
Table | Incandescent |  | Decorative | 2 | 40 | Bedroom | 131413 | Bedroom | 0.0012318
Ceiling Fixture | Incandescent |  | Mini base | 2 | 40 | Hall | 131414 | Hall | 0.0012318
Ceiling Fan | Incandescent |  | Decorative | 3 | 40 | Other | 131415 | Other | 0.0012318
Ceiling Fixture | Incandescent |  | Decorative | 3 | 40 | Other | 131415 | Other | 0.0012318
Table | Compact Fluorescent |  | Twist | 1 | 15 | Living Room | 131416 | Living Room | 0.0012318
Floor lamp | Compact Fluorescent |  | Twist | 4 | 22 | Living Room | 131416 | Living Room | 0.0012318
Ceiling Fixture | Compact Fluorescent |  | Twist | 1 | 13 | Garage | 131417 | Garage | 0.0012318
Garage door opener | Incandescent |  | Standard A Lamp | 2 | 60 | Garage | 131417 | Garage | 0.0012318
Ceiling Fixture | Incandescent |  | Mini base | 2 | 40 | Hall | 131418 | Hall | 0.0012318
Ceiling Fixture | Incandescent |  | Mini base | 3 | 40 | Hall | 131419 | Hall | 0.0012318
Recessed Can | Compact Fluorescent |  | Flood | 1 | 13 | Kitchen | 1314110 | Kitchen | 0.0012318
Ceiling Fixture | Compact Fluorescent |  | Twist | 2 | 13 | Kitchen | 1314110 | Kitchen | 0.0012318
Chandelier (Hanging) | Compact Fluorescent |  | Twist | 7 | 22 | Kitchen | 1314110 | Kitchen | 0.0012318
Track | Compact Fluorescent |  | Twist | 3 | 13 | Laundry Room | 1314111 | Laundry Room | 0.0012318
Wall Mount | Compact Fluorescent |  | A shape bulb | 1 | 15 | Laundry Room | 1314111 | Laundry Room | 0.0012318
Ceiling Fixture | Compact Fluorescent |  | Twist | 1 | 13 | Closet | 1314112 | Closet | 0.0012318
Ceiling Fan | Incandescent |  | Standard A Lamp | 2 | 60 | Master Bedroom | 1314113 | Master Bedroom | 0.0012318
Wall Mount | Compact Fluorescent |  | Twist | 3 | 15 | Master Bedroom | 1314113 | Master Bedroom | 0.0012318
Floor lamp | Incandescent |  | Standard A Lamp | 1 | 100 | Master Bedroom | 1314113 | Master Bedroom | 0.0012318
Recessed Can | Other |  | LED Interior | 1 | 15 | Bathroom | 1314114 | Bathroom | 0.0012318
Wall Mount | Compact Fluorescent |  | Twist | 1 | 13 | Bathroom | 1314114 | Bathroom | 0.0012318
Wall Mount | Incandescent |  | Globe | 1 | 60 | Bathroom | 131541 | Bathroom | 0.0012318
Wall Mount | Incandescent |  | Globe | 4 | 60 | Bathroom | 131542 | Bathroom | 0.0012318
Ceiling Fixture | Incandescent |  | Standard A Lamp | 2 | 60 | Bedroom | 131543 | Bedroom | 0.0012318
Table | Compact Fluorescent |  | Twist | 1 | 15 | Bedroom | 131543 | Bedroom | 0.0012318
Table | Incandescent |  | Standard A Lamp | 1 | 40 | Bedroom | 131543 | Bedroom | 0.0012318
Ceiling Fixture | Compact Fluorescent |  | Twist | 2 | 15 | Bedroom | 131544 | Bedroom | 0.0012318
Garage door opener | Incandescent |  | Standard A Lamp | 2 | 60 | Garage | 131545 | Garage | 0.0012318
Ceiling Fixture | Linear Fluorescent | 48 | T-12 | 2 | 40 | Garage | 131545 | Garage | 0.0012318
Ceiling Fixture | Compact Fluorescent |  | Twist | 1 | 15 | Garage | 131545 | Garage | 0.0012318
Ceiling Fixture | Incandescent |  | Standard A Lamp | 1 | 60 | Hall | 131546 | Hall | 0.0012318
Ceiling Fixture | Compact Fluorescent |  | Twist | 1 | 15 | Kitchen | 131547 | Kitchen | 0.0012318
Ceiling Fixture | Compact Fluorescent |  | Twist | 2 | 15 | Kitchen | 131547 | Kitchen | 0.0012318
Ceiling Fixture | Compact Fluorescent |  | Twist | 2 | 15 | Living Room | 131548 | Living Room | 0.0012318
Torchiere | Incandescent |  | Standard A Lamp | 1 | 60 | Living Room | 131548 | Living Room | 0.0012318
Ceiling Fixture | Incandescent |  | Standard A Lamp | 2 | 60 | Master Bedroom | 131549 | Master Bedroom | 0.0012318
Table | Incandescent |  | Standard A Lamp | 1 | 60 | Master Bedroom | 131549 | Master Bedroom | 0.0012318
Ceiling Fixture | Incandescent |  | Standard A Lamp | 2 | 60 | Dining Room | 1315410 | Dining Room | 0.0012318
Floor lamp | Compact Fluorescent |  | Twist | 1 | 15 | Family Room | 1315411 | Family Room | 0.0012318
Table | Compact Fluorescent |  | Twist | 1 | 15 | Family Room | 1315411 | Family Room | 0.0012318
Ceiling Fixture | Compact Fluorescent |  | Twist | 1 | 24 | Other | 1315412 | Other | 0.0012318
Wall Mount | Incandescent |  | Decorative | 3 | 40 | Bathroom | 131651 | Bathroom | 0.0012318
Wall Mount | Compact Fluorescent |  | A shape bulb | 5 | 15 | Bathroom | 131652 | Bathroom | 0.0012318
Ceiling Fixture | Compact Fluorescent |  | Twist | 2 | 15 | Bedroom | 131653 | Bedroom | 0.0012318
Track | Halogen |  | MR | 3 | 50 | Bedroom | 131654 | Bedroom | 0.0012318
Ceiling Fixture | Incandescent |  | Standard A Lamp | 1 | 60 | Closet | 131655 | Closet | 0.0012318
Chandelier (Hanging) | Incandescent |  | Mini base | 6 | 25 | Garage | 131656 | Garage | 0.0012318
Ceiling Fixture | Compact Fluorescent |  | Twist | 2 | 15 | Family Room | 131657 | Family Room | 0.0012318
Ceiling Fixture | Linear Fluorescent | 48 | T-8 | 2 | 30 | Garage | 131658 | Garage | 0.0012318
Garage door opener | Incandescent |  | Standard A Lamp | 2 | 60 | Garage | 131658 | Garage | 0.0012318
Ceiling Fixture | Compact Fluorescent |  | Globe | 1 | 15 | Hall | 131659 | Hall | 0.0012318
Recessed - other | Linear Fluorescent | 48 | T-8 | 2 | 32 | Kitchen | 1316510 | Kitchen | 0.0012318
Ceiling Fixture | Compact Fluorescent |  | Twist | 1 | 15 | Laundry Room | 1316511 | Laundry Room | 0.0012318
Table | Incandescent |  | 3-Way Incandescent | 1 | 150 | Living Room | 1316512 | Living Room | 0.0012318
Wall Mount | Compact Fluorescent |  | Twist | 3 | 15 | Bathroom | 1316513 | Bathroom | 0.0012318
Table | Incandescent |  | 3-Way Incandescent | 1 | 150 | Master Bedroom | 1316514 | Master Bedroom | 0.0012318
Track | Halogen |  | MR | 7 | 50 | Master Bedroom | 1316514 | Master Bedroom | 0.0012318
Chandelier (Hanging) | Incandescent |  | Standard A Lamp | 5 | 60 | Dining Room | 1316515 | Dining Room | 0.0012318
Track | Compact Fluorescent |  | Twist | 3 | 22 | Office | 1316516 | Office | 0.0012318
Wall Mount | Compact Fluorescent |  | Twist | 4 | 22 | Bathroom | 131661 | Bathroom | 0.00037892
Ceiling Fixture | Linear Fluorescent | 48 | T-12 | 2 | 34 | Other | 131662 | Other | 0.00037892
Floor lamp | Incandescent |  | Standard A Lamp | 1 | 60 | Other | 131662 | Other | 0.00037892
Ceiling Fixture | Incandescent |  | Standard A Lamp | 1 | 60 | Other | 131662 | Other | 0.00037892
Wall Mount | Incandescent |  | Globe | 3 | 40 | Other | 131662 | Other | 0.00037892
Ceiling Fan | Incandescent |  | Decorative | 4 | 40 | Dining Room | 131663 | Dining Room | 0.00037892
Chandelier (Hanging) | Incandescent |  | Decorative | 4 | 40 | Hall | 131664 | Hall | 0.00037892
Ceiling Fixture | Incandescent |  | Standard A Lamp | 2 | 60 | Kitchen | 131665 | Kitchen | 0.00037892
Chandelier (Hanging) | Incandescent |  | Standard A Lamp | 1 | 60 | Kitchen | 131665 | Kitchen | 0.00037892
Ceiling Fixture | Incandescent |  | Decorative | 3 | 40 | Living Room | 131666 | Living Room | 0.00037892
Table | Compact Fluorescent |  | Twist | 1 | 22 | Living Room | 131666 | Living Room | 0.00037892
Ceiling Fixture | Incandescent |  | Standard A Lamp | 2 | 60 | Other | 131667 | Other | 0.00037892
Table | Compact Fluorescent |  | Twist | 1 | 15 | Other | 131667 | Other | 0.00037892
Wall Mount | Compact Fluorescent |  | Twist | 3 | 22 | Bathroom | 131668 | Bathroom | 0.00037892
Ceiling Fixture | Incandescent |  | Standard A Lamp | 2 | 22 | Bedroom | 131669 | Bedroom | 0.00037892
Ceiling Fixture | Compact Fluorescent |  | Twist | 1 | 22 | Closet | 1316610 | Closet | 0.00037892
Wall Mount | Compact Fluorescent |  | Twist | 2 | 22 | Bathroom | 1316611 | Bathroom | 0.00037892
Recessed Can | Incandescent |  | Standard A Lamp | 1 | 60 | Bathroom | 1316611 | Bathroom | 0.00037892
Ceiling Fixture | Compact Fluorescent |  | Twist | 2 | 22 | Master Bedroom | 1316612 | Master Bedroom | 0.00037892
Recessed Can | Halogen |  | MR | 1 | 50 | Master Bedroom | 1316612 | Master Bedroom | 0.00037892
Ceiling Fixture | Incandescent |  | Standard A Lamp | 3 | 60 | Bedroom | 131691 | Bedroom | 0.00028601
Wall Mount | Incandescent |  | Globe | 6 | 40 | Bathroom | 131692 | Bathroom | 0.00028601
Ceiling Fixture | Incandescent |  | Standard A Lamp | 1 | 60 | Bathroom | 131692 | Bathroom | 0.00028601
Ceiling Fixture | Incandescent |  | Standard A Lamp | 3 | 60 | Bedroom | 131693 | Bedroom | 0.00028601
Table | Incandescent |  | Standard A Lamp | 1 | 60 | Bedroom | 131693 | Bedroom | 0.00028601
Wall Mount | Compact Fluorescent |  | Twist | 3 | 22 | Bathroom | 131694 | Bathroom | 0.00028601
Wall Mount | Incandescent |  | Standard A Lamp | 1 | 100 | Closet | 131695 | Closet | 0.00028601
Ceiling Fixture | Linear Fluorescent | 48 | T-12 | 2 | 40 | Kitchen | 131696 | Kitchen | 0.00028601
Track | Halogen |  | PAR | 4 | 60 | Living Room | 131697 | Living Room | 0.00028601
Ceiling Fixture | Incandescent |  | Mini base | 2 | 25 | Living Room | 131697 | Living Room | 0.00028601
Floor lamp | Incandescent |  | Standard A Lamp | 1 | 60 | Living Room | 131697 | Living Room | 0.00028601
Ceiling Fixture | Incandescent |  | Mini base | 3 | 25 | Living Room | 131698 | Living Room | 0.00028601
Chandelier (Hanging) | Incandescent |  | Mini base | 4 | 40 | Living Room | 131698 | Living Room | 0.00028601
Ceiling Fixture | Incandescent |  | Standard A Lamp | 1 | 60 | Living Room | 131698 | Living Room | 0.00028601
Ceiling Fixture | Compact Fluorescent |  | Twist | 4 | 28 | Dining Room | 131699 | Dining Room | 0.00028601
Table | Incandescent |  | Standard A Lamp | 1 | 60 | Dining Room | 131699 | Dining Room | 0.00028601
Ceiling Fixture | Linear Fluorescent | 48 | T-12 | 2 | 40 | Garage | 1316910 | Garage | 0.00028601
Garage door opener | Incandescent |  | Standard A Lamp | 2 | 40 | Garage | 1316910 | Garage | 0.00028601
Ceiling Fixture | Incandescent |  | Standard A Lamp | 1 | 60 | Hall | 1316911 | Hall | 0.00028601
Ceiling Fixture | Compact Fluorescent |  | Twist | 1 | 28 | Hall | 1316911 | Hall | 0.00028601
Ceiling Fixture | Incandescent |  | Standard A Lamp | 1 | 60 | Closet | 1316912 | Closet | 0.00028601
Ceiling Fixture | Linear Fluorescent | 48 | T-12 | 2 | 40 | Kitchen | 1316913 | Kitchen | 0.00028601
Track | Incandescent |  | Mini base | 6 | 60 | Kitchen | 1316913 | Kitchen | 0.00028601
Ceiling Fan | Incandescent |  | Standard A Lamp | 1 | 60 | Living Room | 1316914 | Living Room | 0.00028601
Ceiling Fan | Incandescent |  | Globe | 3 | 60 | Living Room | 1316914 | Living Room | 0.00028601
Wall Mount | Incandescent |  | Globe | 8 | 40 | Bathroom | 1316915 | Bathroom | 0.00028601
Table | Incandescent |  | Standard A Lamp | 1 | 60 | Bedroom | 1316916 | Bedroom | 0.00028601
Ceiling Fixture | Incandescent |  | Standard A Lamp | 1 | 40 | Hall | 1316917 | Hall | 0.00028601
Ceiling Fixture | Compact Fluorescent |  | Twist | 1 | 28 | Closet | 1316918 | Closet | 0.00028601
Ceiling Fixture | Incandescent |  | Standard A Lamp | 1 | 40 | Other | 131881 | Other | 0.00037892
Ceiling Fixture | Compact Fluorescent |  | Twist | 2 | 15 | Bedroom | 131882 | Bedroom | 0.00037892
Ceiling Fixture | Compact Fluorescent |  | Twist | 1 | 15 | Bedroom | 131883 | Bedroom | 0.00037892
Table | Incandescent |  | Standard A Lamp | 1 | 60 | Bedroom | 131883 | Bedroom | 0.00037892
Ceiling Fixture | Compact Fluorescent |  | Twist | 1 | 15 | Office | 131884 | Office | 0.00037892
Wall Mount | Compact Fluorescent |  | Twist | 3 | 15 | Bathroom | 131885 | Bathroom | 0.00037892
Ceiling Fixture | Compact Fluorescent |  | Twist | 1 | 15 | Bedroom | 131886 | Bedroom | 0.00037892
Chandelier (Hanging) | Incandescent |  | Standard A Lamp | 1 | 60 | Dining Room | 131887 | Dining Room | 0.00037892
Ceiling Fixture | Linear Fluorescent | 48 | T-12 | 2 | 40 | Dining Room | 131887 | Dining Room | 0.00037892
Ceiling Fixture | Compact Fluorescent |  | Twist | 1 | 15 | Hall | 131888 | Hall | 0.00037892
Ceiling Fixture | Compact Fluorescent |  | Twist | 1 | 15 | Kitchen | 131889 | Kitchen | 0.00037892
Ceiling Fixture | Incandescent |  | Standard A Lamp | 1 | 60 | Laundry Room | 1318810 | Laundry Room | 0.00037892
Floor lamp | Incandescent |  | Standard A Lamp | 1 | 60 | Living Room | 1318811 | Living Room | 0.00037892
Wall Mount | Incandescent |  | Standard A Lamp | 1 | 60 | Bathroom | 131911 | Bathroom | 0.00037892
Ceiling Fixture | Incandescent |  | Standard A Lamp | 1 | 60 | Bedroom | 131912 | Bedroom | 0.00037892
Ceiling Fixture | Compact Fluorescent |  | Twist | 1 | 14 | Bedroom | 131913 | Bedroom | 0.00037892
Ceiling Fixture | Incandescent |  | Standard A Lamp | 2 | 60 | Hall | 131914 | Hall | 0.00037892
Ceiling Fixture | Compact Fluorescent |  | Twist | 3 | 15 | Kitchen | 131915 | Kitchen | 0.00037892
Floor lamp | Incandescent |  | Standard A Lamp | 1 | 60 | Living Room | 131916 | Living Room | 0.00037892
Chandelier (Hanging) | Incandescent |  | Clear | 1 | 100 | Dining Room | 132221 | Dining Room | 0.00049795
Torchiere | Incandescent |  | 3-Way Incandescent | 1 | 150 | Bedroom | 132222 | Bedroom | 0.00049795
Floor lamp | Incandescent |  | Standard A Lamp | 1 | 40 | Bedroom | 132222 | Bedroom | 0.00049795
Ceiling Fixture | Incandescent |  | Standard A Lamp | 1 | 60 | Hall | 132223 | Hall | 0.00049795
Wall Mount | Incandescent |  | Globe | 1 | 60 | Bathroom | 132224 | Bathroom | 0.00049795
Wall Mount | Compact Fluorescent |  | Globe | 3 | 11 | Bathroom | 132224 | Bathroom | 0.00049795
Ceiling Fixture | Compact Fluorescent |  | Straight Tube | 1 | 26 | Kitchen | 132225 | Kitchen | 0.00049795
Other | Incandescent |  | Other | 1 | 30 | Kitchen | 132225 | Kitchen | 0.00049795
Table | Incandescent |  | Standard A Lamp | 1 | 60 | Living Room | 132226 | Living Room | 0.00049795
Table | Compact Fluorescent |  | Twist | 1 | 20 | Living Room | 132226 | Living Room | 0.00049795
Recessed Can | Incandescent |  | Reflector | 2 | 45 | Living Room | 132226 | Living Room | 0.00049795
Recessed Can | Incandescent |  | Reflector | 1 | 65 | Living Room | 132226 | Living Room | 0.00049795
Ceiling Fan | Incandescent |  | Standard A Lamp | 1 | 60 | Master Bedroom | 132227 | Master Bedroom | 0.00049795
Table | Incandescent |  | Standard A Lamp | 1 | 40 | Master Bedroom | 132227 | Master Bedroom | 0.00049795
Table | Incandescent |  | Other | 1 | 60 | Office | 132228 | Office | 0.00049795
Ceiling Fixture | Incandescent |  | Standard A Lamp | 2 | 60 | Office | 132228 | Office | 0.00049795
Wall Mount | Compact Fluorescent |  | Globe | 3 | 11 | Bathroom | 132229 | Bathroom | 0.00049795
Wall Mount | Incandescent |  | Globe | 1 | 60 | Bathroom | 132229 | Bathroom | 0.00049795
Table | Compact Fluorescent |  | Twist | 1 | 20 | Family Room | 1322210 | Family Room | 0.00049795
Ceiling Fixture | Linear Fluorescent | 48 | T-12 | 1 | 40 | Family Room | 1322210 | Family Room | 0.00049795
Ceiling Fixture | Linear Fluorescent | 48 | T-12 | 2 | 40 | Family Room | 1322210 | Family Room | 0.00049795
Recessed Can | Incandescent |  | Standard A Lamp | 1 | 60 | Hall | 1322211 | Hall | 0.00049795
Ceiling Fixture | Linear Fluorescent | 48 | T-12 | 2 | 40 | Laundry Room | 1322212 | Laundry Room | 0.00049795
Table | Incandescent |  | Standard A Lamp | 1 | 60 | Office | 1322213 | Office | 0.00049795
Wall Mount | Incandescent |  | Standard A Lamp | 1 | 60 | Office | 1322213 | Office | 0.00049795
Ceiling Fixture | Compact Fluorescent |  | Twist | 1 | 23 | Office | 1322213 | Office | 0.00049795
Table | Compact Fluorescent |  | Straight Tube | 1 | 27 | Office | 1322214 | Office | 0.00049795
Table | Incandescent |  | Standard A Lamp | 1 | 60 | Office | 1322214 | Office | 0.00049795
Torchiere | Incandescent |  | 3-Way Incandescent | 1 | 70 | Office | 1322214 | Office | 0.00049795
Ceiling Fixture | Incandescent |  | Standard A Lamp | 1 | 100 | Office | 1322214 | Office | 0.00049795
Wall Mount | Incandescent |  | Standard A Lamp | 1 | 60 | Hall | 1322215 | Hall | 0.00049795
Chandelier (Hanging) | Compact Fluorescent |  | Decorative | 5 | 7 | Dining Room | 132321 | Dining Room | 0.00049795
Wall Mount | Compact Fluorescent |  | Twist | 2 | 22 | Dining Room | 132321 | Dining Room | 0.00049795
Ceiling Fixture | Compact Fluorescent |  | Twist | 2 | 15 | Hall | 132322 | Hall | 0.00049795
Chandelier (Hanging) | Compact Fluorescent |  | Twist | 3 | 15 | Family Room | 132323 | Family Room | 0.00049795
Chandelier (Hanging) | Compact Fluorescent |  | Twist | 1 | 15 | Family Room | 132323 | Family Room | 0.00049795
Torchiere | Halogen |  | Quartz Tube | 1 | 100 | Family Room | 132323 | Family Room | 0.00049795
Table | Halogen |  | Other | 1 | 50 | Family Room | 132323 | Family Room | 0.00049795
Chandelier (Hanging) | Compact Fluorescent |  | Twist | 1 | 22 | Kitchen | 132324 | Kitchen | 0.00049795
Ceiling Fixture | Compact Fluorescent |  | Twist | 2 | 15 | Kitchen | 132324 | Kitchen | 0.00049795
Ceiling Fixture | Compact Fluorescent |  | Twist | 1 | 15 | Kitchen | 132324 | Kitchen | 0.00049795
Wall Mount | Compact Fluorescent |  | A shape bulb | 1 | 15 | Kitchen | 132324 | Kitchen | 0.00049795
Ceiling Fixture | Compact Fluorescent |  | Twist | 3 | 15 | Office | 132325 | Office | 0.00049795
Ceiling Fixture | Compact Fluorescent |  | Twist | 2 | 15 | Bedroom | 132326 | Bedroom | 0.00049795
Table | Incandescent |  | Decorative | 1 | 40 | Bedroom | 132326 | Bedroom | 0.00049795
Table | Incandescent |  | Reflector | 1 | 60 | Bedroom | 132326 | Bedroom | 0.00049795
Ceiling Fixture | Compact Fluorescent |  | Twist | 1 | 15 | Bedroom | 132326 | Bedroom | 0.00049795
Ceiling Fixture | Compact Fluorescent |  | Twist | 1 | 22 | Other | 132327 | Other | 0.00049795
Ceiling Fixture | Compact Fluorescent |  | Twist | 1 | 22 | Laundry Room | 132328 | Laundry Room | 0.00049795
Ceiling Fixture | Compact Fluorescent |  | Twist | 2 | 15 | Other | 132329 | Other | 0.00049795
Ceiling Fixture | Compact Fluorescent |  | Twist | 2 | 15 | Bedroom | 1323210 | Bedroom | 0.00049795
Wall Mount | Incandescent |  | Standard A Lamp | 2 | 60 | Bathroom | 1323211 | Bathroom | 0.00049795
Ceiling Fixture | Compact Fluorescent |  | Twist | 1 | 22 | Bedroom | 1323212 | Bedroom | 0.00049795
Ceiling Fixture | Compact Fluorescent |  | Twist | 1 | 22 | Garage | 1323213 | Garage | 0.00049795
Ceiling Fixture | Compact Fluorescent |  | Twist | 2 | 15 | Bedroom | 1323214 | Bedroom | 0.00049795
Chandelier (Hanging) | Incandescent |  | Clear | 1 | 40 | Hall | 1323215 | Hall | 0.00049795
Table | Incandescent |  | Other | 2 | 40 | Other | 1323216 | Other | 0.00049795
Ceiling Fixture | Compact Fluorescent |  | Twist | 2 | 15 | Bathroom | 1323217 | Bathroom | 0.00049795
Wall Mount | Compact Fluorescent |  | Twist | 1 | 15 | Bathroom | 1323217 | Bathroom | 0.00049795
Ceiling Fixture | Compact Fluorescent |  | Twist | 2 | 22 | Dining Room | 132421 | Dining Room | 0.0012318
Recessed Can | Compact Fluorescent |  | Reflector | 1 | 22 | Kitchen | 132422 | Kitchen | 0.0012318
Other | Halogen |  | PAR | 1 | 20 | Kitchen | 132422 | Kitchen | 0.0012318
Ceiling Fixture | Compact Fluorescent |  | Twist | 1 | 22 | Laundry Room | 132423 | Laundry Room | 0.0012318
Ceiling Fixture | Linear Fluorescent | 48 | T-12 | 2 | 40 | Garage | 132424 | Garage | 0.0012318
Garage door opener | Incandescent |  | Standard A Lamp | 1 | 60 | Garage | 132424 | Garage | 0.0012318
Floor lamp | Compact Fluorescent |  | Twist | 1 | 22 | Living Room | 132425 | Living Room | 0.0012318
Table | Compact Fluorescent |  | Twist | 1 | 22 | Living Room | 132425 | Living Room | 0.0012318
Ceiling Fixture | Compact Fluorescent |  | Twist | 1 | 22 | Hall | 132426 | Hall | 0.0012318
Ceiling Fixture | Compact Fluorescent |  | Twist | 1 | 22 | Office | 132427 | Office | 0.0012318
Table | Halogen |  | PAR | 1 | 20 | Office | 132427 | Office | 0.0012318
Ceiling Fixture | Incandescent |  | Standard A Lamp | 2 | 40 | Bedroom | 132428 | Bedroom | 0.0012318
Floor lamp | Incandescent |  | Standard A Lamp | 2 | 40 | Bedroom | 132428 | Bedroom | 0.0012318
Ceiling Fixture | Incandescent |  | Standard A Lamp | 1 | 40 | Master Bedroom | 132429 | Master Bedroom | 0.0012318
Table | Compact Fluorescent |  | Twist | 1 | 22 | Master Bedroom | 132429 | Master Bedroom | 0.0012318
Recessed Can | Compact Fluorescent |  | Twist | 1 | 22 | Bathroom | 1324210 | Bathroom | 0.0012318
Ceiling Fixture | Compact Fluorescent |  | Twist | 1 | 22 | Bathroom | 1324210 | Bathroom | 0.0012318
Ceiling Fixture | Compact Fluorescent |  | Twist | 1 | 22 | Closet | 1324211 | Closet | 0.0012318
Recessed Can | Compact Fluorescent |  | Twist | 1 | 22 | Bathroom | 1324212 | Bathroom | 0.0012318
Ceiling Fixture | Compact Fluorescent |  | Twist | 1 | 22 | Bathroom | 1324212 | Bathroom | 0.0012318
Wall Mount | Incandescent |  | Clear | 3 | 40 | Bathroom | 132461 | Bathroom | 0.00049795
Ceiling Fixture | Incandescent |  | Standard A Lamp | 2 | 40 | Bathroom | 132461 | Bathroom | 0.00049795
Recessed Can | Halogen |  | PAR | 1 | 50 | Bedroom | 132462 | Bedroom | 0.00049795
Recessed Can | Halogen |  | PAR | 1 | 50 | Bedroom | 132463 | Bedroom | 0.00049795
Recessed Can | Halogen |  | PAR | 1 | 50 | Family Room | 132464 | Family Room | 0.00049795
Recessed Can | Incandescent |  | Standard A Lamp | 1 | 40 | Family Room | 132464 | Family Room | 0.00049795
Recessed Can | Incandescent |  | Reflector | 2 | 25 | Family Room | 132464 | Family Room | 0.00049795
Floor lamp | Incandescent |  | Standard A Lamp | 1 | 60 | Family Room | 132464 | Family Room | 0.00049795
Recessed Can | Incandescent |  | Reflector | 1 | 65 | Hall | 132465 | Hall | 0.00049795
Recessed Can | Incandescent |  | Reflector | 1 | 25 | Office | 132466 | Office | 0.00049795
Recessed Can | Halogen |  | PAR | 1 | 50 | Office | 132466 | Office | 0.00049795
Recessed Can | Halogen |  | PAR | 1 | 50 | Office | 132466 | Office | 0.00049795
Ceiling Fixture | Linear Fluorescent | 48 | T-12 | 2 | 40 | Office | 132467 | Office | 0.00049795
Ceiling Fixture | Incandescent |  | Reflector | 2 | 75 | Office | 132467 | Office | 0.00049795
Recessed Can | Incandescent |  | Reflector | 1 | 75 | Other | 132468 | Other | 0.00049795
Recessed Can | Incandescent |  | Reflector | 1 | 60 | Other | 132468 | Other | 0.00049795
Low bay | Linear Fluorescent | 48 | T-12 | 4 | 40 | Other | 132469 | Other | 0.00049795
Wall Mount | Halogen |  | Quartz Tube | 4 | 75 | Bathroom | 1324610 | Bathroom | 0.00049795
Ceiling Fan | Incandescent |  | Standard A Lamp | 1 | 60 | Bathroom | 1324610 | Bathroom | 0.00049795
Recessed Can | Incandescent |  | Reflector | 1 | 65 | Bedroom | 1324611 | Bedroom | 0.00049795
Ceiling Fixture | Incandescent |  | Reflector | 1 | 75 | Other | 1324612 | Other | 0.00049795
Chandelier (Hanging) | Incandescent |  | Clear | 5 | 60 | Dining Room | 1324613 | Dining Room | 0.00049795
Recessed Can | Incandescent |  | Reflector | 1 | 50 | Dining Room | 1324613 | Dining Room | 0.00049795
Other | Halogen |  | MR | 1 | 100 | Dining Room | 1324613 | Dining Room | 0.00049795
Ceiling Fixture | Incandescent |  | Mini base | 3 | 40 | Hall | 1324614 | Hall | 0.00049795
Table | Incandescent |  | Standard A Lamp | 1 | 60 | Hall | 1324614 | Hall | 0.00049795
High bay | Linear Fluorescent | 48 | T-12 | 2 | 40 | Garage | 1324615 | Garage | 0.00049795
Garage door opener | Incandescent |  | Standard A Lamp | 2 | 60 | Garage | 1324615 | Garage | 0.00049795
Recessed Can | Incandescent |  | Reflector | 1 | 65 | Hall | 1324616 | Hall | 0.00049795
Recessed Can | Incandescent |  | Reflector | 1 | 50 | Kitchen | 1324617 | Kitchen | 0.00049795
Other | Halogen |  | MR | 1 | 100 | Kitchen | 1324617 | Kitchen | 0.00049795
Recessed Can | Incandescent |  | Reflector | 1 | 65 | Laundry Room | 1324618 | Laundry Room | 0.00049795
Recessed Can | Compact Fluorescent |  | Twist | 1 | 23 | Laundry Room | 1324618 | Laundry Room | 0.00049795
Recessed Can | Incandescent |  | Reflector | 1 | 65 | Living Room | 1324619 | Living Room | 0.00049795
Wall Mount | Incandescent |  | Mini base | 1 | 60 | Bathroom | 1324620 | Bathroom | 0.00049795
Recessed Can | Incandescent |  | Reflector | 1 | 65 | Bathroom | 1324620 | Bathroom | 0.00049795
Recessed Can | Incandescent |  | Reflector | 1 | 75 | Bathroom | 1324621 | Bathroom | 0.00049795
Wall Mount | Incandescent |  | Mini base | 10 | 40 | Bathroom | 1324621 | Bathroom | 0.00049795
Track | Halogen |  | PAR | 3 | 65 | Office | 1324622 | Office | 0.00049795
Recessed Can | Halogen |  | PAR | 1 | 65 | Office | 1324622 | Office | 0.00049795
Chandelier (Hanging) | Incandescent |  | Standard A Lamp | 8 | 60 | Dining Room | 132481 | Dining Room | 0.000364
Other | Linear Fluorescent | 18 | T-8 | 1 | 11 | Dining Room | 132481 | Dining Room | 0.000364
Ceiling Fixture | Linear Fluorescent | 48 | T-12 | 2 | 40 | Garage | 132482 | Garage | 0.000364
Ceiling Fixture | Compact Fluorescent |  | Twist | 1 | 20 | Garage | 132482 | Garage | 0.000364
Track | Halogen |  | PAR | 3 | 50 | Hall | 132483 | Hall | 0.000364
Ceiling Fixture | Incandescent |  | Standard A Lamp | 1 | 60 | Hall | 132483 | Hall | 0.000364
Ceiling Fixture | Compact Fluorescent |  | Twist | 2 | 14 | Hall | 132484 | Hall | 0.000364
Wall Mount | Incandescent |  | Standard A Lamp | 1 | 60 | Bathroom | 132485 | Bathroom | 0.000364
Wall Mount | Compact Fluorescent |  | Twist | 2 | 14 | Bathroom | 132485 | Bathroom | 0.000364
Recessed - other | Incandescent |  | Heat Lamp | 1 | 250 | Bathroom | 132485 | Bathroom | 0.000364
Ceiling Fixture | Incandescent |  | Standard A Lamp | 1 | 60 | Kitchen | 132486 | Kitchen | 0.000364
Ceiling Fixture | Incandescent |  | Standard A Lamp | 1 | 100 | Kitchen | 132486 | Kitchen | 0.000364
Other | Incandescent |  | Mini base | 1 | 30 | Kitchen | 132486 | Kitchen | 0.000364
Torchiere | Incandescent |  | Standard A Lamp | 1 | 60 | Living Room | 132487 | Living Room | 0.000364
Floor lamp | Incandescent |  | Mini base | 1 | 40 | Living Room | 132487 | Living Room | 0.000364
Wall Mount | Compact Fluorescent |  | Twist | 2 | 20 | Bathroom | 132488 | Bathroom | 0.000364
Wall Mount | Compact Fluorescent |  | Twist | 1 | 18 | Bathroom | 132488 | Bathroom | 0.000364
Ceiling Fixture | Incandescent |  | Heat Lamp | 1 | 250 | Bathroom | 132488 | Bathroom | 0.000364
Ceiling Fixture | Halogen |  | MR | 2 | 50 | Closet | 132489 | Closet | 0.000364
Ceiling Fixture | Halogen |  | MR | 3 | 50 | Master Bedroom | 1324810 | Master Bedroom | 0.000364
Track | Halogen |  | MR | 3 | 50 | Bedroom | 1324811 | Bedroom | 0.000364
Table | Incandescent |  | Standard A Lamp | 1 | 60 | Bedroom | 1324811 | Bedroom | 0.000364
Ceiling Fixture | Incandescent |  | Mini base | 3 | 40 | Bedroom | 1324812 | Bedroom | 0.000364
Wall Mount | Compact Fluorescent |  | Twist | 3 | 15 | Bathroom | 132501 | Bathroom | 0.00049795
Ceiling Fixture | Compact Fluorescent |  | Twist | 2 | 15 | Bedroom | 132502 | Bedroom | 0.00049795
Ceiling Fixture | Incandescent |  | Standard A Lamp | 1 | 60 | Dining Room | 132503 | Dining Room | 0.00049795
Ceiling Fixture | Compact Fluorescent |  | Twist | 1 | 15 | Garage | 132504 | Garage | 0.00049795
Ceiling Fixture | Compact Fluorescent |  | Twist | 1 | 15 | Hall | 132505 | Hall | 0.00049795
Ceiling Fixture | Compact Fluorescent |  | Twist | 1 | 15 | Kitchen | 132506 | Kitchen | 0.00049795
Floor lamp | Compact Fluorescent |  | Twist | 1 | 15 | Living Room | 132507 | Living Room | 0.00049795
Table | Compact Fluorescent |  | Twist | 1 | 15 | Living Room | 132507 | Living Room | 0.00049795
Chandelier (Hanging) | Compact Fluorescent |  | Mini base | 3 | 15 | Master Bedroom | 132508 | Master Bedroom | 0.00049795
Ceiling Fixture | Incandescent |  | Standard A Lamp | 1 | 60 | Closet | 132509 | Closet | 0.00049795
Ceiling Fixture | Compact Fluorescent |  | Twist | 1 | 15 | Office | 1325010 | Office | 0.00049795
Ceiling Fixture | Incandescent |  | Standard A Lamp | 2 | 60 | Hall | 132611 | Hall | 0.0017229
Wall Mount | Incandescent |  | Decorative | 3 | 40 | Bathroom | 132612 | Bathroom | 0.0017229
Ceiling Fixture | Incandescent |  | Standard A Lamp | 1 | 60 | Bathroom | 132612 | Bathroom | 0.0017229
Ceiling Fixture | Compact Fluorescent |  | Twist | 2 | 13 | Bedroom | 132613 | Bedroom | 0.0017229
Table | Compact Fluorescent |  | Twist | 1 | 13 | Bedroom | 132613 | Bedroom | 0.0017229
Ceiling Fixture | Incandescent |  | Standard A Lamp | 1 | 60 | Bedroom | 132614 | Bedroom | 0.0017229
Ceiling Fan | Incandescent |  | Decorative | 4 | 40 | Dining Room | 132615 | Dining Room | 0.0017229
Ceiling Fixture | Compact Fluorescent |  | Twist | 1 | 13 | Hall | 132616 | Hall | 0.0017229
Ceiling Fixture | Compact Fluorescent |  | Twist | 1 | 13 | Hall | 132616 | Hall | 0.0017229
Recessed Can | Incandescent |  | Reflector | 1 | 65 | Other | 132617 | Other | 0.0017229
Recessed Can | Compact Fluorescent |  | Reflector | 1 | 15 | Family Room | 132618 | Family Room | 0.0017229
Low bay | Linear Fluorescent | 48 | T-12 | 2 | 40 | Garage | 132619 | Garage | 0.0017229
Recessed Can | Compact Fluorescent |  | Reflector | 1 | 28 | Kitchen | 1326110 | Kitchen | 0.0017229
Ceiling Fixture | Compact Fluorescent |  | Twist | 1 | 13 | Laundry Room | 1326111 | Laundry Room | 0.0017229
Floor lamp | Compact Fluorescent |  | Twist | 1 | 13 | Living Room | 1326112 | Living Room | 0.0017229
Ceiling Fixture | Compact Fluorescent |  | Twist | 2 | 15 | Living Room | 1326112 | Living Room | 0.0017229
Ceiling Fixture | Compact Fluorescent |  | Twist | 1 | 15 | Bathroom | 1326113 | Bathroom | 0.0017229
Recessed Can | Compact Fluorescent |  | Reflector | 1 | 15 | Bathroom | 1326113 | Bathroom | 0.0017229
Ceiling Fan | Compact Fluorescent |  | Mini base | 4 | 36 | Master Bedroom | 1326114 | Master Bedroom | 0.0017229
Ceiling Fixture | Compact Fluorescent |  | Twist | 1 | 13 | Master Bedroom | 1326114 | Master Bedroom | 0.0017229
Table | Incandescent |  | Globe | 1 | 75 | Master Bedroom | 1326114 | Master Bedroom | 0.0017229
Wall Mount | Compact Fluorescent |  | Twist | 3 | 13 | Hall | 1326115 | Hall | 0.0017229
Ceiling Fixture | Compact Fluorescent |  | Twist | 2 | 15 | Other | 1326116 | Other | 0.0017229
Ceiling Fan | Incandescent |  | Heat Lamp | 1 | 250 | Bathroom | 132651 | Bathroom | 0.00049795
Wall Mount | Compact Fluorescent |  | Twist | 2 | 15 | Bathroom | 132651 | Bathroom | 0.00049795
Ceiling Fan | Compact Fluorescent |  | Twist | 4 | 15 | Dining Room | 132652 | Dining Room | 0.00049795
Ceiling Fixture | Linear Fluorescent | 96 | T-12 | 2 | 100 | Other | 132653 | Other | 0.00049795
Ceiling Fixture | Incandescent |  | Standard A Lamp | 2 | 60 | Family Room | 132654 | Family Room | 0.00049795
Floor lamp | Incandescent |  | Mini base | 5 | 40 | Family Room | 132654 | Family Room | 0.00049795
Ceiling Fixture | Linear Fluorescent | 96 | T-12 | 2 | 100 | Garage | 132655 | Garage | 0.00049795
Garage door opener | Incandescent |  | Standard A Lamp | 2 | 60 | Garage | 132655 | Garage | 0.00049795
Ceiling Fixture | Compact Fluorescent |  | Twist | 2 | 15 | Bedroom | 132656 | Bedroom | 0.00049795
Ceiling Fixture | Incandescent |  | Standard A Lamp | 1 | 60 | Hall | 132657 | Hall | 0.00049795
Track | Halogen |  | MR | 5 | 50 | Kitchen | 132658 | Kitchen | 0.00049795
Ceiling Fixture | Compact Fluorescent |  | Twist | 1 | 26 | Kitchen | 132658 | Kitchen | 0.00049795
Other | Halogen |  | MR | 1 | 50 | Kitchen | 132658 | Kitchen | 0.00049795
Floor lamp | Incandescent |  | Mini base | 5 | 40 | Living Room | 132659 | Living Room | 0.00049795
Table | Incandescent |  | 3-Way Incandescent | 1 | 100 | Living Room | 132659 | Living Room | 0.00049795
Table | Incandescent |  | 3-Way Incandescent | 1 | 75 | Living Room | 132659 | Living Room | 0.00049795
Ceiling Fan | Incandescent |  | Reflector | 1 | 250 | Bathroom | 1326510 | Bathroom | 0.00049795
Ceiling Fan | Incandescent |  | Heat Lamp | 1 | 250 | Bathroom | 1326510 | Bathroom | 0.00049795
Wall Mount | Incandescent |  | Globe | 6 | 40 | Bathroom | 1326510 | Bathroom | 0.00049795
Ceiling Fixture | Compact Fluorescent |  | Twist | 1 | 15 | Master Bedroom | 1326511 | Master Bedroom | 0.00049795
Table | Incandescent |  | Standard A Lamp | 1 | 25 | Master Bedroom | 1326511 | Master Bedroom | 0.00049795
Ceiling Fixture | Compact Fluorescent |  | Twist | 2 | 15 | Other | 1326512 | Other | 0.00049795
Floor lamp | Compact Fluorescent |  | Twist | 1 | 18 | Other | 1326512 | Other | 0.00049795
Track | Incandescent |  | Reflector | 3 | 50 | Living Room | 132731 | Living Room | 0.0012318
Wall Mount | Incandescent |  | Standard A Lamp | 1 | 40 | Living Room | 132731 | Living Room | 0.0012318
Wall Mount | Compact Fluorescent |  | Twist | 1 | 22 | Living Room | 132731 | Living Room | 0.0012318
Wall Mount | Incandescent |  | Decorative | 3 | 40 | Living Room | 132731 | Living Room | 0.0012318
Recessed Can | Incandescent |  | Standard A Lamp | 1 | 60 | Kitchen | 132732 | Kitchen | 0.0012318
Ceiling Fixture | Linear Fluorescent | 48 | T-12 | 1 | 40 | Laundry Room | 132733 | Laundry Room | 0.0012318
Wall Mount | Incandescent |  | Standard A Lamp | 1 | 40 | Hall | 132734 | Hall | 0.0012318
Wall Mount | Incandescent |  | Globe | 4 | 40 | Bathroom | 132735 | Bathroom | 0.0012318
Wall Mount | Halogen |  | MR | 1 | 50 | Bedroom | 132736 | Bedroom | 0.0012318
Wall Mount | Compact Fluorescent |  | Twist | 1 | 22 | Bedroom | 132736 | Bedroom | 0.0012318
Table | Incandescent |  | Standard A Lamp | 1 | 75 | Bedroom | 132736 | Bedroom | 0.0012318
Ceiling Fixture | Incandescent |  | Standard A Lamp | 1 | 60 | Office | 132737 | Office | 0.0012318
Table | Incandescent |  | Standard A Lamp | 1 | 60 | Office | 132737 | Office | 0.0012318
Ceiling Fixture | Incandescent |  | Standard A Lamp | 2 | 60 | Garage | 132738 | Garage | 0.0012318
Ceiling Fixture | Compact Fluorescent |  | Twist | 2 | 13 | Bedroom | 132751 | Bedroom | 0.00049795
Ceiling Fixture | Compact Fluorescent |  | Twist | 2 | 23 | Bedroom | 132752 | Bedroom | 0.00049795
Wall Mount | Incandescent |  | Globe | 4 | 40 | Bathroom | 132753 | Bathroom | 0.00049795
Ceiling Fan | Compact Fluorescent |  | Twist | 1 | 13 | Bathroom | 132753 | Bathroom | 0.00049795
Ceiling Fixture | Incandescent |  | Standard A Lamp | 2 | 60 | Bedroom | 132754 | Bedroom | 0.00049795
Ceiling Fixture | Compact Fluorescent |  | Twist | 2 | 13 | Hall | 132755 | Hall | 0.00049795
Ceiling Fixture | Compact Fluorescent |  | Pin base | 1 | 36 | Kitchen | 132756 | Kitchen | 0.00049795
Other | Compact Fluorescent |  | Twist | 1 | 13 | Kitchen | 132756 | Kitchen | 0.00049795
High bay | Linear Fluorescent | 48 | T-12 | 2 | 40 | Laundry Room | 132757 | Laundry Room | 0.00049795
Ceiling Fan | Incandescent |  | Standard A Lamp | 1 | 60 | Living Room | 132758 | Living Room | 0.00049795
Chandelier (Hanging) | Incandescent |  | Standard A Lamp | 6 | 40 | Living Room | 132758 | Living Room | 0.00049795
Floor lamp | Halogen |  | Quartz Tube | 1 | 100 | Living Room | 132758 | Living Room | 0.00049795
Ceiling Fixture | Incandescent |  | Standard A Lamp | 2 | 60 | Master Bedroom | 132759 | Master Bedroom | 0.00049795
High bay | Linear Fluorescent | 48 | T-12 | 2 | 40 | Office | 1327510 | Office | 0.00049795
Ceiling Fixture | Halogen |  | MR | 3 | 50 | Other | 1327511 | Other | 0.00049795
Ceiling Fan | Compact Fluorescent |  | Twist | 1 | 15 | Bathroom | 132921 | Bathroom | 0.00049795
Wall Mount | Incandescent |  | Globe | 4 | 40 | Bathroom | 132921 | Bathroom | 0.00049795
Wall Mount | Incandescent |  | Decorative | 6 | 40 | Bathroom | 132921 | Bathroom | 0.00049795
Ceiling Fixture | Incandescent |  | Standard A Lamp | 2 | 60 | Bathroom | 132922 | Bathroom | 0.00049795
Table | Incandescent |  | Standard A Lamp | 1 | 60 | Bathroom | 132922 | Bathroom | 0.00049795
Ceiling Fixture | Incandescent |  | Standard A Lamp | 2 | 60 | Master Bedroom | 132923 | Master Bedroom | 0.00049795
High bay | Linear Fluorescent | 48 | T-12 | 2 | 40 | Kitchen | 132924 | Kitchen | 0.00049795
Recessed Can | Compact Fluorescent |  | Twist | 1 | 13 | Kitchen | 132924 | Kitchen | 0.00049795
Other | Incandescent |  | Reflector | 2 | 60 | Kitchen | 132924 | Kitchen | 0.00049795
Floor lamp | Incandescent |  | 3-Way Incandescent | 1 | 150 | Living Room | 132925 | Living Room | 0.00049795
Table | Incandescent |  | 3-Way Incandescent | 1 | 60 | Living Room | 132925 | Living Room | 0.00049795
Ceiling Fixture | Incandescent |  | Other | 1 | 60 | Living Room | 132925 | Living Room | 0.00049795
Ceiling Fixture | Incandescent |  | Standard A Lamp | 2 | 60 | Living Room | 132925 | Living Room | 0.00049795
Floor lamp | Incandescent |  | 3-Way Incandescent | 2 | 150 | Living Room | 132925 | Living Room | 0.00049795
Recessed - other | Incandescent |  | Decorative | 2 | 40 | Living Room | 132925 | Living Room | 0.00049795
Ceiling Fan | Incandescent |  | Decorative | 4 | 25 | Master Bedroom | 132926 | Master Bedroom | 0.00049795
Recessed - other | Compact Fluorescent |  | Twist | 3 | 15 | Master Bedroom | 132926 | Master Bedroom | 0.00049795
Wall Mount | Incandescent |  | Globe | 6 | 40 | Bathroom | 132931 | Bathroom | 0.00029524
Ceiling Fixture | Incandescent |  | Standard A Lamp | 1 | 75 | Bedroom | 132932 | Bedroom | 0.00029524
Table | Incandescent |  | 3-Way Incandescent | 1 | 75 | Bedroom | 132932 | Bedroom | 0.00029524
Ceiling Fixture | Incandescent |  | Standard A Lamp | 1 | 75 | Bedroom | 132933 | Bedroom | 0.00029524
Recessed Can | Incandescent |  | Standard A Lamp | 1 | 75 | Closet | 132934 | Closet | 0.00029524
Ceiling Fixture | Linear Fluorescent | 96 | T-12 | 2 | 80 | Garage | 132935 | Garage | 0.00029524
Ceiling Fixture | Linear Fluorescent | 48 | T-12 | 2 | 32 | Garage | 132935 | Garage | 0.00029524
Ceiling Fixture | Compact Fluorescent |  | Twist | 2 | 14 | Hall | 132936 | Hall | 0.00029524
Chandelier (Hanging) | Incandescent |  | Decorative | 5 | 25 | Kitchen | 132937 | Kitchen | 0.00029524
Ceiling Fixture | Compact Fluorescent |  | Twist | 2 | 14 | Kitchen | 132937 | Kitchen | 0.00029524
Recessed - other | Incandescent |  | Standard A Lamp | 1 | 75 | Kitchen | 132937 | Kitchen | 0.00029524
Ceiling Fixture | Incandescent |  | Standard A Lamp | 1 | 60 | Laundry Room | 132938 | Laundry Room | 0.00029524
Wall Mount | Halogen |  | Quartz Tube | 2 | 40 | Master Bedroom | 132939 | Master Bedroom | 0.00029524
Floor lamp | Compact Fluorescent |  | A shape bulb | 1 | 11 | Living Room | 1329310 | Living Room | 0.00029524
Chandelier (Hanging) | Incandescent |  | Standard A Lamp | 5 | 25 | Living Room | 1329310 | Living Room | 0.00029524
Ceiling Fixture | Compact Fluorescent |  | Twist | 1 | 15 | Bathroom | 133031 | Bathroom | 0.00049795
Wall Mount | Compact Fluorescent |  | Twist | 3 | 15 | Bathroom | 133031 | Bathroom | 0.00049795
Table | Incandescent |  | Decorative | 1 | 25 | Bedroom | 133032 | Bedroom | 0.00049795
Table | Compact Fluorescent |  | Twist | 1 | 15 | Bedroom | 133033 | Bedroom | 0.00049795
Table | Compact Fluorescent |  | Twist | 1 | 15 | Bedroom | 133034 | Bedroom | 0.00049795
Ceiling Fixture | Compact Fluorescent |  | Twist | 1 | 15 | Hall | 133035 | Hall | 0.00049795
Ceiling Fan | Compact Fluorescent |  | Twist | 2 | 15 | Kitchen | 133036 | Kitchen | 0.00049795
Ceiling Fan | Compact Fluorescent |  | Twist | 2 | 15 | Living Room | 133037 | Living Room | 0.00049795
Wall Mount | Incandescent |  | Globe | 5 | 40 | Bathroom | 133101 | Bathroom | 0.00049795
Wall Mount | Other |  | LED Interior | 1 | 1 | Bathroom | 133101 | Bathroom | 0.00049795
Ceiling Fixture | Compact Fluorescent |  | Twist | 1 | 20 | Garage | 133102 | Garage | 0.00049795
Ceiling Fixture | Incandescent |  | Mini base | 1 | 60 | Hall | 133103 | Hall | 0.00049795
Ceiling Fixture | Incandescent |  | Standard A Lamp | 1 | 60 | Bedroom | 133104 | Bedroom | 0.00049795
Ceiling Fixture | Incandescent |  | Standard A Lamp | 2 | 60 | Kitchen | 133105 | Kitchen | 0.00049795
Wall Mount | Incandescent |  | Standard A Lamp | 1 | 60 | Kitchen | 133105 | Kitchen | 0.00049795
Ceiling Fixture | Incandescent |  | Standard A Lamp | 1 | 60 | Laundry Room | 133106 | Laundry Room | 0.00049795
Ceiling Fixture | Incandescent |  | Standard A Lamp | 1 | 60 | Living Room | 133107 | Living Room | 0.00049795
Table | Incandescent |  | Decorative | 2 | 40 | Living Room | 133107 | Living Room | 0.00049795
Ceiling Fixture | Incandescent |  | Standard A Lamp | 1 | 60 | Master Bedroom | 133108 | Master Bedroom | 0.00049795
Torchiere | Incandescent |  | Standard A Lamp | 1 | 60 | Master Bedroom | 133108 | Master Bedroom | 0.00049795
Table | Incandescent |  | Standard A Lamp | 1 | 60 | Master Bedroom | 133108 | Master Bedroom | 0.00049795
Table | Incandescent |  | Decorative | 1 | 60 | Master Bedroom | 133108 | Master Bedroom | 0.00049795
Wall Mount | Compact Fluorescent |  | Globe | 4 | 11 | Bathroom | 133151 | Bathroom | 0.0012318
Wall Mount | Compact Fluorescent |  | Straight Tube | 1 | 11 | Bedroom | 133152 | Bedroom | 0.0012318
Ceiling Fixture | Compact Fluorescent |  | Straight Tube | 1 | 11 | Bedroom | 133153 | Bedroom | 0.0012318
Wall Mount | Compact Fluorescent |  | Straight Tube | 1 | 11 | Bedroom | 133153 | Bedroom | 0.0012318
Table | Incandescent |  | Clear | 1 | 25 | Bedroom | 133153 | Bedroom | 0.0012318
Ceiling Fixture | Compact Fluorescent |  | Straight Tube | 1 | 11 | Closet | 133154 | Closet | 0.0012318
Ceiling Fixture | Compact Fluorescent |  | Twist | 1 | 13 | Closet | 133155 | Closet | 0.0012318
Wall Mount | Compact Fluorescent |  | Straight Tube | 1 | 11 | Hall | 133156 | Hall | 0.0012318
Recessed Can | Incandescent |  | Reflector | 1 | 65 | Kitchen | 133157 | Kitchen | 0.0012318
Ceiling Fixture | Compact Fluorescent |  | A shape bulb | 1 | 11 | Kitchen | 133157 | Kitchen | 0.0012318
Ceiling Fixture | Compact Fluorescent |  | Straight Tube | 1 | 11 | Laundry Room | 133158 | Laundry Room | 0.0012318
Floor lamp | Compact Fluorescent |  | Straight Tube | 1 | 11 | Living Room | 133159 | Living Room | 0.0012318
Other | Halogen |  | MR | 1 | 20 | Living Room | 133159 | Living Room | 0.0012318
Table | Other |  |  | 1 | 40 | Living Room | 133159 | Living Room | 0.0012318
Ceiling Fixture | Compact Fluorescent |  | Twist | 2 | 22 | Living Room | 133191 | Living Room | 0.00028601
Table | Compact Fluorescent |  | Twist | 1 | 15 | Living Room | 133191 | Living Room | 0.00028601
Ceiling Fixture | Compact Fluorescent |  | Twist | 2 | 15 | Office | 133192 | Office | 0.00028601
Table | Incandescent |  | Standard A Lamp | 1 | 60 | Office | 133192 | Office | 0.00028601
Table | Compact Fluorescent |  | Twist | 1 | 15 | Office | 133192 | Office | 0.00028601
Table | Linear Fluorescent | 12 | T-8 | 2 | 40 | Office | 133192 | Office | 0.00028601
Ceiling Fixture | Incandescent |  | Standard A Lamp | 1 | 60 | Bathroom | 133193 | Bathroom | 0.00028601
Chandelier (Hanging) | Incandescent |  | Standard A Lamp | 5 | 60 | Dining Room | 133194 | Dining Room | 0.00028601
Ceiling Fixture | Incandescent |  | Standard A Lamp | 2 | 60 | Hall | 133195 | Hall | 0.00028601
Garage door opener | Incandescent |  | Standard A Lamp | 2 | 60 | Garage | 133196 | Garage | 0.00028601
Ceiling Fixture | Incandescent |  | Heat Lamp | 1 | 1 | Garage | 133196 | Garage | 0.00028601
Ceiling Fixture | Compact Fluorescent |  | Reflector | 1 | 28 | Garage | 133196 | Garage | 0.00028601
Chandelier (Hanging) | Incandescent |  | Standard A Lamp | 2 | 40 | Bathroom | 133197 | Bathroom | 0.00028601
Ceiling Fixture | Incandescent |  | Standard A Lamp | 1 | 60 | Bathroom | 133197 | Bathroom | 0.00028601
Ceiling Fixture | Incandescent |  | Standard A Lamp | 2 | 60 | Bedroom | 133198 | Bedroom | 0.00028601
Table | Incandescent |  | 3-Way Incandescent | 1 | 135 | Bedroom | 133198 | Bedroom | 0.00028601
Ceiling Fixture | Incandescent |  | Standard A Lamp | 1 | 100 | Closet | 133199 | Closet | 0.00028601
Ceiling Fixture | Compact Fluorescent |  | Twist | 1 | 15 | Hall | 1331910 | Hall | 0.00028601
Ceiling Fixture | Incandescent |  | Standard A Lamp | 1 | 60 | Hall | 1331910 | Hall | 0.00028601
Recessed Can | Incandescent |  | Reflector | 1 | 65 | Kitchen | 1331911 | Kitchen | 0.00028601
Ceiling Fixture | Compact Fluorescent |  | Twist | 1 | 27 | Laundry Room | 1331912 | Laundry Room | 0.00028601
Chandelier (Hanging) | Incandescent |  | Mini base | 5 | 25 | Living Room | 1331913 | Living Room | 0.00028601
Floor lamp | Incandescent |  | 3-Way Incandescent | 1 | 100 | Living Room | 1331913 | Living Room | 0.00028601
Ceiling Fixture | Incandescent |  | Standard A Lamp | 1 | 60 | Bathroom | 1331914 | Bathroom | 0.00028601
Chandelier (Hanging) | Incandescent |  | Standard A Lamp | 2 | 60 | Bathroom | 1331914 | Bathroom | 0.00028601
Ceiling Fixture | Incandescent |  | Standard A Lamp | 1 | 60 | Bedroom | 1331915 | Bedroom | 0.00028601
Ceiling Fixture | Compact Fluorescent |  | Twist | 1 | 15 | Bedroom | 1331915 | Bedroom | 0.00028601
Table | Incandescent |  | Standard A Lamp | 1 | 25 | Bedroom | 1331915 | Bedroom | 0.00028601
Wall Mount | Incandescent |  | Globe | 4 | 40 | Bedroom | 133231 | Bedroom | 0.00037892
Ceiling Fan | Incandescent |  | Heat Lamp | 1 | 250 | Bedroom | 133231 | Bedroom | 0.00037892
Ceiling Fixture | Compact Fluorescent |  | Twist | 1 | 15 | Other | 133232 | Other | 0.00037892
Recessed Can | Compact Fluorescent |  | Reflector | 1 | 15 | Hall | 133233 | Hall | 0.00037892
Ceiling Fixture | Compact Fluorescent |  | Twist | 1 | 15 | Laundry Room | 133234 | Laundry Room | 0.00037892
Ceiling Fixture | Compact Fluorescent |  | Twist | 1 | 15 | Other | 133235 | Other | 0.00037892
Ceiling Fixture | Compact Fluorescent |  | Twist | 1 | 15 | Bedroom | 133236 | Bedroom | 0.00037892
Table | Compact Fluorescent |  | Twist | 1 | 15 | Bedroom | 133236 | Bedroom | 0.00037892
Wall Mount | Compact Fluorescent |  | Twist | 1 | 15 | Other | 133237 | Other | 0.00037892
Wall Mount | Compact Fluorescent |  | Twist | 1 | 15 | Bathroom | 133238 | Bathroom | 0.00037892
Wall Mount | Compact Fluorescent |  | Twist | 1 | 15 | Bathroom | 133239 | Bathroom | 0.00037892
Ceiling Fixture | Compact Fluorescent |  | Twist | 1 | 15 | Bedroom | 1332310 | Bedroom | 0.00037892
Table | Incandescent |  | Standard A Lamp | 1 | 60 | Bedroom | 1332310 | Bedroom | 0.00037892
Table | Compact Fluorescent |  | Twist | 1 | 15 | Bedroom | 1332310 | Bedroom | 0.00037892
Ceiling Fixture | Compact Fluorescent |  | Twist | 1 | 15 | Closet | 1332311 | Closet | 0.00037892
Ceiling Fixture | Linear Fluorescent | 48 | T-12 | 2 | 40 | Closet | 1332312 | Closet | 0.00037892
Ceiling Fixture | Incandescent |  | Standard A Lamp | 1 | 60 | Family Room | 1332313 | Family Room | 0.00037892
Table | Compact Fluorescent |  | Twist | 1 | 15 | Family Room | 1332313 | Family Room | 0.00037892
Chandelier (Hanging) | Incandescent |  | Decorative | 5 | 60 | Dining Room | 1332314 | Dining Room | 0.00037892
Garage door opener | Incandescent |  | Standard A Lamp | 1 | 60 | Garage | 1332315 | Garage | 0.00037892
Wall Mount | Incandescent |  | Standard A Lamp | 1 | 60 | Garage | 1332315 | Garage | 0.00037892
Recessed Can | Compact Fluorescent |  | Reflector | 1 | 15 | Hall | 1332316 | Hall | 0.00037892
Ceiling Fixture | Compact Fluorescent |  | Twist | 1 | 15 | Hall | 1332316 | Hall | 0.00037892
Other | Other |  | LED Interior | 4 | 3 | Hall | 1332316 | Hall | 0.00037892
Wall Mount | Incandescent |  | Standard A Lamp | 1 | 60 | Living Room | 1332317 | Living Room | 0.00037892
Torchiere | Compact Fluorescent |  | Circline (Screw Base) | 1 | 22 | Living Room | 1332317 | Living Room | 0.00037892
Table | Compact Fluorescent |  | A shape bulb | 1 | 15 | Living Room | 1332317 | Living Room | 0.00037892
Ceiling Fixture | Compact Fluorescent |  | Twist | 1 | 15 | Office | 1332318 | Office | 0.00037892
Floor lamp | Compact Fluorescent |  | Twist | 3 | 15 | Office | 1332318 | Office | 0.00037892
Ceiling Fixture | Compact Fluorescent |  | Twist | 1 | 15 | Closet | 1332319 | Closet | 0.00037892
Table | Incandescent |  | Standard A Lamp | 1 | 40 | Master Bedroom | 1332320 | Master Bedroom | 0.00037892
Recessed Can | Incandescent |  | Reflector | 1 | 65 | Master Bedroom | 1332320 | Master Bedroom | 0.00037892
Ceiling Fixture | Incandescent |  | Standard A Lamp | 1 | 60 | Closet | 1332321 | Closet | 0.00037892
Wall Mount | Compact Fluorescent |  | Twist | 1 | 15 | Hall | 1332322 | Hall | 0.00037892
Wall Mount | Incandescent |  | Globe | 3 | 40 | Bathroom | 133271 | Bathroom | 0.000364
Wall Mount | Incandescent |  | Globe | 3 | 40 | Bathroom | 133272 | Bathroom | 0.000364
Table | Compact Fluorescent |  | Twist | 1 | 9 | Bedroom | 133273 | Bedroom | 0.000364
Ceiling Fan | Compact Fluorescent |  | Twist | 2 | 13 | Bedroom | 133274 | Bedroom | 0.000364
Ceiling Fan | Incandescent |  | Globe | 3 | 40 | Dining Room | 133275 | Dining Room | 0.000364
Floor lamp | Compact Fluorescent |  | Twist | 1 | 9 | Dining Room | 133275 | Dining Room | 0.000364
Architectural | Linear Fluorescent | 48 | T-12 | 2 | 34 | Garage | 133276 | Garage | 0.000364
Garage door opener | Other |  |  | 2 | 50 | Garage | 133276 | Garage | 0.000364
Architectural | Linear Fluorescent | 48 | T-12 | 4 | 34 | Garage | 133276 | Garage | 0.000364
Ceiling Fixture | Compact Fluorescent |  | Twist | 2 | 13 | Hall | 133277 | Hall | 0.000364
Ceiling Fixture | Compact Fluorescent |  | Twist | 2 | 13 | Kitchen | 133278 | Kitchen | 0.000364
Ceiling Fixture | Compact Fluorescent |  | Twist | 1 | 13 | Laundry Room | 133279 | Laundry Room | 0.000364
Table | Compact Fluorescent |  | Twist | 1 | 13 | Living Room | 1332710 | Living Room | 0.000364
Ceiling Fan | Compact Fluorescent |  | Twist | 2 | 13 | Master Bedroom | 1332711 | Master Bedroom | 0.000364
Table | Compact Fluorescent |  | Twist | 1 | 13 | Master Bedroom | 1332711 | Master Bedroom | 0.000364
Wall Mount | Incandescent |  | Globe | 6 | 40 | Bathroom | 133281 | Bathroom | 0.00049795
Wall Mount | Incandescent |  | Standard A Lamp | 2 | 60 | Bathroom | 133282 | Bathroom | 0.00049795
Ceiling Fixture | Incandescent |  | Standard A Lamp | 1 | 60 | Bathroom | 133282 | Bathroom | 0.00049795
Ceiling Fixture | Incandescent |  | Standard A Lamp | 1 | 60 | Bedroom | 133283 | Bedroom | 0.00049795
Ceiling Fixture | Incandescent |  | Standard A Lamp | 1 | 60 | Bedroom | 133284 | Bedroom | 0.00049795
Ceiling Fixture | Incandescent |  | Standard A Lamp | 1 | 60 | Bedroom | 133285 | Bedroom | 0.00049795
Table | Compact Fluorescent |  | Twist | 1 | 15 | Bedroom | 133285 | Bedroom | 0.00049795
Chandelier (Hanging) | Incandescent |  | Standard A Lamp | 2 | 60 | Dining Room | 133286 | Dining Room | 0.00049795
Recessed Can | Halogen |  | Other | 1 | 20 | Dining Room | 133286 | Dining Room | 0.00049795
Recessed Can | Incandescent |  | Reflector | 1 | 40 | Dining Room | 133286 | Dining Room | 0.00049795
Ceiling Fixture | Compact Fluorescent |  | Other | 1 | 36 | Family Room | 133287 | Family Room | 0.00049795
Floor lamp | Compact Fluorescent |  | Twist | 1 | 15 | Family Room | 133287 | Family Room | 0.00049795
Track | Halogen |  | MR | 4 | 20 | Family Room | 133287 | Family Room | 0.00049795
Table | Incandescent |  | Standard A Lamp | 1 | 40 | Family Room | 133287 | Family Room | 0.00049795
Other | Halogen |  | MR | 1 | 30 | Family Room | 133287 | Family Room | 0.00049795
Ceiling Fixture | Compact Fluorescent |  | Twist | 1 | 15 | Hall | 133288 | Hall | 0.00049795
Ceiling Fixture | Linear Fluorescent |  | Fluorescent Other | 1 | 32 | Hall | 133289 | Hall | 0.00049795
Ceiling Fixture | Linear Fluorescent | 24 | T-12 | 2 | 20 | Hall | 133289 | Hall | 0.00049795
Chandelier (Hanging) | Incandescent |  | Globe | 3 | 40 | Kitchen | 1332810 | Kitchen | 0.00049795
Ceiling Fixture | Linear Fluorescent | 48 | T-12 | 2 | 40 | Kitchen | 1332810 | Kitchen | 0.00049795
Ceiling Fixture | Linear Fluorescent | 44 | T-12 | 1 | 40 | Kitchen | 1332810 | Kitchen | 0.00049795
Wall Mount | Incandescent |  | Standard A Lamp | 1 | 40 | Living Room | 1332811 | Living Room | 0.00049795
Floor lamp | Compact Fluorescent |  | Twist | 1 | 15 | Living Room | 1332811 | Living Room | 0.00049795
Ceiling Fixture | Incandescent |  | Mini base | 3 | 60 | Bedroom | 1332812 | Bedroom | 0.00049795
Table | Compact Fluorescent |  | Twist | 1 | 15 | Bedroom | 1332812 | Bedroom | 0.00049795
Recessed Can | Incandescent |  | Reflector | 1 | 60 | Bedroom | 1332812 | Bedroom | 0.00049795
Ceiling Fixture | Compact Fluorescent |  | Other | 1 | 28 | Other | 1332813 | Other | 0.00049795
Ceiling Fixture | Linear Fluorescent | 92 | T-12 | 2 | 60 | Garage | 1332814 | Garage | 0.00049795
Ceiling Fixture | Linear Fluorescent | 48 | T-12 | 2 | 40 | Garage | 1332814 | Garage | 0.00049795
Garage door opener | Incandescent |  | Standard A Lamp | 1 | 40 | Garage | 1332814 | Garage | 0.00049795
Wall Mount | Incandescent |  | Globe | 4 | 40 | Bathroom | 133361 | Bathroom | 0.0017229
Ceiling Fixture | Incandescent |  | Standard A Lamp | 1 | 60 | Bedroom | 133362 | Bedroom | 0.0017229
Ceiling Fixture | Incandescent |  | Standard A Lamp | 1 | 40 | Bedroom | 133363 | Bedroom | 0.0017229
Chandelier (Hanging) | Incandescent |  | Standard A Lamp | 5 | 40 | Dining Room | 133364 | Dining Room | 0.0017229
Torchiere | Halogen |  | Quartz Tube | 1 | 100 | Dining Room | 133364 | Dining Room | 0.0017229
Table | Compact Fluorescent |  | Twist | 1 | 15 | Family Room | 133365 | Family Room | 0.0017229
Recessed Can | Incandescent |  | Reflector | 1 | 75 | Family Room | 133365 | Family Room | 0.0017229
Ceiling Fixture | Incandescent |  | Standard A Lamp | 1 | 60 | Garage | 133366 | Garage | 0.0017229
Chandelier (Hanging) | Incandescent |  | Decorative | 7 | 40 | Hall | 133367 | Hall | 0.0017229
Recessed Can | Incandescent |  | Reflector | 1 | 75 | Kitchen | 133368 | Kitchen | 0.0017229
Wall Mount | Incandescent |  | Globe | 4 | 40 | Laundry Room | 133369 | Laundry Room | 0.0017229
Ceiling Fixture | Incandescent |  | Standard A Lamp | 1 | 60 | Laundry Room | 133369 | Laundry Room | 0.0017229
Ceiling Fixture | Compact Fluorescent |  | Twist | 1 | 13 | Living Room | 1333610 | Living Room | 0.0017229
Table | Incandescent |  | Standard A Lamp | 1 | 60 | Living Room | 1333610 | Living Room | 0.0017229
Wall Mount | Halogen |  | Quartz Tube | 3 | 50 | Bathroom | 1333611 | Bathroom | 0.0017229
Ceiling Fixture | Incandescent |  | Standard A Lamp | 3 | 60 | Master Bedroom | 1333612 | Master Bedroom | 0.0017229
Ceiling Fixture | Incandescent |  | Standard A Lamp | 1 | 60 | Closet | 1333613 | Closet | 0.0017229
Ceiling Fixture | Incandescent |  | Standard A Lamp | 1 | 60 | Hall | 1333614 | Hall | 0.0017229
Wall Mount | Compact Fluorescent |  | Twist | 1 | 15 | Family Room | 133471 | Family Room | 0.00049795
Ceiling Fixture | Halogen |  | MR | 1 | 50 | Family Room | 133471 | Family Room | 0.00049795
Floor lamp | Compact Fluorescent |  | A shape bulb | 3 | 22 | Family Room | 133471 | Family Room | 0.00049795
Table | Incandescent |  | Standard A Lamp | 1 | 60 | Family Room | 133471 | Family Room | 0.00049795
Ceiling Fixture | Incandescent |  | Standard A Lamp | 2 | 60 | Bedroom | 133472 | Bedroom | 0.00049795
Ceiling Fixture | Incandescent |  | Standard A Lamp | 2 | 60 | Bedroom | 133473 | Bedroom | 0.00049795
Table | Incandescent |  | Standard A Lamp | 1 | 60 | Bedroom | 133473 | Bedroom | 0.00049795
Table | Incandescent |  | 3-Way Incandescent | 1 | 100 | Bedroom | 133473 | Bedroom | 0.00049795
Ceiling Fixture | Incandescent |  | Standard A Lamp | 2 | 60 | Bathroom | 133474 | Bathroom | 0.00049795
Garage door opener | Linear Fluorescent |  | T-4 | 2 | 60 | Garage | 133475 | Garage | 0.00049795
Ceiling Fixture | Incandescent |  | Standard A Lamp | 2 | 40 | Laundry Room | 133476 | Laundry Room | 0.00049795
Wall Mount | Incandescent |  | Standard A Lamp | 2 | 60 | Bathroom | 133477 | Bathroom | 0.00049795
Ceiling Fixture | Incandescent |  | Standard A Lamp | 1 | 60 | Bathroom | 133477 | Bathroom | 0.00049795
Ceiling Fixture | Incandescent |  | Standard A Lamp | 3 | 60 | Office | 133478 | Office | 0.00049795
Table | Incandescent |  | Clear | 1 | 100 | Office | 133478 | Office | 0.00049795
Table | Incandescent |  | Clear | 1 | 60 | Office | 133478 | Office | 0.00049795
Other | Halogen |  | PAR | 2 | 50 | Kitchen | 133479 | Kitchen | 0.00049795
Other | Halogen |  | PAR | 3 | 50 | Kitchen | 133479 | Kitchen | 0.00049795
Ceiling Fixture | Halogen |  | MR | 4 | 50 | Kitchen | 133479 | Kitchen | 0.00049795
Recessed Can | Incandescent |  | Reflector | 1 | 65 | Kitchen | 133479 | Kitchen | 0.00049795
Ceiling Fixture | Halogen |  | MR | 1 | 50 | Kitchen | 133479 | Kitchen | 0.00049795
Chandelier (Hanging) | Incandescent |  | Mini base | 6 | 60 | Dining Room | 1334710 | Dining Room | 0.00049795
Table | Incandescent |  | Mini base | 1 | 60 | Living Room | 1334711 | Living Room | 0.00049795
Table | Incandescent |  | 3-Way Incandescent | 1 | 100 | Living Room | 1334711 | Living Room | 0.00049795
Floor lamp | Incandescent |  | 3-Way Incandescent | 1 | 100 | Living Room | 1334711 | Living Room | 0.00049795
Table | Compact Fluorescent |  | Twist | 1 | 22 | Living Room | 1334711 | Living Room | 0.00049795
Ceiling Fixture | Incandescent |  | Standard A Lamp | 2 | 60 | Living Room | 1334711 | Living Room | 0.00049795
Ceiling Fixture | Compact Fluorescent |  | Twist | 1 | 22 | Hall | 1334712 | Hall | 0.00049795
Ceiling Fixture | Incandescent |  | Standard A Lamp | 3 | 60 | Master Bedroom | 1334713 | Master Bedroom | 0.00049795
Table | Compact Fluorescent |  | Twist | 1 | 15 | Master Bedroom | 1334713 | Master Bedroom | 0.00049795
Table | Incandescent |  | Standard A Lamp | 1 | 60 | Master Bedroom | 1334713 | Master Bedroom | 0.00049795
Wall Mount | Compact Fluorescent |  | Globe | 3 | 15 | Bathroom | 133591 | Bathroom | 0.00028601
Wall Mount | Incandescent |  | Globe | 3 | 40 | Bathroom | 133591 | Bathroom | 0.00028601
Recessed - other | Incandescent |  | Heat Lamp | 1 | 250 | Bathroom | 133591 | Bathroom | 0.00028601
Ceiling Fixture | Compact Fluorescent |  | Twist | 2 | 23 | Bedroom | 133592 | Bedroom | 0.00028601
Ceiling Fixture | Compact Fluorescent |  | Twist | 2 | 23 | Bedroom | 133593 | Bedroom | 0.00028601
Ceiling Fan | Compact Fluorescent |  | Twist | 4 | 27 | Dining Room | 133594 | Dining Room | 0.00028601
High bay | Linear Fluorescent | 96 | T-12 | 2 | 60 | Garage | 133595 | Garage | 0.00028601
Garage door opener | Incandescent |  | Standard A Lamp | 1 | 60 | Garage | 133595 | Garage | 0.00028601
Ceiling Fixture | Incandescent |  | Mini base | 3 | 60 | Hall | 133596 | Hall | 0.00028601
Ceiling Fixture | Linear Fluorescent | 48 | T-12 | 2 | 40 | Kitchen | 133597 | Kitchen | 0.00028601
Table | Incandescent |  | Standard A Lamp | 1 | 60 | Living Room | 133598 | Living Room | 0.00028601
Ceiling Fixture | Incandescent |  | Standard A Lamp | 2 | 60 | Master Bedroom | 133599 | Master Bedroom | 0.00028601
Table | Compact Fluorescent |  | Twist | 1 | 15 | Master Bedroom | 133599 | Master Bedroom | 0.00028601
Wall Mount | Incandescent |  | Clear | 3 | 40 | Bathroom | 133651 | Bathroom | 0.0012318
Recessed - other | Compact Fluorescent |  | Reflector | 1 | 22 | Bathroom | 133651 | Bathroom | 0.0012318
Recessed - other | Incandescent |  | Heat Lamp | 1 | 250 | Bathroom | 133651 | Bathroom | 0.0012318
Ceiling Fixture | Incandescent |  | Standard A Lamp | 2 | 60 | Bedroom | 133652 | Bedroom | 0.0012318
Ceiling Fixture | Compact Fluorescent |  | Twist | 2 | 15 | Bedroom | 133653 | Bedroom | 0.0012318
Ceiling Fixture | Incandescent |  | Standard A Lamp | 1 | 60 | Closet | 133654 | Closet | 0.0012318
Chandelier (Hanging) | Incandescent |  | Mini base | 5 | 25 | Dining Room | 133655 | Dining Room | 0.0012318
Ceiling Fixture | Incandescent |  | Standard A Lamp | 1 | 60 | Garage | 133656 | Garage | 0.0012318
Garage door opener | Incandescent |  | Standard A Lamp | 1 | 60 | Garage | 133656 | Garage | 0.0012318
Ceiling Fixture | Incandescent |  | Standard A Lamp | 2 | 60 | Hall | 133657 | Hall | 0.0012318
Recessed Can | Incandescent |  | Reflector | 1 | 65 | Kitchen | 133658 | Kitchen | 0.0012318
Chandelier (Hanging) | Incandescent |  | Standard A Lamp | 3 | 60 | Kitchen | 133658 | Kitchen | 0.0012318
Ceiling Fixture | Linear Fluorescent | 24 | T-8 | 2 | 16 | Laundry Room | 133659 | Laundry Room | 0.0012318
Table | Incandescent |  | Standard A Lamp | 1 | 60 | Living Room | 1336510 | Living Room | 0.0012318
Wall Mount | Incandescent |  | Clear | 3 | 40 | Bathroom | 1336511 | Bathroom | 0.0012318
Recessed - other | Incandescent |  | Heat Lamp | 1 | 250 | Bathroom | 1336511 | Bathroom | 0.0012318
Ceiling Fixture | Compact Fluorescent |  | Twist | 2 | 15 | Master Bedroom | 1336512 | Master Bedroom | 0.0012318
Ceiling Fixture | Incandescent |  | Reflector | 3 | 65 | Office | 1336513 | Office | 0.0012318
Table | Incandescent |  | Standard A Lamp | 1 | 60 | Office | 1336513 | Office | 0.0012318
Recessed Can | Incandescent |  | Reflector | 1 | 65 | Bathroom | 134001 | Bathroom | 0.0017229
Ceiling Fixture | Incandescent |  | Standard A Lamp | 2 | 60 | Bathroom | 134001 | Bathroom | 0.0017229
Wall Mount | Compact Fluorescent |  | Globe | 4 | 22 | Bathroom | 134002 | Bathroom | 0.0017229
Ceiling Fixture | Incandescent |  | Standard A Lamp | 2 | 60 | Bedroom | 134003 | Bedroom | 0.0017229
Ceiling Fixture | Incandescent |  | 3-Way Incandescent | 1 | 100 | Bedroom | 134003 | Bedroom | 0.0017229
Ceiling Fan | Incandescent |  | Clear | 3 | 60 | Bedroom | 134004 | Bedroom | 0.0017229
Table | Incandescent |  | 3-Way Incandescent | 1 | 100 | Bedroom | 134004 | Bedroom | 0.0017229
Ceiling Fixture | Incandescent |  | Standard A Lamp | 1 | 60 | Bedroom | 134005 | Bedroom | 0.0017229
Table | Incandescent |  | Standard A Lamp | 1 | 40 | Bedroom | 134005 | Bedroom | 0.0017229
Ceiling Fixture | Incandescent |  | Standard A Lamp | 1 | 60 | Hall | 134006 | Hall | 0.0017229
Wall Mount | Incandescent |  | Standard A Lamp | 1 | 60 | Hall | 134006 | Hall | 0.0017229
Chandelier (Hanging) | Incandescent |  | Mini base | 5 | 60 | Dining Room | 134007 | Dining Room | 0.0017229
Table | Incandescent |  | Standard A Lamp | 1 | 40 | Dining Room | 134007 | Dining Room | 0.0017229
Table | Incandescent |  | Standard A Lamp | 1 | 13 | Other | 134008 | Other | 0.0017229
Ceiling Fixture | Incandescent |  | Mini base | 3 | 50 | Other | 134008 | Other | 0.0017229
Recessed Can | Incandescent |  | Reflector | 1 | 60 | Family Room | 134009 | Family Room | 0.0017229
Table | Incandescent |  | 3-Way Incandescent | 1 | 100 | Family Room | 134009 | Family Room | 0.0017229
Ceiling Fixture | Linear Fluorescent | 48 | T-12 | 2 | 40 | Garage | 1340010 | Garage | 0.0017229
Ceiling Fan | Compact Fluorescent |  | Twist | 4 | 22 | Kitchen | 1340011 | Kitchen | 0.0017229
Recessed Can | Incandescent |  | Reflector | 1 | 60 | Kitchen | 1340011 | Kitchen | 0.0017229
Ceiling Fixture | Incandescent |  | Reflector | 1 | 65 | Laundry Room | 1340012 | Laundry Room | 0.0017229
Table | Incandescent |  | Standard A Lamp | 1 | 100 | Living Room | 1340013 | Living Room | 0.0017229
Table | Incandescent |  | Clear | 1 | 40 | Living Room | 1340013 | Living Room | 0.0017229
Floor lamp | Incandescent |  | Standard A Lamp | 2 | 70 | Living Room | 1340013 | Living Room | 0.0017229
Recessed Can | Incandescent |  | Reflector | 1 | 65 | Bathroom | 1340014 | Bathroom | 0.0017229
Table | Incandescent |  | 3-Way Incandescent | 1 | 100 | Bedroom | 1340015 | Bedroom | 0.0017229
Table | Incandescent |  | Standard A Lamp | 1 | 75 | Bedroom | 1340015 | Bedroom | 0.0017229
Table | Incandescent |  | 3-Way Incandescent | 1 | 100 | Office | 1340016 | Office | 0.0017229
Table | Compact Fluorescent |  | Twist | 1 | 15 | Office | 1340016 | Office | 0.0017229
Wall Mount | Incandescent |  | Standard A Lamp | 1 | 60 | Hall | 1340017 | Hall | 0.0017229
Wall Mount | Incandescent |  | Standard A Lamp | 1 | 60 | Bathroom | 134011 | Bathroom | 0.0012318
Recessed Can | Halogen |  | MR | 1 | 50 | Bathroom | 134011 | Bathroom | 0.0012318
Recessed Can | Halogen |  | MR | 1 | 50 | Bedroom | 134012 | Bedroom | 0.0012318
Recessed Can | Halogen |  | MR | 1 | 50 | Bedroom | 134013 | Bedroom | 0.0012318
Floor lamp | Compact Fluorescent |  | Straight Tube | 1 | 27 | Bedroom | 134013 | Bedroom | 0.0012318
Floor lamp | Compact Fluorescent |  | Straight Tube | 1 | 13 | Bedroom | 134013 | Bedroom | 0.0012318
Recessed Can | Halogen |  | MR | 1 | 50 | Other | 134014 | Other | 0.0012318
Recessed Can | Halogen |  | MR | 1 | 50 | Family Room | 134015 | Family Room | 0.0012318
Wall Mount | Incandescent |  | Standard A Lamp | 1 | 60 | Family Room | 134015 | Family Room | 0.0012318
Floor lamp | Compact Fluorescent |  | Straight Tube | 1 | 15 | Family Room | 134015 | Family Room | 0.0012318
Ceiling Fixture | Linear Fluorescent | 48 | T-12 | 2 | 40 | Garage | 134016 | Garage | 0.0012318
Recessed Can | Halogen |  | MR | 1 | 50 | Hall | 134017 | Hall | 0.0012318
Ceiling Fixture | Incandescent |  | Globe | 1 | 60 | Kitchen | 134018 | Kitchen | 0.0012318
Recessed Can | Halogen |  | MR | 1 | 50 | Kitchen | 134018 | Kitchen | 0.0012318
Architectural | Incandescent |  | Reflector | 2 | 45 | Kitchen | 134018 | Kitchen | 0.0012318
Ceiling Fixture | Linear Fluorescent | 18 | Fluorescent Other | 2 | 54 | Laundry Room | 134019 | Laundry Room | 0.0012318
Ceiling Fixture | Compact Fluorescent |  | Twist | 1 | 15 | Other | 1340110 | Other | 0.0012318
Ceiling Fixture | Linear Fluorescent | 48 | T-12 | 2 | 40 | Other | 1340111 | Other | 0.0012318
Ceiling Fixture | Linear Fluorescent | 48 | T-8 | 2 | 32 | Other | 1340111 | Other | 0.0012318
Ceiling Fixture | Compact Fluorescent |  | Twist | 1 | 15 | Bathroom | 134201 | Bathroom | 0.0012318
Wall Mount | Compact Fluorescent |  | Twist | 2 | 15 | Bathroom | 134201 | Bathroom | 0.0012318
Ceiling Fixture | Compact Fluorescent |  | Twist | 2 | 15 | Bedroom | 134202 | Bedroom | 0.0012318
Ceiling Fixture | Incandescent |  | Standard A Lamp | 2 | 60 | Bedroom | 134203 | Bedroom | 0.0012318
Ceiling Fixture | Compact Fluorescent |  | Twist | 2 | 15 | Bedroom | 134204 | Bedroom | 0.0012318
Wall Mount | Incandescent |  | Standard A Lamp | 1 | 60 | Bedroom | 134204 | Bedroom | 0.0012318
Ceiling Fixture | Incandescent |  | Standard A Lamp | 1 | 60 | Garage | 134205 | Garage | 0.0012318
Ceiling Fixture | Compact Fluorescent |  | Twist | 2 | 15 | Hall | 134206 | Hall | 0.0012318
Chandelier (Hanging) | Incandescent |  | Standard A Lamp | 4 | 60 | Kitchen | 134207 | Kitchen | 0.0012318
Track | Compact Fluorescent |  | Twist | 3 | 15 | Kitchen | 134207 | Kitchen | 0.0012318
Ceiling Fixture | Compact Fluorescent |  | Twist | 2 | 15 | Laundry Room | 134208 | Laundry Room | 0.0012318
Table | Compact Fluorescent |  | Twist | 1 | 22 | Family Room | 134209 | Family Room | 0.0012318
Ceiling Fixture | Compact Fluorescent |  | Twist | 1 | 22 | Bedroom | 134261 | Bedroom | 0.00029524
Table | Incandescent |  | Standard A Lamp | 1 | 60 | Bedroom | 134261 | Bedroom | 0.00029524
Floor lamp | Compact Fluorescent |  | Twist | 1 | 22 | Bedroom | 134261 | Bedroom | 0.00029524
Table | Compact Fluorescent |  | Straight Tube | 1 | 28 | Bedroom | 134261 | Bedroom | 0.00029524
Wall Mount | Compact Fluorescent |  | Twist | 1 | 15 | Bathroom | 134262 | Bathroom | 0.00029524
Wall Mount | Incandescent |  | Globe | 2 | 40 | Bathroom | 134263 | Bathroom | 0.00029524
Ceiling Fixture | Compact Fluorescent |  | Twist | 3 | 15 | Bedroom | 134264 | Bedroom | 0.00029524
Wall Mount | Compact Fluorescent |  | Twist | 1 | 22 | Bedroom | 134265 | Bedroom | 0.00029524
Table | Compact Fluorescent |  | Twist | 1 | 15 | Bedroom | 134265 | Bedroom | 0.00029524
Table | Compact Fluorescent |  | Twist | 1 | 15 | Bedroom | 134266 | Bedroom | 0.00029524
Other | Compact Fluorescent |  | A shape bulb | 1 | 7 | Bedroom | 134266 | Bedroom | 0.00029524
Ceiling Fixture | Compact Fluorescent |  | Twist | 3 | 22 | Bedroom | 134267 | Bedroom | 0.00029524
Wall Mount | Compact Fluorescent |  | A shape bulb | 1 | 7 | Bedroom | 134267 | Bedroom | 0.00029524
Recessed Can | Compact Fluorescent |  | Reflector | 1 | 15 | Bedroom | 134268 | Bedroom | 0.00029524
Table | Compact Fluorescent |  | Twist | 1 | 22 | Bedroom | 134268 | Bedroom | 0.00029524
Architectural | Linear Fluorescent | 24 | T-12 | 1 | 40 | Closet | 134269 | Closet | 0.00029524
Recessed Can | Compact Fluorescent |  | Reflector | 1 | 15 | Dining Room | 1342610 | Dining Room | 0.00029524
Table | Compact Fluorescent |  | Twist | 1 | 22 | Dining Room | 1342610 | Dining Room | 0.00029524
Recessed Can | Compact Fluorescent |  | Reflector | 1 | 15 | Family Room | 1342611 | Family Room | 0.00029524
Ceiling Fixture | Linear Fluorescent | 48 | T-12 | 2 | 40 | Garage | 1342612 | Garage | 0.00029524
Ceiling Fixture | Compact Fluorescent |  | Twist | 3 | 15 | Hall | 1342613 | Hall | 0.00029524
Recessed Can | Compact Fluorescent |  | Reflector | 1 | 15 | Hall | 1342614 | Hall | 0.00029524
Recessed Can | Compact Fluorescent |  | Reflector | 1 | 15 | Kitchen | 1342615 | Kitchen | 0.00029524
Ceiling Fixture | Compact Fluorescent |  | Other | 1 | 28 | Laundry Room | 1342616 | Laundry Room | 0.00029524
Table | Compact Fluorescent |  | Twist | 1 | 15 | Living Room | 1342617 | Living Room | 0.00029524
Wall Mount | Compact Fluorescent |  | Twist | 1 | 15 | Hall | 1342618 | Hall | 0.00029524
Ceiling Fixture | Compact Fluorescent |  | Twist | 3 | 15 | Family Room | 1342619 | Family Room | 0.00029524
Table | Compact Fluorescent |  | Twist | 1 | 22 | Family Room | 1342619 | Family Room | 0.00029524
Recessed Can | Compact Fluorescent |  | Twist | 1 | 15 | Other | 1342620 | Other | 0.00029524
Table | Compact Fluorescent |  | Twist | 1 | 22 | Other | 1342620 | Other | 0.00029524
Wall Mount | Other |  | LED Interior | 1 | 3 | Bathroom | 134271 | Bathroom | 0.0012318
Recessed Can | Compact Fluorescent |  | Reflector | 1 | 15 | Bathroom | 134272 | Bathroom | 0.0012318
Recessed Can | Incandescent |  | Reflector | 1 | 65 | Bathroom | 134272 | Bathroom | 0.0012318
Wall Mount | Incandescent |  | Standard A Lamp | 1 | 60 | Bathroom | 134273 | Bathroom | 0.0012318
Ceiling Fixture | Compact Fluorescent |  | Reflector | 1 | 12 | Bathroom | 134273 | Bathroom | 0.0012318
Ceiling Fixture | Compact Fluorescent |  | Twist | 1 | 13 | Bedroom | 134274 | Bedroom | 0.0012318
Floor lamp | Incandescent |  | Standard A Lamp | 1 | 100 | Bedroom | 134274 | Bedroom | 0.0012318
Other | Incandescent |  | Heat Lamp | 1 | 150 | Bedroom | 134274 | Bedroom | 0.0012318
Other | Incandescent |  | Heat Lamp | 1 | 100 | Bedroom | 134274 | Bedroom | 0.0012318
Other | Incandescent |  | Standard A Lamp | 1 | 60 | Bedroom | 134274 | Bedroom | 0.0012318
Other | Linear Fluorescent | 18 | T-8 | 1 | 20 | Bedroom | 134274 | Bedroom | 0.0012318
Table | Incandescent |  | Standard A Lamp | 1 | 60 | Bedroom | 134274 | Bedroom | 0.0012318
Ceiling Fixture | Compact Fluorescent |  | Reflector | 1 | 23 | Bedroom | 134275 | Bedroom | 0.0012318
Wall Mount | Incandescent |  | Reflector | 1 | 35 | Bedroom | 134275 | Bedroom | 0.0012318
Wall Mount | Linear Fluorescent | 24 | T-12 | 1 | 20 | Closet | 134276 | Closet | 0.0012318
Track | Halogen |  | PAR | 1 | 50 | Closet | 134277 | Closet | 0.0012318
Chandelier (Hanging) | Incandescent |  | Mini base | 12 | 60 | Dining Room | 134278 | Dining Room | 0.0012318
Wall Mount | Incandescent |  | Mini base | 1 | 60 | Dining Room | 134278 | Dining Room | 0.0012318
Wall Mount | Other |  | LED Interior | 1 | 3 | Hall | 134279 | Hall | 0.0012318
Track | Other |  | LED Interior | 3 | 5 | Other | 1342710 | Other | 0.0012318
Track | Other |  | LED Interior | 2 | 5 | Other | 1342710 | Other | 0.0012318
Chandelier (Hanging) | Other |  | LED Interior | 6 | 3 | Family Room | 1342711 | Family Room | 0.0012318
Wall Mount | Other |  | LED Interior | 1 | 3 | Family Room | 1342712 | Family Room | 0.0012318
Table | Compact Fluorescent |  | Twist | 1 | 13 | Family Room | 1342712 | Family Room | 0.0012318
Table | Incandescent |  | Clear | 1 | 25 | Family Room | 1342712 | Family Room | 0.0012318
Table | Incandescent |  | Standard A Lamp | 1 | 60 | Family Room | 1342712 | Family Room | 0.0012318
Floor lamp | Compact Fluorescent |  | Twist | 1 | 13 | Family Room | 1342712 | Family Room | 0.0012318
Recessed Can | Other |  | LED Interior | 1 | 7 | Garage | 1342713 | Garage | 0.0012318
Garage door opener | Incandescent |  | Standard A Lamp | 1 | 60 | Garage | 1342713 | Garage | 0.0012318
Recessed Can | Compact Fluorescent |  | Reflector | 1 | 15 | Garage | 1342713 | Garage | 0.0012318
Table | Compact Fluorescent |  | Twist | 1 | 13 | Bedroom | 1342714 | Bedroom | 0.0012318
Table | Incandescent |  | Mini base | 1 | 25 | Bedroom | 1342714 | Bedroom | 0.0012318
Ceiling Fixture | Other |  | LED Interior | 2 | 3 | Hall | 1342715 | Hall | 0.0012318
Recessed Can | Other |  | LED Interior | 1 | 9 | Kitchen | 1342716 | Kitchen | 0.0012318
Ceiling Fixture | Incandescent |  | Clear | 1 | 60 | Hall | 1342717 | Hall | 0.0012318
Wall Mount | Other |  | LED Interior | 1 | 3 | Hall | 1342717 | Hall | 0.0012318
Chandelier (Hanging) | Other |  | LED Interior | 4 | 3 | Hall | 1342717 | Hall | 0.0012318
Recessed Can | Compact Fluorescent |  | Reflector | 1 | 15 | Laundry Room | 1342718 | Laundry Room | 0.0012318
Wall Mount | Compact Fluorescent |  | Twist | 1 | 15 | Bathroom | 1342719 | Bathroom | 0.0012318
Recessed Can | Incandescent |  | Reflector | 1 | 65 | Bathroom | 1342719 | Bathroom | 0.0012318
Table | Compact Fluorescent |  | Other | 1 | 20 | Bathroom | 1342719 | Bathroom | 0.0012318
Floor lamp | Incandescent |  | Standard A Lamp | 1 | 75 | Master Bedroom | 1342720 | Master Bedroom | 0.0012318
Floor lamp | Compact Fluorescent |  | Twist | 1 | 13 | Master Bedroom | 1342720 | Master Bedroom | 0.0012318
Table | Incandescent |  | Clear | 1 | 60 | Master Bedroom | 1342720 | Master Bedroom | 0.0012318
Table | Other |  | LED Interior | 2 | 3 | Office | 1342721 | Office | 0.0012318
Recessed Can | Other |  | LED Interior | 1 | 18 | Office | 1342721 | Office | 0.0012318
Ceiling Fixture | Incandescent |  | Standard A Lamp | 1 | 60 | Office | 1342721 | Office | 0.0012318
Ceiling Fixture | Linear Fluorescent | 48 | T-12 | 4 | 40 | Other | 1342722 | Other | 0.0012318
Ceiling Fixture | Incandescent |  | Standard A Lamp | 1 | 60 | Other | 1342723 | Other | 0.0012318
Ceiling Fixture | Compact Fluorescent |  | Pin base | 3 | 15 | Closet | 1342724 | Closet | 0.0012318
Ceiling Fixture | Linear Fluorescent | 48 | T-12 | 4 | 40 | Other | 1342725 | Other | 0.0012318
Recessed Can | Other |  | LED Interior | 1 | 7 | Closet | 1342726 | Closet | 0.0012318
Recessed Can | Compact Fluorescent |  | Reflector | 1 | 15 | Closet | 1342726 | Closet | 0.0012318
Chandelier (Hanging) | Incandescent |  | Mini base | 6 | 60 | Family Room | 1342727 | Family Room | 0.0012318
Recessed Can | Other |  | LED Interior | 1 | 7 | Family Room | 1342728 | Family Room | 0.0012318
Recessed Can | Other |  | LED Interior | 1 | 7 | Family Room | 1342728 | Family Room | 0.0012318
Track | Other |  | LED Interior | 1 | 5 | Family Room | 1342728 | Family Room | 0.0012318
Ceiling Fixture | Incandescent |  | Reflector | 1 | 100 | Bathroom | 1342729 | Bathroom | 0.0012318
Ceiling Fixture | Compact Fluorescent |  | Twist | 1 | 15 | Dining Room | 134351 | Dining Room | 0.000364
Ceiling Fixture | Compact Fluorescent |  | Twist | 2 | 15 | Hall | 134352 | Hall | 0.000364
Ceiling Fixture | Compact Fluorescent |  | A shape bulb | 1 | 15 | Office | 134353 | Office | 0.000364
Ceiling Fixture | Compact Fluorescent |  | A shape bulb | 1 | 15 | Bathroom | 134354 | Bathroom | 0.000364
Ceiling Fixture | Compact Fluorescent |  | A shape bulb | 1 | 15 | Bedroom | 134355 | Bedroom | 0.000364
Wall Mount | Incandescent |  | Globe | 1 | 40 | Bedroom | 134355 | Bedroom | 0.000364
Ceiling Fixture | Incandescent |  | Standard A Lamp | 1 | 40 | Closet | 134356 | Closet | 0.000364
Ceiling Fixture | Compact Fluorescent |  | Twist | 1 | 15 | Hall | 134357 | Hall | 0.000364
Ceiling Fixture | Compact Fluorescent |  | Twist | 1 | 15 | Laundry Room | 134358 | Laundry Room | 0.000364
Recessed Can | Incandescent |  | Reflector | 1 | 65 | Other | 134359 | Other | 0.000364
Floor lamp | Compact Fluorescent |  | Twist | 1 | 15 | Other | 134359 | Other | 0.000364
Wall Mount | Compact Fluorescent |  | A shape bulb | 2 | 15 | Bathroom | 1343510 | Bathroom | 0.000364
Recessed Can | Compact Fluorescent |  | Reflector | 1 | 15 | Bedroom | 1343511 | Bedroom | 0.000364
Ceiling Fixture | Compact Fluorescent |  | Twist | 1 | 22 | Kitchen | 1343512 | Kitchen | 0.000364
Ceiling Fixture | Compact Fluorescent |  | Twist | 1 | 15 | Hall | 1343513 | Hall | 0.000364
Floor lamp | Linear Fluorescent | 12 | Fluorescent Other | 1 | 16 | Living Room | 1343514 | Living Room | 0.000364
Table | Compact Fluorescent |  | Twist | 1 | 15 | Living Room | 1343514 | Living Room | 0.000364
Ceiling Fixture | Incandescent |  | Standard A Lamp | 2 | 60 | Master Bedroom | 1343515 | Master Bedroom | 0.000364
Wall Mount | Incandescent |  | Standard A Lamp | 1 | 40 | Closet | 1343516 | Closet | 0.000364
Ceiling Fan | Compact Fluorescent |  | Twist | 1 | 15 | Hall | 1343517 | Hall | 0.000364
Recessed Can | Compact Fluorescent |  | Reflector | 1 | 15 | Bathroom | 1343518 | Bathroom | 0.000364
Wall Mount | Compact Fluorescent |  | Globe | 8 | 15 | Bathroom | 1343518 | Bathroom | 0.000364
Ceiling Fixture | Incandescent |  | Standard A Lamp | 1 | 40 | Closet | 1343519 | Closet | 0.000364
Recessed Can | Incandescent |  | Standard A Lamp | 1 | 60 | Bathroom | 134451 | Bathroom | 0.0012318
Wall Mount | Incandescent |  | Reflector | 1 | 45 | Bathroom | 134451 | Bathroom | 0.0012318
Chandelier (Hanging) | Incandescent |  | Standard A Lamp | 5 | 60 | Dining Room | 134452 | Dining Room | 0.0012318
Recessed Can | Incandescent |  | Reflector | 1 | 65 | Living Room | 134453 | Living Room | 0.0012318
Recessed Can | Incandescent |  | Reflector | 1 | 60 | Living Room | 134453 | Living Room | 0.0012318
Recessed Can | Halogen |  | PAR | 1 | 60 | Living Room | 134453 | Living Room | 0.0012318
Wall Mount | Incandescent |  | Decorative | 2 | 60 | Hall | 134454 | Hall | 0.0012318
Recessed Can | Incandescent |  | Reflector | 1 | 65 | Hall | 134455 | Hall | 0.0012318
Recessed Can | Incandescent |  | Reflector | 1 | 65 | Hall | 134456 | Hall | 0.0012318
Recessed Can | Compact Fluorescent |  | Twist | 1 | 16 | Hall | 134456 | Hall | 0.0012318
Wall Mount | Incandescent |  | Standard A Lamp | 1 | 60 | Closet | 134457 | Closet | 0.0012318
Recessed Can | Incandescent |  | Standard A Lamp | 1 | 75 | Kitchen | 134458 | Kitchen | 0.0012318
Recessed Can | Halogen |  | PAR | 1 | 60 | Kitchen | 134458 | Kitchen | 0.0012318
Recessed Can | Compact Fluorescent |  | Reflector | 1 | 14 | Kitchen | 134458 | Kitchen | 0.0012318
Recessed Can | Other |  | LED Interior | 1 | 13 | Kitchen | 134458 | Kitchen | 0.0012318
Recessed Can | Incandescent |  | Reflector | 1 | 60 | Kitchen | 134458 | Kitchen | 0.0012318
Recessed Can | Incandescent |  | Reflector | 1 | 65 | Office | 134459 | Office | 0.0012318
Wall Mount | Linear Fluorescent | 12 | T-5 | 1 | 7 | Closet | 1344510 | Closet | 0.0012318
Wall Mount | Compact Fluorescent |  | Twist | 1 | 26 | Closet | 1344511 | Closet | 0.0012318
Recessed Can | Halogen |  | PAR | 1 | 90 | Dining Room | 1344512 | Dining Room | 0.0012318
Chandelier (Hanging) | Incandescent |  | Decorative | 6 | 60 | Dining Room | 1344512 | Dining Room | 0.0012318
Recessed Can | Halogen |  | PAR | 1 | 60 | Family Room | 1344513 | Family Room | 0.0012318
Table | Incandescent |  | 3-Way Incandescent | 1 | 150 | Family Room | 1344513 | Family Room | 0.0012318
Recessed Can | Halogen |  | PAR | 1 | 75 | Family Room | 1344513 | Family Room | 0.0012318
Recessed Can | Incandescent |  | Reflector | 1 | 65 | Family Room | 1344513 | Family Room | 0.0012318
Recessed Can | Incandescent |  | Reflector | 1 | 45 | Family Room | 1344513 | Family Room | 0.0012318
Recessed Can | Halogen |  | PAR | 1 | 90 | Bedroom | 1344514 | Bedroom | 0.0012318
Recessed Can | Incandescent |  | Reflector | 1 | 65 | Bedroom | 1344514 | Bedroom | 0.0012318
Table | Incandescent |  | Standard A Lamp | 1 | 60 | Bedroom | 1344514 | Bedroom | 0.0012318
Recessed Can | Incandescent |  | Reflector | 1 | 65 | Bedroom | 1344515 | Bedroom | 0.0012318
Recessed Can | Compact Fluorescent |  | Reflector | 1 | 16 | Bedroom | 1344515 | Bedroom | 0.0012318
Recessed Can | Halogen |  | PAR | 1 | 90 | Family Room | 1344516 | Family Room | 0.0012318
Recessed Can | Incandescent |  | Reflector | 1 | 65 | Family Room | 1344516 | Family Room | 0.0012318
Recessed Can | Incandescent |  | Reflector | 1 | 65 | Hall | 1344517 | Hall | 0.0012318
Recessed Can | Incandescent |  | Standard A Lamp | 1 | 60 | Bathroom | 1344518 | Bathroom | 0.0012318
Wall Mount | Incandescent |  | Mini base | 1 | 5 | Bathroom | 1344518 | Bathroom | 0.0012318
Wall Mount | Incandescent |  | Standard A Lamp | 1 | 75 | Bathroom | 1344518 | Bathroom | 0.0012318
Recessed Can | Incandescent |  | Reflector | 1 | 65 | Laundry Room | 1344519 | Laundry Room | 0.0012318
Recessed Can | Incandescent |  | Standard A Lamp | 1 | 60 | Bathroom | 1344520 | Bathroom | 0.0012318
Recessed Can | Incandescent |  | Standard A Lamp | 1 | 25 | Bathroom | 1344520 | Bathroom | 0.0012318
Recessed Can | Incandescent |  | Reflector | 1 | 65 | Bathroom | 1344520 | Bathroom | 0.0012318
Recessed Can | Incandescent |  | Standard A Lamp | 1 | 40 | Closet | 1344521 | Closet | 0.0012318
Recessed Can | Incandescent |  | Reflector | 1 | 65 | Bathroom | 1344522 | Bathroom | 0.0012318
Recessed Can | Incandescent |  | Reflector | 1 | 65 | Master Bedroom | 1344523 | Master Bedroom | 0.0012318
Table | Incandescent |  | 3-Way Incandescent | 1 | 100 | Master Bedroom | 1344523 | Master Bedroom | 0.0012318
Ceiling Fixture | Compact Fluorescent |  | A shape bulb | 1 | 11 | Garage | 1344524 | Garage | 0.0012318
Garage door opener | Incandescent |  | Standard A Lamp | 1 | 60 | Garage | 1344524 | Garage | 0.0012318
Ceiling Fixture | Incandescent |  | Reflector | 1 | 75 | Garage | 1344524 | Garage | 0.0012318
Ceiling Fixture | Compact Fluorescent |  | Reflector | 1 | 15 | Garage | 1344524 | Garage | 0.0012318
Recessed Can | Incandescent |  | Reflector | 1 | 65 | Hall | 1344525 | Hall | 0.0012318
Recessed Can | Compact Fluorescent |  | Twist | 1 | 16 | Hall | 1344525 | Hall | 0.0012318
Wall Mount | Incandescent |  | Standard A Lamp | 1 | 40 | Hall | 1344525 | Hall | 0.0012318
Wall Mount | Compact Fluorescent |  | Twist | 1 | 9 | Hall | 1344525 | Hall | 0.0012318
Wall Mount | Incandescent |  | Globe | 7 | 40 | Bathroom | 134511 | Bathroom | 0.00028601
Ceiling Fan | Incandescent |  | Standard A Lamp | 1 | 60 | Bedroom | 134512 | Bedroom | 0.00028601
Ceiling Fan | Incandescent |  | Standard A Lamp | 1 | 100 | Dining Room | 134513 | Dining Room | 0.00028601
Low bay | Linear Fluorescent | 48 | T-12 | 2 | 40 | Garage | 134514 | Garage | 0.00028601
Ceiling Fixture | Incandescent |  | Standard A Lamp | 1 | 60 | Garage | 134514 | Garage | 0.00028601
Garage door opener | Incandescent |  | Standard A Lamp | 1 | 60 | Garage | 134514 | Garage | 0.00028601
Ceiling Fixture | Incandescent |  | Standard A Lamp | 1 | 75 | Hall | 134515 | Hall | 0.00028601
Ceiling Fixture | Linear Fluorescent | 48 | T-12 | 2 | 40 | Kitchen | 134516 | Kitchen | 0.00028601
Architectural | Incandescent |  | Standard A Lamp | 1 | 40 | Kitchen | 134516 | Kitchen | 0.00028601
Ceiling Fan | Incandescent |  | Standard A Lamp | 4 | 40 | Living Room | 134517 | Living Room | 0.00028601
Table | Incandescent |  | 3-Way Incandescent | 1 | 100 | Living Room | 134517 | Living Room | 0.00028601
Floor lamp | Halogen |  | MR | 2 | 50 | Living Room | 134517 | Living Room | 0.00028601
Table | Other |  | Other | 1 | 40 | Living Room | 134517 | Living Room | 0.00028601
Ceiling Fixture | Incandescent |  | Standard A Lamp | 2 | 60 | Bedroom | 134518 | Bedroom | 0.00028601
Table | Incandescent |  | 3-Way Incandescent | 1 | 100 | Bedroom | 134518 | Bedroom | 0.00028601
Ceiling Fixture | Incandescent |  | Standard A Lamp | 2 | 60 | Other | 134519 | Other | 0.00028601
Wall Mount | Incandescent |  | Standard A Lamp | 3 | 60 | Bathroom | 134531 | Bathroom | 0.0012318
Wall Mount | Incandescent |  | Standard A Lamp | 3 | 40 | Bathroom | 134532 | Bathroom | 0.0012318
Ceiling Fan | Compact Fluorescent |  | Twist | 1 | 22 | Bedroom | 134533 | Bedroom | 0.0012318
Table | Incandescent |  | Standard A Lamp | 1 | 60 | Bedroom | 134533 | Bedroom | 0.0012318
Ceiling Fan | Incandescent |  | Standard A Lamp | 4 | 60 | Bedroom | 134534 | Bedroom | 0.0012318
Table | Incandescent |  | Standard A Lamp | 1 | 100 | Bedroom | 134534 | Bedroom | 0.0012318
Ceiling Fan | Incandescent |  | Decorative | 3 | 40 | Master Bedroom | 134535 | Master Bedroom | 0.0012318
Ceiling Fan | Incandescent |  | Globe | 4 | 60 | Dining Room | 134536 | Dining Room | 0.0012318
Ceiling Fixture | Linear Fluorescent | 48 | T-12 | 2 | 40 | Garage | 134537 | Garage | 0.0012318
Garage door opener | Incandescent |  | Standard A Lamp | 1 | 60 | Garage | 134537 | Garage | 0.0012318
Ceiling Fixture | Incandescent |  | Clear | 1 | 25 | Hall | 134538 | Hall | 0.0012318
Ceiling Fixture | Linear Fluorescent | 48 | T-12 | 2 | 32 | Kitchen | 134539 | Kitchen | 0.0012318
Ceiling Fixture | Linear Fluorescent | 48 | T-8 | 2 | 32 | Laundry Room | 1345310 | Laundry Room | 0.0012318
Recessed Can | Compact Fluorescent |  | Reflector | 1 | 22 | Living Room | 1345311 | Living Room | 0.0012318
Wall Mount | Incandescent |  | Globe | 5 | 40 | Bathroom | 134551 | Bathroom | 0.00049795
Ceiling Fixture | Incandescent |  | Standard A Lamp | 1 | 60 | Closet | 134552 | Closet | 0.00049795
Ceiling Fixture | Incandescent |  | Standard A Lamp | 1 | 60 | Closet | 134553 | Closet | 0.00049795
Recessed Can | Incandescent |  | Reflector | 1 | 65 | Dining Room | 134554 | Dining Room | 0.00049795
Wall Mount | Compact Fluorescent |  | Twist | 1 | 13 | Dining Room | 134554 | Dining Room | 0.00049795
Ceiling Fixture | Incandescent |  | Standard A Lamp | 2 | 60 | Hall | 134555 | Hall | 0.00049795
Ceiling Fixture | Incandescent |  | Standard A Lamp | 2 | 60 | Bedroom | 134556 | Bedroom | 0.00049795
Table | Incandescent |  | Standard A Lamp | 1 | 40 | Bedroom | 134556 | Bedroom | 0.00049795
Ceiling Fixture | Incandescent |  | Standard A Lamp | 1 | 60 | Hall | 134557 | Hall | 0.00049795
Ceiling Fixture | Incandescent |  | Standard A Lamp | 2 | 60 | Bedroom | 134558 | Bedroom | 0.00049795
Table | Incandescent |  | Standard A Lamp | 1 | 40 | Bedroom | 134558 | Bedroom | 0.00049795
High bay | Linear Fluorescent | 48 | T-12 | 2 | 40 | Kitchen | 134559 | Kitchen | 0.00049795
Ceiling Fixture | Incandescent |  | Standard A Lamp | 1 | 60 | Laundry Room | 1345510 | Laundry Room | 0.00049795
Ceiling Fixture | Incandescent |  | Standard A Lamp | 1 | 40 | Laundry Room | 1345510 | Laundry Room | 0.00049795
Low bay | Linear Fluorescent | 24 | T-12 | 1 | 20 | Laundry Room | 1345510 | Laundry Room | 0.00049795
Floor lamp | Incandescent |  | 3-Way Incandescent | 1 | 250 | Living Room | 1345511 | Living Room | 0.00049795
Floor lamp | Compact Fluorescent |  | Twist | 3 | 23 | Living Room | 1345511 | Living Room | 0.00049795
Table | Compact Fluorescent |  | Twist | 1 | 26 | Living Room | 1345511 | Living Room | 0.00049795
Table | Incandescent |  | 3-Way Incandescent | 1 | 250 | Living Room | 1345511 | Living Room | 0.00049795
Ceiling Fixture | Incandescent |  | Standard A Lamp | 1 | 60 | Bathroom | 1345512 | Bathroom | 0.00049795
Wall Mount | Incandescent |  | Globe | 3 | 40 | Bathroom | 1345512 | Bathroom | 0.00049795
Ceiling Fixture | Incandescent |  | Clear | 2 | 60 | Master Bedroom | 1345513 | Master Bedroom | 0.00049795
Table | Compact Fluorescent |  | Twist | 1 | 23 | Master Bedroom | 1345513 | Master Bedroom | 0.00049795
Ceiling Fixture | Incandescent |  | Standard A Lamp | 1 | 60 | Closet | 1345514 | Closet | 0.00049795
Ceiling Fixture | Incandescent |  | Standard A Lamp | 2 | 60 | Office | 1345515 | Office | 0.00049795
Floor lamp | Incandescent |  | Standard A Lamp | 1 | 60 | Office | 1345515 | Office | 0.00049795
Table | Incandescent |  | Standard A Lamp | 1 | 60 | Office | 1345515 | Office | 0.00049795
Ceiling Fixture | Incandescent |  | Standard A Lamp | 2 | 60 | Laundry Room | 1345516 | Laundry Room | 0.00049795
Table | Incandescent |  | Standard A Lamp | 1 | 100 | Laundry Room | 1345516 | Laundry Room | 0.00049795
Ceiling Fixture | Incandescent |  | Standard A Lamp | 2 | 60 | Bathroom | 134621 | Bathroom | 0.000364
Wall Mount | Compact Fluorescent |  | Twist | 3 | 15 | Bathroom | 134622 | Bathroom | 0.000364
Ceiling Fixture | Incandescent |  | Standard A Lamp | 2 | 60 | Bedroom | 134623 | Bedroom | 0.000364
Ceiling Fixture | Incandescent |  | Standard A Lamp | 2 | 60 | Bedroom | 134624 | Bedroom | 0.000364
Chandelier (Hanging) | Compact Fluorescent |  | Twist | 5 | 22 | Family Room | 134625 | Family Room | 0.000364
Ceiling Fixture | Linear Fluorescent | 48 | T-12 | 2 | 40 | Kitchen | 134626 | Kitchen | 0.000364
Ceiling Fixture | Incandescent |  | Standard A Lamp | 1 | 60 | Laundry Room | 134627 | Laundry Room | 0.000364
Floor lamp | Compact Fluorescent |  | Twist | 2 | 15 | Living Room | 134628 | Living Room | 0.000364
Ceiling Fixture | Incandescent |  | Standard A Lamp | 2 | 60 | Office | 134629 | Office | 0.000364
Ceiling Fixture | Linear Fluorescent | 48 | T-5 | 2 | 16 | Bathroom | 134741 | Bathroom | 0.00037892
Ceiling Fixture | Linear Fluorescent | 48 | T-5 | 2 | 16 | Bathroom | 134742 | Bathroom | 0.00037892
Ceiling Fixture | Incandescent |  | Standard A Lamp | 1 | 60 | Bathroom | 134742 | Bathroom | 0.00037892
Recessed - other | Incandescent |  | Heat Lamp | 1 | 250 | Bathroom | 134742 | Bathroom | 0.00037892
Table | Incandescent |  | Decorative | 1 | 40 | Bedroom | 134743 | Bedroom | 0.00037892
Chandelier (Hanging) | Incandescent |  | Standard A Lamp | 1 | 100 | Dining Room | 134744 | Dining Room | 0.00037892
Ceiling Fixture | Halogen |  | MR | 1 | 30 | Hall | 134745 | Hall | 0.00037892
Ceiling Fixture | Compact Fluorescent |  | Twist | 1 | 15 | Garage | 134746 | Garage | 0.00037892
Garage door opener | Incandescent |  | Standard A Lamp | 1 | 60 | Garage | 134746 | Garage | 0.00037892
Recessed Can | Incandescent |  | Reflector | 1 | 65 | Hall | 134747 | Hall | 0.00037892
Recessed Can | Incandescent |  | Reflector | 1 | 65 | Kitchen | 134748 | Kitchen | 0.00037892
Ceiling Fixture | Compact Fluorescent |  | Twist | 1 | 15 | Laundry Room | 134749 | Laundry Room | 0.00037892
Table | Incandescent |  | 3-Way Incandescent | 1 | 150 | Living Room | 1347410 | Living Room | 0.00037892
Table | Incandescent |  | Standard A Lamp | 1 | 60 | Master Bedroom | 1347411 | Master Bedroom | 0.00037892
Recessed Can | Incandescent |  | Reflector | 1 | 65 | Office | 1347412 | Office | 0.00037892
Wall Mount | Incandescent |  | Standard A Lamp | 3 | 40 | Bathroom | 134901 | Bathroom | 0.000364
Ceiling Fan | Incandescent |  | Standard A Lamp | 1 | 60 | Bedroom | 134902 | Bedroom | 0.000364
Ceiling Fixture | Compact Fluorescent |  | Twist | 1 | 15 | Bedroom | 134903 | Bedroom | 0.000364
Ceiling Fixture | Incandescent |  | Standard A Lamp | 2 | 60 | Dining Room | 134904 | Dining Room | 0.000364
Ceiling Fan | Compact Fluorescent |  | Twist | 1 | 22 | Family Room | 134905 | Family Room | 0.000364
Ceiling Fixture | Linear Fluorescent | 96 | T-12 | 2 | 60 | Garage | 134906 | Garage | 0.000364
Ceiling Fixture | Incandescent |  | Standard A Lamp | 2 | 60 | Hall | 134907 | Hall | 0.000364
Ceiling Fixture | Other |  | Other | 2 | 32 | Kitchen | 134908 | Kitchen | 0.000364
Ceiling Fixture | Other |  | Other | 2 | 32 | Laundry Room | 134909 | Laundry Room | 0.000364
Table | Compact Fluorescent |  | Twist | 1 | 22 | Living Room | 1349010 | Living Room | 0.000364
Ceiling Fixture | Incandescent |  | Standard A Lamp | 3 | 60 | Bedroom | 1349011 | Bedroom | 0.000364
Wall Mount | Halogen |  | MR | 3 | 35 | Other | 134941 | Other | 0.00049795
Ceiling Fan | Incandescent |  | Standard A Lamp | 1 | 60 | Other | 134941 | Other | 0.00049795
Ceiling Fixture | Compact Fluorescent |  | Twist | 1 | 15 | Other | 134941 | Other | 0.00049795
Wall Mount | Incandescent |  | Globe | 7 | 60 | Bathroom | 134942 | Bathroom | 0.00049795
Chandelier (Hanging) | Incandescent |  | Standard A Lamp | 3 | 60 | Dining Room | 134943 | Dining Room | 0.00049795
Ceiling Fan | Incandescent |  | Standard A Lamp | 1 | 60 | Family Room | 134944 | Family Room | 0.00049795
Floor lamp | Incandescent |  | Standard A Lamp | 1 | 60 | Family Room | 134944 | Family Room | 0.00049795
Floor lamp | Incandescent |  | Standard A Lamp | 1 | 60 | Hall | 134945 | Hall | 0.00049795
Ceiling Fixture | Linear Fluorescent | 48 | T-12 | 2 | 32 | Kitchen | 134946 | Kitchen | 0.00049795
Recessed - other | Linear Fluorescent | 48 | T-12 | 2 | 32 | Laundry Room | 134947 | Laundry Room | 0.00049795
Ceiling Fan | Incandescent |  | Standard A Lamp | 4 | 60 | Master Bedroom | 134948 | Master Bedroom | 0.00049795
Ceiling Fan | Incandescent |  | Decorative | 3 | 25 | Other | 134949 | Other | 0.00049795
Ceiling Fixture | Incandescent |  | Standard A Lamp | 1 | 60 | Other | 134949 | Other | 0.00049795
Ceiling Fixture | Incandescent |  | Standard A Lamp | 1 | 60 | Hall | 1349410 | Hall | 0.00049795
Ceiling Fixture | Incandescent |  | Standard A Lamp | 2 | 60 | Bedroom | 1349411 | Bedroom | 0.00049795
Wall Mount | Incandescent |  | Standard A Lamp | 3 | 60 | Bedroom | 1349411 | Bedroom | 0.00049795
Ceiling Fixture | Compact Fluorescent |  | Twist | 2 | 15 | Bedroom | 1349412 | Bedroom | 0.00049795
Ceiling Fixture | Compact Fluorescent |  | Twist | 2 | 15 | Bedroom | 1349413 | Bedroom | 0.00049795
Ceiling Fixture | Incandescent |  | Standard A Lamp | 2 | 60 | Closet | 1349414 | Closet | 0.00049795
Ceiling Fixture | Halogen |  | MR | 3 | 20 | Closet | 1349415 | Closet | 0.00049795
Ceiling Fixture | Compact Fluorescent |  | Twist | 3 | 15 | Hall | 1349416 | Hall | 0.00049795
Wall Mount | Incandescent |  | Standard A Lamp | 3 | 60 | Bathroom | 134951 | Bathroom | 0.000364
Ceiling Fixture | Incandescent |  | Standard A Lamp | 3 | 60 | Bedroom | 134952 | Bedroom | 0.000364
Recessed - other | Linear Fluorescent | 96 | T-12 | 1 | 60 | Family Room | 134953 | Family Room | 0.000364
Ceiling Fixture | Linear Fluorescent | 96 | T-12 | 2 | 74 | Other | 134954 | Other | 0.000364
Ceiling Fixture | Incandescent |  | Standard A Lamp | 1 | 60 | Closet | 134955 | Closet | 0.000364
Wall Mount | Compact Fluorescent |  | Twist | 4 | 15 | Bathroom | 134956 | Bathroom | 0.000364
Recessed Can | Compact Fluorescent |  | Reflector | 1 | 22 | Bedroom | 134957 | Bedroom | 0.000364
Ceiling Fan | Incandescent |  | Standard A Lamp | 1 | 60 | Bedroom | 134957 | Bedroom | 0.000364
Table | Incandescent |  | Standard A Lamp | 1 | 60 | Bedroom | 134957 | Bedroom | 0.000364
Ceiling Fixture | Linear Fluorescent | 48 | T-12 | 2 | 40 | Other | 134958 | Other | 0.000364
Ceiling Fixture | Incandescent |  | Standard A Lamp | 1 | 60 | Other | 134958 | Other | 0.000364
Chandelier (Hanging) | Compact Fluorescent |  | Twist | 5 | 15 | Dining Room | 134959 | Dining Room | 0.000364
Ceiling Fixture | Linear Fluorescent | 48 | T-12 | 1 | 40 | Garage | 1349510 | Garage | 0.000364
Garage door opener | Incandescent |  | Standard A Lamp | 1 | 60 | Garage | 1349510 | Garage | 0.000364
Recessed Can | Incandescent |  | Standard A Lamp | 1 | 40 | Hall | 1349511 | Hall | 0.000364
Recessed Can | Compact Fluorescent |  | Reflector | 1 | 22 | Kitchen | 1349512 | Kitchen | 0.000364
Recessed Can | Compact Fluorescent |  | Reflector | 1 | 22 | Living Room | 1349513 | Living Room | 0.000364
Recessed Can | Compact Fluorescent |  | Reflector | 1 | 22 | Office | 1349514 | Office | 0.000364
Wall Mount | Compact Fluorescent |  | Twist | 2 | 15 | Bathroom | 1349515 | Bathroom | 0.000364
Ceiling Fan | Incandescent |  | Standard A Lamp | 1 | 60 | Bedroom | 1349516 | Bedroom | 0.000364
Table | Compact Fluorescent |  | Twist | 1 | 15 | Bedroom | 1349516 | Bedroom | 0.000364
Ceiling Fan | Incandescent |  | Standard A Lamp | 1 | 60 | Bedroom | 1349517 | Bedroom | 0.000364
Recessed Can | Compact Fluorescent |  | Reflector |  | 22 | Office | 1349518 | Office | 0.000364
Recessed Can | Compact Fluorescent |  | Reflector | 1 | 22 | Family Room | 1349519 | Family Room | 0.000364
Recessed - other | Compact Fluorescent |  | Twist | 1 | 15 | Hall | 1349520 | Hall | 0.000364
Wall Mount | Incandescent |  | Globe | 4 | 40 | Bathroom | 135051 | Bathroom | 0.000364
Ceiling Fixture | Incandescent |  | Standard A Lamp | 2 | 60 | Bathroom | 135052 | Bathroom | 0.000364
Ceiling Fixture | Incandescent |  | Standard A Lamp | 2 | 60 | Bedroom | 135053 | Bedroom | 0.000364
Table | Incandescent |  | Standard A Lamp | 1 | 60 | Bedroom | 135054 | Bedroom | 0.000364
Ceiling Fixture | Incandescent |  | Standard A Lamp | 2 | 60 | Bedroom | 135054 | Bedroom | 0.000364
Ceiling Fixture | Incandescent |  | Standard A Lamp | 2 | 60 | Bedroom | 135055 | Bedroom | 0.000364
Ceiling Fixture | Incandescent |  | Decorative | 4 | 40 | Dining Room | 135056 | Dining Room | 0.000364
Floor lamp | Compact Fluorescent |  | Twist | 1 | 15 | Family Room | 135057 | Family Room | 0.000364
Wall Mount | Incandescent |  | Mini base | 1 | 40 | Hall | 135058 | Hall | 0.000364
Ceiling Fixture | Linear Fluorescent | 48 | T-12 | 2 | 40 | Kitchen | 135059 | Kitchen | 0.000364
Floor lamp | Incandescent |  | Standard A Lamp | 1 | 60 | Other | 1350510 | Other | 0.000364
Ceiling Fixture | Incandescent |  | Standard A Lamp | 2 | 60 | Other | 1350510 | Other | 0.000364
Ceiling Fixture | Incandescent |  | Standard A Lamp | 1 | 60 | Other | 135071 | Other | 0.0012318
Other | Incandescent |  | Standard A Lamp | 1 | 100 | Other | 135071 | Other | 0.0012318
Ceiling Fixture | Incandescent |  | Standard A Lamp | 1 | 100 | Bathroom | 135072 | Bathroom | 0.0012318
Wall Mount | Incandescent |  | Standard A Lamp | 1 | 60 | Bathroom | 135072 | Bathroom | 0.0012318
Ceiling Fan | Incandescent |  | Standard A Lamp | 1 | 100 | Bedroom | 135073 | Bedroom | 0.0012318
Ceiling Fixture | Incandescent |  | Standard A Lamp | 1 | 60 | Bedroom | 135074 | Bedroom | 0.0012318
Ceiling Fixture | Incandescent |  | Standard A Lamp | 1 | 100 | Bedroom | 135075 | Bedroom | 0.0012318
Ceiling Fixture | Incandescent |  | Standard A Lamp | 1 | 60 | Bedroom | 135076 | Bedroom | 0.0012318
Ceiling Fixture | Incandescent |  | Standard A Lamp | 1 | 100 | Kitchen | 135077 | Kitchen | 0.0012318
Ceiling Fixture | Incandescent |  | Standard A Lamp | 1 | 100 | Other | 135078 | Other | 0.0012318
Chandelier (Hanging) | Incandescent |  | Decorative | 5 | 40 | Family Room | 135079 | Family Room | 0.0012318
Ceiling Fixture | Incandescent |  | Standard A Lamp | 1 | 100 | Hall | 1350710 | Hall | 0.0012318
Ceiling Fixture | Incandescent |  | Standard A Lamp | 1 | 100 | Other | 1350711 | Other | 0.0012318
Ceiling Fan | Incandescent |  | Standard A Lamp | 2 | 60 | Bathroom | 135141 | Bathroom | 0.0012318
Wall Mount | Incandescent |  | Standard A Lamp | 3 | 60 | Bathroom | 135141 | Bathroom | 0.0012318
Ceiling Fixture | Incandescent |  | Standard A Lamp | 1 | 60 | Bedroom | 135142 | Bedroom | 0.0012318
Ceiling Fixture | Linear Fluorescent | 48 | T-12 | 2 | 40 | Dining Room | 135144 | Dining Room | 0.0012318
Ceiling Fixture | Linear Fluorescent | 48 | T-12 | 2 | 40 | Garage | 135145 | Garage | 0.0012318
Garage door opener | Incandescent |  | Standard A Lamp | 1 | 60 | Garage | 135145 | Garage | 0.0012318
Ceiling Fixture | Incandescent |  | Standard A Lamp | 1 | 60 | Hall | 135146 | Hall | 0.0012318
Ceiling Fan | Incandescent |  | Standard A Lamp | 1 | 60 | Living Room | 135148 | Living Room | 0.0012318
Ceiling Fixture | Incandescent |  | Standard A Lamp | 1 | 60 | Office | 135149 | Office | 0.0012318
Wall Mount | Compact Fluorescent |  | Twist | 3 | 14 | Bathroom | 135541 | Bathroom | 0.0012318
Recessed - other | Incandescent |  | Reflector | 1 | 75 | Bathroom | 135541 | Bathroom | 0.0012318
Chandelier (Hanging) | Compact Fluorescent |  | Twist | 1 | 27 | Dining Room | 135542 | Dining Room | 0.0012318
Ceiling Fixture | Compact Fluorescent |  | Twist | 1 | 20 | Hall | 135543 | Hall | 0.0012318
Torchiere | Compact Fluorescent |  | Twist | 1 | 27 | Family Room | 135544 | Family Room | 0.0012318
Recessed Can | Compact Fluorescent |  | Twist | 1 | 20 | Family Room | 135544 | Family Room | 0.0012318
Floor lamp | Other |  | LED Interior | 1 | 1 | Family Room | 135544 | Family Room | 0.0012318
Recessed Can | Compact Fluorescent |  | Twist | 1 | 15 | Hall | 135545 | Hall | 0.0012318
Recessed Can | Compact Fluorescent |  | Twist | 1 | 15 | Kitchen | 135546 | Kitchen | 0.0012318
Chandelier (Hanging) | Compact Fluorescent |  | Pin base | 1 | 23 | Kitchen | 135546 | Kitchen | 0.0012318
Recessed Can | Compact Fluorescent |  | Twist | 1 | 15 | Living Room | 135547 | Living Room | 0.0012318
Chandelier (Hanging) | Compact Fluorescent |  | Twist | 5 | 15 | Living Room | 135547 | Living Room | 0.0012318
Wall Mount | Compact Fluorescent |  | Other | 1 | 27 | Closet | 135548 | Closet | 0.0012318
Recessed Can | Compact Fluorescent |  | Twist | 1 | 20 | Office | 135549 | Office | 0.0012318
Wall Mount | Compact Fluorescent |  | Other | 1 | 27 | Closet | 1355410 | Closet | 0.0012318
Wall Mount | Incandescent |  | Standard A Lamp | 3 | 100 | Bathroom | 1355411 | Bathroom | 0.0012318
Recessed Can | Compact Fluorescent |  | Twist | 1 | 20 | Family Room | 1355412 | Family Room | 0.0012318
Ceiling Fixture | Compact Fluorescent |  | Twist | 2 | 15 | Laundry Room | 1355413 | Laundry Room | 0.0012318
Recessed Can | Compact Fluorescent |  | Twist | 1 | 14 | Hall | 1355414 | Hall | 0.0012318
Recessed Can | Compact Fluorescent |  | Twist | 1 | 20 | Hall | 1355414 | Hall | 0.0012318
Recessed Can | Incandescent |  | Reflector | 1 | 65 | Hall | 1355414 | Hall | 0.0012318
Ceiling Fixture | Incandescent |  | Reflector | 1 | 75 | Bathroom | 1355415 | Bathroom | 0.0012318
Wall Mount | Compact Fluorescent |  | Twist | 3 | 14 | Bathroom | 1355416 | Bathroom | 0.0012318
Ceiling Fixture | Compact Fluorescent |  | Twist | 2 | 14 | Closet | 1355417 | Closet | 0.0012318
Torchiere | Compact Fluorescent |  | Twist | 1 | 27 | Master Bedroom | 1355418 | Master Bedroom | 0.0012318
Floor lamp | Incandescent |  | Standard A Lamp | 1 | 40 | Master Bedroom | 1355418 | Master Bedroom | 0.0012318
Ceiling Fixture | Compact Fluorescent |  | Twist | 2 | 14 | Bedroom | 1355419 | Bedroom | 0.0012318
Ceiling Fixture | Compact Fluorescent |  | Twist | 2 | 14 | Bedroom | 1355420 | Bedroom | 0.0012318
Ceiling Fixture | Compact Fluorescent |  | Twist | 2 | 14 | Family Room | 1355421 | Family Room | 0.0012318
Ceiling Fixture | Compact Fluorescent |  | Twist | 1 | 15 | Garage | 1355422 | Garage | 0.0012318
Ceiling Fixture | Compact Fluorescent |  | Twist | 2 | 22 | Kitchen | 136211 | Kitchen | 0.000364
Ceiling Fixture | Linear Fluorescent | 48 | T-12 | 2 | 40 | Other | 136212 | Other | 0.000364
Ceiling Fan | Incandescent |  | Decorative | 3 | 60 | Hall | 136213 | Hall | 0.000364
Ceiling Fan | Compact Fluorescent |  | Twist | 1 | 15 | Bedroom | 136214 | Bedroom | 0.000364
Ceiling Fixture | Incandescent |  | Standard A Lamp | 3 | 60 | Hall | 136215 | Hall | 0.000364
Wall Mount | Incandescent |  | Standard A Lamp | 2 | 60 | Bathroom | 136216 | Bathroom | 0.000364
Ceiling Fan | Compact Fluorescent |  | Twist | 1 | 15 | Bedroom | 136217 | Bedroom | 0.000364
Ceiling Fixture | Compact Fluorescent |  | Twist | 1 | 15 | Hall | 136218 | Hall | 0.000364
Chandelier (Hanging) | Incandescent |  | Decorative | 6 | 40 | Dining Room | 136219 | Dining Room | 0.000364
Table | Compact Fluorescent |  | Twist | 1 | 22 | Living Room | 1362110 | Living Room | 0.000364
Track | Halogen |  | PAR | 3 | 50 | Hall | 1362111 | Hall | 0.000364
Ceiling Fixture | Halogen |  | PAR | 3 | 50 | Master Bedroom | 1362112 | Master Bedroom | 0.000364
Ceiling Fixture | Compact Fluorescent |  | Twist | 2 | 15 | Bathroom | 1362113 | Bathroom | 0.000364
Wall Mount | Incandescent |  | Decorative | 2 | 60 | Bathroom | 1362113 | Bathroom | 0.000364
Ceiling Fixture | Compact Fluorescent |  | Twist | 2 | 15 | Bedroom | 1362114 | Bedroom | 0.000364
Ceiling Fixture | Linear Fluorescent | 48 | T-8 | 2 | 32 | Family Room | 1362115 | Family Room | 0.000364
Ceiling Fixture | Linear Fluorescent | 48 | T-12 | 2 | 40 | Laundry Room | 1362116 | Laundry Room | 0.000364
Table | Compact Fluorescent |  | Twist | 1 | 15 | Bedroom | 136431 | Bedroom | 0.00049795
Ceiling Fixture | Compact Fluorescent |  | Twist | 2 | 15 | Bedroom | 136431 | Bedroom | 0.00049795
Chandelier (Hanging) | Incandescent |  | Decorative | 3 | 60 | Living Room | 136432 | Living Room | 0.00049795
Recessed Can | Other |  | LED Interior | 1 | 7 | Hall | 136433 | Hall | 0.00049795
Ceiling Fixture | Incandescent |  | Standard A Lamp | 2 | 60 | Garage | 136434 | Garage | 0.00049795
Ceiling Fixture | Linear Fluorescent | 48 | T-12 | 2 | 60 | Garage | 136434 | Garage | 0.00049795
Torchiere | Other |  | LED Interior | 1 | 10 | Hall | 136435 | Hall | 0.00049795
Recessed Can | Other |  | LED Interior | 1 | 7 | Hall | 136436 | Hall | 0.00049795
Torchiere | Compact Fluorescent |  | Twist | 1 | 15 | Bedroom | 136437 | Bedroom | 0.00049795
Ceiling Fixture | Compact Fluorescent |  | Twist | 1 | 15 | Bedroom | 136437 | Bedroom | 0.00049795
Other | Halogen |  | Other | 1 | 35 | Kitchen | 136438 | Kitchen | 0.00049795
Recessed Can | Other |  | LED Interior | 1 | 5 | Kitchen | 136438 | Kitchen | 0.00049795
Recessed Can | Other |  | LED Interior | 1 | 7 | Kitchen | 136438 | Kitchen | 0.00049795
Ceiling Fixture | Halogen |  | MR | 3 | 35 | Laundry Room | 136439 | Laundry Room | 0.00049795
Floor lamp | Compact Fluorescent |  | Twist | 1 | 15 | Living Room | 1364310 | Living Room | 0.00049795
Table | Incandescent |  | Clear | 1 | 60 | Living Room | 1364310 | Living Room | 0.00049795
Wall Mount | Compact Fluorescent |  | Twist | 2 | 15 | Bathroom | 1364311 | Bathroom | 0.00049795
Other | Incandescent |  | Mini base | 1 | 20 | Bathroom | 1364311 | Bathroom | 0.00049795
Ceiling Fan | Incandescent |  | Decorative | 2 | 60 | Master Bedroom | 1364312 | Master Bedroom | 0.00049795
Table | Incandescent |  | Mini base | 1 | 40 | Master Bedroom | 1364312 | Master Bedroom | 0.00049795
Table | Halogen |  | Other | 1 | 50 | Master Bedroom | 1364312 | Master Bedroom | 0.00049795
Ceiling Fixture | Incandescent |  | Standard A Lamp | 1 | 60 | Hall | 1364313 | Hall | 0.00049795
Track | Incandescent |  | Globe | 4 | 60 | Bathroom | 1364314 | Bathroom | 0.00049795
Ceiling Fan | Incandescent |  | Standard A Lamp | 1 | 60 | Bathroom | 1364314 | Bathroom | 0.00049795
Ceiling Fixture | Compact Fluorescent |  | Twist | 2 | 15 | Other | 1364315 | Other | 0.00049795
Recessed - other | Compact Fluorescent |  | Pin base | 1 | 15 | Living Room | 1364316 | Living Room | 0.00049795
Ceiling Fixture | Incandescent |  | Clear | 1 | 300 | Living Room | 136551 | Living Room | 0.000364
Torchiere | Compact Fluorescent |  | Twist | 1 | 15 | Living Room | 136551 | Living Room | 0.000364
Ceiling Fixture | Incandescent |  | Standard A Lamp | 1 | 100 | Bedroom | 136552 | Bedroom | 0.000364
Floor lamp | Incandescent |  | Mini base | 5 | 40 | Bedroom | 136552 | Bedroom | 0.000364
Table | Incandescent |  | Mini base | 1 | 40 | Bedroom | 136552 | Bedroom | 0.000364
Ceiling Fixture | Linear Fluorescent | 48 | T-12 | 1 | 40 | Bathroom | 136553 | Bathroom | 0.000364
Wall Mount | Incandescent |  | Standard A Lamp | 1 | 75 | Hall | 136554 | Hall | 0.000364
Ceiling Fixture | Compact Fluorescent |  | Twist | 1 | 15 | Living Room | 136555 | Living Room | 0.000364
Track | Halogen |  | MR | 1 | 50 | Living Room | 136555 | Living Room | 0.000364
Ceiling Fixture | Linear Fluorescent | 48 | T-12 | 4 | 40 | Other | 136556 | Other | 0.000364
Ceiling Fixture | Linear Fluorescent | 48 | T-12 | 2 | 40 | Other | 136556 | Other | 0.000364
Wall Mount | Compact Fluorescent |  | Twist | 1 | 15 | Other | 136556 | Other | 0.000364
Wall Mount | Compact Fluorescent |  | Twist | 1 | 15 | Closet | 136557 | Closet | 0.000364
Ceiling Fixture | Linear Fluorescent | 48 | T-12 | 2 | 40 | Bedroom | 136558 | Bedroom | 0.000364
Ceiling Fixture | Linear Fluorescent | 48 | T-12 | 2 | 40 | Hall | 136559 | Hall | 0.000364
Table | Compact Fluorescent |  | Twist | 1 | 15 | Hall | 136559 | Hall | 0.000364
Wall Mount | Incandescent |  | Standard A Lamp | 2 | 75 | Hall | 136559 | Hall | 0.000364
Ceiling Fixture | Linear Fluorescent | 48 | T-12 | 2 | 40 | Laundry Room | 1365510 | Laundry Room | 0.000364
Wall Mount | Compact Fluorescent |  | Twist | 2 | 15 | Bathroom | 1365511 | Bathroom | 0.000364
Ceiling Fixture | Linear Fluorescent | 48 | T-12 | 2 | 40 | Bathroom | 1365511 | Bathroom | 0.000364
Ceiling Fixture | Linear Fluorescent | 48 | T-12 | 2 | 40 | Office | 1365512 | Office | 0.000364
Table | Compact Fluorescent |  | Twist | 1 | 22 | Office | 1365512 | Office | 0.000364
Ceiling Fixture | Linear Fluorescent | 48 | T-12 | 2 | 20 | Kitchen | 1365513 | Kitchen | 0.000364
Ceiling Fixture | Incandescent |  | Reflector | 1 | 65 | Kitchen | 1365513 | Kitchen | 0.000364
Other | Compact Fluorescent |  | Twist | 1 | 15 | Kitchen | 1365513 | Kitchen | 0.000364
Other | Linear Fluorescent | 18 | T-12 | 1 | 16 | Kitchen | 1365513 | Kitchen | 0.000364
Wall Mount | Compact Fluorescent |  | Globe | 4 | 9 | Bathroom | 136561 | Bathroom | 0.00037892
Wall Mount | Incandescent |  | Globe | 8 | 40 | Bathroom | 136562 | Bathroom | 0.00037892
Ceiling Fixture | Compact Fluorescent |  | Twist | 2 | 20 | Bedroom | 136563 | Bedroom | 0.00037892
Ceiling Fixture | Compact Fluorescent |  | Twist | 2 | 13 | Bedroom | 136564 | Bedroom | 0.00037892
Recessed Can | Compact Fluorescent |  | Reflector | 1 | 11 | Family Room | 136565 | Family Room | 0.00037892
Ceiling Fixture | Compact Fluorescent |  | Twist | 1 | 13 | Garage | 136566 | Garage | 0.00037892
Ceiling Fixture | Compact Fluorescent |  | Twist | 1 | 26 | Garage | 136566 | Garage | 0.00037892
Ceiling Fixture | Incandescent |  | Standard A Lamp | 1 | 75 | Garage | 136566 | Garage | 0.00037892
Garage door opener | Incandescent |  | Standard A Lamp | 1 | 100 | Garage | 136566 | Garage | 0.00037892
Recessed Can | Compact Fluorescent |  | Twist | 1 | 20 | Hall | 136567 | Hall | 0.00037892
Ceiling Fixture | Compact Fluorescent |  | Twist | 1 | 20 | Kitchen | 136568 | Kitchen | 0.00037892
Ceiling Fixture | Incandescent |  | Standard A Lamp | 4 | 75 | Kitchen | 136568 | Kitchen | 0.00037892
Chandelier (Hanging) | Compact Fluorescent |  | Twist | 5 | 20 | Living Room | 136569 | Living Room | 0.00037892
Ceiling Fixture | Incandescent |  | Standard A Lamp | 2 | 60 | Office | 1365610 | Office | 0.00037892
Table | Compact Fluorescent |  | Twist | 1 | 20 | Office | 1365610 | Office | 0.00037892
Floor lamp | Compact Fluorescent |  | Straight Tube | 1 | 27 | Office | 1365610 | Office | 0.00037892
Track | Incandescent |  | Standard A Lamp | 3 | 60 | Bedroom | 136721 | Bedroom | 0.00029524
Track | Compact Fluorescent |  | Twist | 1 | 15 | Bedroom | 136721 | Bedroom | 0.00029524
Floor lamp | Incandescent |  | Standard A Lamp | 3 | 60 | Bedroom | 136721 | Bedroom | 0.00029524
Ceiling Fan | Incandescent |  | Standard A Lamp | 1 | 60 | Master Bedroom | 136722 | Master Bedroom | 0.00029524
Floor lamp | Incandescent |  | Standard A Lamp | 1 | 60 | Master Bedroom | 136722 | Master Bedroom | 0.00029524
Table | Linear Fluorescent | 12 | T-8 | 1 | 16 | Master Bedroom | 136722 | Master Bedroom | 0.00029524
Ceiling Fixture | Linear Fluorescent | 48 | T-12 | 2 | 40 | Closet | 136723 | Closet | 0.00029524
Track | Incandescent |  | Standard A Lamp | 3 | 60 | Office | 136724 | Office | 0.00029524
Wall Mount | Incandescent |  | Standard A Lamp | 1 | 60 | Office | 136724 | Office | 0.00029524
Ceiling Fixture | Compact Fluorescent |  | A shape bulb | 1 | 22 | Hall | 136725 | Hall | 0.00029524
Chandelier (Hanging) | Incandescent |  | Standard A Lamp | 1 | 60 | Hall | 136725 | Hall | 0.00029524
Ceiling Fixture | Linear Fluorescent | 48 | T-12 | 2 | 40 | Bathroom | 136726 | Bathroom | 0.00029524
Wall Mount | Incandescent |  | Globe | 3 | 40 | Bathroom | 136727 | Bathroom | 0.00029524
Ceiling Fan | Incandescent |  | Decorative | 4 | 40 | Dining Room | 136728 | Dining Room | 0.00029524
Ceiling Fan | Incandescent |  | Standard A Lamp | 1 | 75 | Dining Room | 136728 | Dining Room | 0.00029524
Ceiling Fixture | Incandescent |  | Reflector | 2 | 65 | Garage | 136729 | Garage | 0.00029524
Ceiling Fixture | Linear Fluorescent | 48 | T-12 | 2 | 40 | Garage | 136729 | Garage | 0.00029524
Ceiling Fixture | Incandescent |  | Standard A Lamp | 1 | 60 | Garage | 136729 | Garage | 0.00029524
Ceiling Fixture | Compact Fluorescent |  | Twist | 1 | 15 | Garage | 136729 | Garage | 0.00029524
Ceiling Fixture | Linear Fluorescent | 48 | T-12 | 2 | 40 | Kitchen | 1367210 | Kitchen | 0.00029524
Track | Incandescent |  | Reflector | 3 | 40 | Kitchen | 1367210 | Kitchen | 0.00029524
Recessed Can | Incandescent |  | Reflector | 1 | 60 | Kitchen | 1367210 | Kitchen | 0.00029524
Ceiling Fixture | Incandescent |  | Standard A Lamp | 2 | 60 | Kitchen | 1367210 | Kitchen | 0.00029524
Other | Incandescent |  | Clear | 1 | 25 | Kitchen | 1367210 | Kitchen | 0.00029524
Ceiling Fixture | Incandescent |  | Standard A Lamp | 3 | 90 | Living Room | 1367211 | Living Room | 0.00029524
Track | Incandescent |  | Standard A Lamp | 2 | 65 | Living Room | 1367212 | Living Room | 0.00029524
Torchiere | Incandescent |  | Standard A Lamp | 2 | 60 | Living Room | 1367212 | Living Room | 0.00029524
Table | Compact Fluorescent |  | Straight Tube | 1 | 28 | Living Room | 1367212 | Living Room | 0.00029524
Ceiling Fixture | Compact Fluorescent |  | Twist | 2 | 15 | Office | 1367213 | Office | 0.00029524
Ceiling Fixture | Incandescent |  | Standard A Lamp | 2 | 40 | Office | 1367213 | Office | 0.00029524
Table | Incandescent |  | Other | 1 | 60 | Office | 1367213 | Office | 0.00029524
Wall Mount | Compact Fluorescent |  | Twist | 1 | 15 | Closet | 1367214 | Closet | 0.00029524
Ceiling Fixture | Linear Fluorescent | 48 | T-12 | 2 | 40 | Closet | 1367215 | Closet | 0.00029524
Wall Mount | Compact Fluorescent |  | Twist | 4 | 15 | Bathroom | 136781 | Bathroom | 0.00049795
Ceiling Fixture | Incandescent |  | Standard A Lamp | 1 | 60 | Bathroom | 136782 | Bathroom | 0.00049795
Table | Incandescent |  | Standard A Lamp | 1 | 60 | Bedroom | 136783 | Bedroom | 0.00049795
Table | Incandescent |  | Standard A Lamp | 1 | 40 | Bedroom | 136783 | Bedroom | 0.00049795
Table | Compact Fluorescent |  | Straight Tube | 1 | 28 | Bedroom | 136784 | Bedroom | 0.00049795
Ceiling Fixture | Compact Fluorescent |  | Twist | 1 | 28 | Bedroom | 136784 | Bedroom | 0.00049795
Table | Incandescent |  | Colored | 1 | 25 | Bedroom | 136784 | Bedroom | 0.00049795
Chandelier (Hanging) | Incandescent |  | Decorative | 5 | 25 | Hall | 136785 | Hall | 0.00049795
Ceiling Fixture | Incandescent |  | Standard A Lamp | 5 | 40 | Family Room | 136786 | Family Room | 0.00049795
Table | Incandescent |  | Standard A Lamp | 1 | 25 | Family Room | 136786 | Family Room | 0.00049795
Table | Compact Fluorescent |  | Twist | 1 | 7 | Family Room | 136786 | Family Room | 0.00049795
Ceiling Fixture | Compact Fluorescent |  | Twist | 1 | 22 | Hall | 136787 | Hall | 0.00049795
Ceiling Fixture | Compact Fluorescent |  | Twist | 1 | 22 | Hall | 136788 | Hall | 0.00049795
Recessed - other | Linear Fluorescent | 48 | T-12 | 1 | 40 | Living Room | 136789 | Living Room | 0.00049795
Ceiling Fixture | Linear Fluorescent | 48 | T-12 | 1 | 40 | Living Room | 136789 | Living Room | 0.00049795
Ceiling Fixture | Compact Fluorescent |  | Twist | 1 | 15 | Living Room | 136789 | Living Room | 0.00049795
Chandelier (Hanging) | Compact Fluorescent |  | Twist | 6 | 15 | Living Room | 1367810 | Living Room | 0.00049795
Table | Incandescent |  | 3-Way Incandescent | 1 | 100 | Living Room | 1367810 | Living Room | 0.00049795
Table | Incandescent |  | Decorative | 3 | 40 | Master Bedroom | 1367811 | Master Bedroom | 0.00049795
Floor lamp | Compact Fluorescent |  | Twist | 2 | 22 | Master Bedroom | 1367811 | Master Bedroom | 0.00049795
Wall Mount | Incandescent |  | Globe | 6 | 40 | Bathroom | 1367812 | Bathroom | 0.00049795
Ceiling Fixture | Compact Fluorescent |  | Twist | 2 | 22 | Bathroom | 1367812 | Bathroom | 0.00049795
Ceiling Fixture | Compact Fluorescent |  | Twist | 1 | 22 | Office | 1367813 | Office | 0.00049795
Table | Compact Fluorescent |  | Straight Tube | 1 | 7 | Office | 1367813 | Office | 0.00049795
Ceiling Fixture | Compact Fluorescent |  | Twist | 1 | 22 | Garage | 1367814 | Garage | 0.00049795
Garage door opener | Incandescent |  | Standard A Lamp | 2 | 40 | Garage | 1367814 | Garage | 0.00049795
Wall Mount | Incandescent |  | Standard A Lamp | 2 | 60 | Bathroom | 136911 | Bathroom | 0.0017229
Wall Mount | Incandescent |  | Standard A Lamp | 3 | 60 | Bathroom | 136912 | Bathroom | 0.0017229
Ceiling Fixture | Incandescent |  | Reflector | 1 | 65 | Bathroom | 136912 | Bathroom | 0.0017229
Ceiling Fixture | Compact Fluorescent |  | Flood | 1 | 25 | Bathroom | 136912 | Bathroom | 0.0017229
Recessed Can | Incandescent |  | Reflector | 1 | 75 | Closet | 136913 | Closet | 0.0017229
Recessed Can | Incandescent |  | Reflector | 1 | 65 | Closet | 136914 | Closet | 0.0017229
Recessed - other | Incandescent |  | Reflector | 1 | 65 | Bedroom | 136915 | Bedroom | 0.0017229
Table | Incandescent |  | 3-Way Incandescent | 1 | 100 | Bedroom | 136915 | Bedroom | 0.0017229
Recessed - other | Halogen |  | Other | 1 | 50 | Bedroom | 136916 | Bedroom | 0.0017229
Chandelier (Hanging) | Incandescent |  | Decorative | 5 | 40 | Bedroom | 136916 | Bedroom | 0.0017229
Table | Incandescent |  | Standard A Lamp | 1 | 60 | Bedroom | 136916 | Bedroom | 0.0017229
Table | Compact Fluorescent |  | Twist | 1 | 13 | Bedroom | 136916 | Bedroom | 0.0017229
Ceiling Fixture | Compact Fluorescent |  | Twist | 1 | 13 | Bedroom | 136917 | Bedroom | 0.0017229
Recessed - other | Halogen |  | Other | 1 | 50 | Bedroom | 136917 | Bedroom | 0.0017229
Table | Incandescent |  | Standard A Lamp | 1 | 55 | Bedroom | 136917 | Bedroom | 0.0017229
Table | Compact Fluorescent |  | A shape bulb | 1 | 15 | Bedroom | 136917 | Bedroom | 0.0017229
Recessed - other | Halogen |  | Other | 1 | 50 | Other | 136918 | Other | 0.0017229
Floor lamp | Compact Fluorescent |  | Twist | 1 | 23 | Other | 136919 | Other | 0.0017229
Track | Halogen |  | Other | 1 | 50 | Other | 136919 | Other | 0.0017229
Recessed - other | Incandescent |  | Reflector | 1 | 76 | Other | 136919 | Other | 0.0017229
Table | Incandescent |  | Standard A Lamp | 2 | 55 | Other | 136919 | Other | 0.0017229
Chandelier (Hanging) | Incandescent |  | Decorative | 5 | 40 | Dining Room | 1369110 | Dining Room | 0.0017229
Table | Incandescent |  | Clear | 1 | 40 | Dining Room | 1369110 | Dining Room | 0.0017229
Wall Mount | Halogen |  | Other | 1 | 50 | Dining Room | 1369110 | Dining Room | 0.0017229
Wall Mount | Linear Fluorescent | 12 | T-8 | 1 | 30 | Dining Room | 1369110 | Dining Room | 0.0017229
Chandelier (Hanging) | Incandescent |  | Decorative | 12 | 25 | Hall | 1369111 | Hall | 0.0017229
Recessed - other | Incandescent |  | Reflector | 1 | 75 | Hall | 1369111 | Hall | 0.0017229
Recessed - other | Incandescent |  | Reflector | 1 | 65 | Family Room | 1369112 | Family Room | 0.0017229
Recessed - other | Halogen |  | Other | 1 | 50 | Family Room | 1369112 | Family Room | 0.0017229
Floor lamp | Incandescent |  | Standard A Lamp | 1 | 60 | Family Room | 1369112 | Family Room | 0.0017229
Ceiling Fixture | Linear Fluorescent | 48 | T-8 | 2 | 32 | Garage | 1369113 | Garage | 0.0017229
Recessed Can | Incandescent |  | Reflector | 1 | 75 | Hall | 1369114 | Hall | 0.0017229
Recessed Can | Compact Fluorescent |  | Flood | 1 | 13 | Hall | 1369114 | Hall | 0.0017229
Recessed - other | Other |  | LED Interior | 1 | 18 | Kitchen | 1369115 | Kitchen | 0.0017229
Recessed - other | Compact Fluorescent |  | Reflector | 1 | 15 | Kitchen | 1369115 | Kitchen | 0.0017229
Chandelier (Hanging) | Incandescent |  | Clear | 5 | 57 | Kitchen | 1369115 | Kitchen | 0.0017229
Wall Mount | Linear Fluorescent | 18 | T-8 | 1 | 30 | Kitchen | 1369115 | Kitchen | 0.0017229
Recessed - other | Incandescent |  | Reflector | 1 | 76 | Laundry Room | 1369116 | Laundry Room | 0.0017229
Recessed Can | Incandescent |  | Reflector | 1 | 65 | Living Room | 1369117 | Living Room | 0.0017229
Recessed - other | Incandescent |  | Reflector | 1 | 86 | Bathroom | 1369118 | Bathroom | 0.0017229
Recessed - other | Incandescent |  | Reflector | 1 | 65 | Master Bedroom | 1369119 | Master Bedroom | 0.0017229
Table | Incandescent |  | Standard A Lamp | 1 | 60 | Master Bedroom | 1369119 | Master Bedroom | 0.0017229
Recessed - other | Incandescent |  | Reflector | 1 | 75 | Closet | 1369120 | Closet | 0.0017229
Recessed Can | Incandescent |  | Reflector | 1 | 65 | Office | 1369121 | Office | 0.0017229
Track | Halogen |  | Other | 11 | 45 | Family Room | 1369122 | Family Room | 0.0017229
Recessed - other | Halogen |  | Other | 1 | 35 | Family Room | 1369122 | Family Room | 0.0017229
Table | Incandescent |  | Standard A Lamp | 1 | 60 | Family Room | 1369122 | Family Room | 0.0017229
Wall Mount | Compact Fluorescent |  | Circline (Screw Base) | 1 | 15 | Other | 1369123 | Other | 0.0017229
Recessed - other | Incandescent |  | Reflector | 1 | 65 | Other | 1369124 | Other | 0.0017229
Wall Mount | Incandescent |  | Standard A Lamp | 2 | 40 | Bathroom | 137131 | Bathroom | 0.00028601
Wall Mount | Compact Fluorescent |  | Twist | 1 | 15 | Bathroom | 137131 | Bathroom | 0.00028601
Ceiling Fixture | Incandescent |  | Standard A Lamp | 2 | 40 | Bathroom | 137131 | Bathroom | 0.00028601
Wall Mount | Incandescent |  | Standard A Lamp | 1 | 60 | Closet | 137132 | Closet | 0.00028601
Chandelier (Hanging) | Incandescent |  | Decorative | 6 | 40 | Dining Room | 137133 | Dining Room | 0.00028601
Table | Incandescent |  | Standard A Lamp | 1 | 40 | Dining Room | 137133 | Dining Room | 0.00028601
Ceiling Fixture | Incandescent |  | Standard A Lamp | 2 | 40 | Bedroom | 137134 | Bedroom | 0.00028601
Ceiling Fixture | Compact Fluorescent |  | Twist | 1 | 22 | Hall | 137135 | Hall | 0.00028601
Chandelier (Hanging) | Incandescent |  | Decorative | 6 | 25 | Other | 137136 | Other | 0.00028601
Recessed Can | Halogen |  | PAR | 1 | 100 | Family Room | 137137 | Family Room | 0.00028601
Ceiling Fixture | Linear Fluorescent | 48 | T-12 | 1 | 40 | Garage | 137138 | Garage | 0.00028601
Ceiling Fixture | Incandescent |  | Standard A Lamp | 2 | 60 | Kitchen | 137139 | Kitchen | 0.00028601
Architectural | Halogen |  | Quartz Tube | 1 | 50 | Kitchen | 137139 | Kitchen | 0.00028601
Chandelier (Hanging) | Incandescent |  | Globe | 4 | 40 | Living Room | 1371310 | Living Room | 0.00028601
Table | Compact Fluorescent |  | Twist | 1 | 15 | Living Room | 1371310 | Living Room | 0.00028601
Table | Incandescent |  | Decorative | 1 | 25 | Living Room | 1371310 | Living Room | 0.00028601
Torchiere | Compact Fluorescent |  | 3-Way CFL | 1 | 22 | Living Room | 1371310 | Living Room | 0.00028601
Ceiling Fixture | Incandescent |  | Standard A Lamp | 2 | 60 | Master Bedroom | 1371311 | Master Bedroom | 0.00028601
Ceiling Fixture | Incandescent |  | Standard A Lamp | 2 | 60 | Bathroom | 1371312 | Bathroom | 0.00028601
Ceiling Fixture | Incandescent |  | Standard A Lamp | 2 | 60 | Master Bedroom | 1371313 | Master Bedroom | 0.00028601
Ceiling Fixture | Compact Fluorescent |  | Twist | 6 | 15 | Closet | 1371314 | Closet | 0.00028601
Ceiling Fixture | Incandescent |  | Standard A Lamp | 2 | 40 | Laundry Room | 1371315 | Laundry Room | 0.00028601
Wall Mount | Incandescent |  | Standard A Lamp | 1 | 60 | Bathroom | 1371316 | Bathroom | 0.00028601
Ceiling Fixture | Incandescent |  | Standard A Lamp | 1 | 100 | Bedroom | 1371317 | Bedroom | 0.00028601
Chandelier (Hanging) | Incandescent |  | Standard A Lamp | 1 | 60 | Hall | 1371318 | Hall | 0.00028601
Ceiling Fixture | Incandescent |  | Decorative | 2 | 40 | Bedroom | 1371319 | Bedroom | 0.00028601
Ceiling Fixture | Compact Fluorescent |  | Twist | 1 | 15 | Hall | 137461 | Hall | 0.00029524
Wall Mount | Incandescent |  | Standard A Lamp | 2 | 60 | Bathroom | 137462 | Bathroom | 0.00029524
Ceiling Fixture | Compact Fluorescent |  | Twist | 1 | 7 | Garage | 137463 | Garage | 0.00029524
Ceiling Fixture | Linear Fluorescent | 40 | T-12 | 2 | 32 | Garage | 137463 | Garage | 0.00029524
Chandelier (Hanging) | Incandescent |  | Standard A Lamp | 1 | 40 | Living Room | 137464 | Living Room | 0.00029524
Torchiere | Compact Fluorescent |  | A shape bulb | 1 | 15 | Living Room | 137464 | Living Room | 0.00029524
Chandelier (Hanging) | Incandescent |  | Decorative | 5 | 25 | Laundry Room | 137465 | Laundry Room | 0.00029524
Ceiling Fixture | Incandescent |  | Standard A Lamp | 1 | 60 | Laundry Room | 137465 | Laundry Room | 0.00029524
Other | Incandescent |  | Clear | 1 | 40 | Laundry Room | 137465 | Laundry Room | 0.00029524
Ceiling Fixture | Incandescent |  | Standard A Lamp | 1 | 60 | Laundry Room | 137466 | Laundry Room | 0.00029524
Wall Mount | Compact Fluorescent |  | Twist | 2 | 15 | Bathroom | 137467 | Bathroom | 0.00029524
Ceiling Fixture | Compact Fluorescent |  | Twist | 2 | 15 | Bedroom | 137468 | Bedroom | 0.00029524
Ceiling Fixture | Compact Fluorescent |  | Twist | 2 | 15 | Bedroom | 137469 | Bedroom | 0.00029524
Table | Incandescent |  | Standard A Lamp | 1 | 5 | Bedroom | 137469 | Bedroom | 0.00029524
Ceiling Fixture | Compact Fluorescent |  | Twist | 2 | 15 | Bathroom | 137521 | Bathroom | 0.00049795
Wall Mount | Incandescent |  | Standard A Lamp | 6 | 40 | Bathroom | 137521 | Bathroom | 0.00049795
Ceiling Fixture | Compact Fluorescent |  | Twist | 2 | 15 | Bedroom | 137522 | Bedroom | 0.00049795
Ceiling Fixture | Compact Fluorescent |  | Twist | 2 | 15 | Bedroom | 137523 | Bedroom | 0.00049795
Chandelier (Hanging) | Incandescent |  | Standard A Lamp | 5 | 60 | Dining Room | 137524 | Dining Room | 0.00049795
Wall Mount | Incandescent |  | Standard A Lamp | 1 | 60 | Family Room | 137525 | Family Room | 0.00049795
Ceiling Fixture | Compact Fluorescent |  | Twist | 2 | 15 | Family Room | 137525 | Family Room | 0.00049795
Torchiere | Incandescent |  | 3-Way Incandescent | 1 | 250 | Family Room | 137525 | Family Room | 0.00049795
Ceiling Fixture | Compact Fluorescent |  | Twist | 1 | 15 | Hall | 137526 | Hall | 0.00049795
Low bay | Linear Fluorescent | 48 | T-8 | 2 | 20 | Garage | 137527 | Garage | 0.00049795
Garage door opener | Incandescent |  | Standard A Lamp | 1 | 60 | Garage | 137527 | Garage | 0.00049795
Ceiling Fixture | Incandescent |  | Standard A Lamp | 2 | 40 | Kitchen | 137528 | Kitchen | 0.00049795
Ceiling Fixture | Compact Fluorescent |  | Twist | 2 | 15 | Kitchen | 137528 | Kitchen | 0.00049795
Ceiling Fixture | Compact Fluorescent |  | A shape bulb | 3 | 15 | Kitchen | 137529 | Kitchen | 0.00049795
Track | Halogen |  | MR | 4 | 30 | Kitchen | 137529 | Kitchen | 0.00049795
Recessed - other | Incandescent |  | Standard A Lamp | 1 | 60 | Kitchen | 137529 | Kitchen | 0.00049795
Ceiling Fixture | Linear Fluorescent | 48 | T-12 | 2 | 32 | Laundry Room | 1375210 | Laundry Room | 0.00049795
Ceiling Fixture | Compact Fluorescent |  | Twist | 1 | 15 | Bathroom | 1375211 | Bathroom | 0.00049795
Wall Mount | Incandescent |  | Standard A Lamp | 4 | 40 | Bathroom | 1375211 | Bathroom | 0.00049795
Ceiling Fixture | Compact Fluorescent |  | Twist | 2 | 15 | Bedroom | 1375212 | Bedroom | 0.00049795
Ceiling Fixture | Incandescent |  | Standard A Lamp | 1 | 60 | Kitchen | 1375213 | Kitchen | 0.00049795
Table | Compact Fluorescent |  | Twist | 1 | 22 | Living Room | 1375214 | Living Room | 0.00049795
Torchiere | Halogen |  | Quartz Tube | 1 | 50 | Living Room | 1375214 | Living Room | 0.00049795
Wall Mount | Compact Fluorescent |  | Twist | 1 | 15 | Bathroom | 1375215 | Bathroom | 0.00049795
Recessed - other | Linear Fluorescent | 48 | T-12 | 1 | 32 | Bathroom | 1375215 | Bathroom | 0.00049795
Ceiling Fixture | Incandescent |  | Decorative | 3 | 40 | Master Bedroom | 1375216 | Master Bedroom | 0.00049795
Table | Incandescent |  | Standard A Lamp | 1 | 90 | Master Bedroom | 1375216 | Master Bedroom | 0.00049795
Ceiling Fixture | Compact Fluorescent |  | Twist | 1 | 15 | Other | 1375217 | Other | 0.00049795
Architectural | Other |  | LED Interior | 1 | 12 | Hall | 1375218 | Hall | 0.00049795
Ceiling Fixture | Compact Fluorescent |  | A shape bulb | 2 | 7 | Bathroom | 137561 | Bathroom | 0.00029524
Wall Mount | Compact Fluorescent |  | A shape bulb | 3 | 7 | Bathroom | 137561 | Bathroom | 0.00029524
Ceiling Fixture | Compact Fluorescent |  | Twist | 1 | 15 | Bedroom | 137562 | Bedroom | 0.00029524
Torchiere | Compact Fluorescent |  | Other | 1 | 42 | Bedroom | 137562 | Bedroom | 0.00029524
Table | Incandescent |  | Standard A Lamp | 1 | 75 | Bedroom | 137562 | Bedroom | 0.00029524
Wall Mount | Incandescent |  | Standard A Lamp | 2 | 60 | Bedroom | 137563 | Bedroom | 0.00029524
Ceiling Fixture | Compact Fluorescent |  | Twist | 1 | 15 | Bedroom | 137564 | Bedroom | 0.00029524
Ceiling Fixture | Incandescent |  | Standard A Lamp | 2 | 60 | Bedroom | 137565 | Bedroom | 0.00029524
Ceiling Fan | Incandescent |  | Decorative | 4 | 40 | Dining Room | 137566 | Dining Room | 0.00029524
Ceiling Fan | Compact Fluorescent |  | Twist | 1 | 15 | Dining Room | 137566 | Dining Room | 0.00029524
Wall Mount | Incandescent |  | Globe | 2 | 75 | Bathroom | 137567 | Bathroom | 0.00029524
Ceiling Fixture | Compact Fluorescent |  | Twist | 1 | 15 | Hall | 137568 | Hall | 0.00029524
Ceiling Fixture | Compact Fluorescent |  | Twist | 2 | 15 | Family Room | 137569 | Family Room | 0.00029524
Track | Incandescent |  | Reflector | 3 | 65 | Family Room | 137569 | Family Room | 0.00029524
Floor lamp | Compact Fluorescent |  | Twist | 2 | 15 | Family Room | 137569 | Family Room | 0.00029524
Table | Incandescent |  | Standard A Lamp | 1 | 60 | Family Room | 137569 | Family Room | 0.00029524
Table | Compact Fluorescent |  | Twist | 1 | 15 | Family Room | 137569 | Family Room | 0.00029524
Floor lamp | Incandescent |  | Standard A Lamp | 2 | 60 | Bedroom | 1375610 | Bedroom | 0.00029524
Ceiling Fixture | Compact Fluorescent |  | Twist | 1 | 22 | Hall | 1375611 | Hall | 0.00029524
Ceiling Fixture | Compact Fluorescent |  | Twist | 1 | 15 | Hall | 1375612 | Hall | 0.00029524
Ceiling Fixture | Incandescent |  | Standard A Lamp | 1 | 60 | Hall | 1375613 | Hall | 0.00029524
Ceiling Fan | Compact Fluorescent |  | Twist | 4 | 15 | Kitchen | 1375614 | Kitchen | 0.00029524
Recessed Can | Incandescent |  | Reflector | 1 | 65 | Kitchen | 1375614 | Kitchen | 0.00029524
Other | Incandescent |  | Standard A Lamp | 1 | 40 | Kitchen | 1375614 | Kitchen | 0.00029524
Ceiling Fixture | Linear Fluorescent | 48 | T-12 | 2 | 40 | Living Room | 1375615 | Living Room | 0.00029524
Table | Compact Fluorescent |  | Twist | 1 | 15 | Living Room | 1375616 | Living Room | 0.00029524
Torchiere | Compact Fluorescent |  | Twist | 1 | 15 | Living Room | 1375616 | Living Room | 0.00029524
Wall Mount | Compact Fluorescent |  | Twist | 1 | 15 | Bathroom | 1375617 | Bathroom | 0.00029524
Wall Mount | Incandescent |  | Standard A Lamp | 4 | 60 | Bathroom | 1375617 | Bathroom | 0.00029524
Wall Mount | Incandescent |  | Standard A Lamp | 2 | 60 | Bedroom | 1375618 | Bedroom | 0.00029524
Ceiling Fixture | Incandescent |  | Standard A Lamp | 1 | 60 | Master Bedroom | 1375619 | Master Bedroom | 0.00029524
Wall Mount | Incandescent |  | Standard A Lamp | 1 | 60 | Hall | 137851 | Hall | 0.00028601
Torchiere | Compact Fluorescent |  | Twist | 1 | 36 | Office | 137852 | Office | 0.00028601
Wall Mount | Compact Fluorescent |  | Twist | 1 | 22 | Office | 137852 | Office | 0.00028601
Recessed Can | Incandescent |  | Reflector | 1 | 75 | Office | 137852 | Office | 0.00028601
Wall Mount | Incandescent |  | Mini base | 4 | 40 | Bathroom | 137853 | Bathroom | 0.00028601
Wall Mount | Incandescent |  | Reflector | 1 | 75 | Bathroom | 137853 | Bathroom | 0.00028601
Wall Mount | Compact Fluorescent |  | Twist | 1 | 22 | Bathroom | 137854 | Bathroom | 0.00028601
Recessed Can | Incandescent |  | Reflector | 1 | 65 | Bathroom | 137854 | Bathroom | 0.00028601
Wall Mount | Compact Fluorescent |  | Twist | 1 | 22 | Master Bedroom | 137855 | Master Bedroom | 0.00028601
Floor lamp | Incandescent |  | Standard A Lamp | 1 | 60 | Master Bedroom | 137855 | Master Bedroom | 0.00028601
Table | Compact Fluorescent |  | Twist | 1 | 22 | Master Bedroom | 137855 | Master Bedroom | 0.00028601
Ceiling Fixture | Linear Fluorescent | 48 | T-12 | 2 | 40 | Bedroom | 137856 | Bedroom | 0.00028601
Ceiling Fixture | Incandescent |  | Standard A Lamp | 2 | 60 | Bedroom | 137857 | Bedroom | 0.00028601
Wall Mount | Incandescent |  | Standard A Lamp | 1 | 60 | Bedroom | 137857 | Bedroom | 0.00028601
Wall Mount | Incandescent |  | Decorative | 1 | 40 | Hall | 137858 | Hall | 0.00028601
Wall Mount | Incandescent |  | Standard A Lamp | 1 | 60 | Garage | 137859 | Garage | 0.00028601
Garage door opener | Incandescent |  | Standard A Lamp | 1 | 75 | Garage | 137859 | Garage | 0.00028601
Chandelier (Hanging) | Compact Fluorescent |  | Twist | 1 | 22 | Kitchen | 1378510 | Kitchen | 0.00028601
Ceiling Fixture | Linear Fluorescent | 48 | T-12 | 4 | 40 | Kitchen | 1378511 | Kitchen | 0.00028601
Wall Mount | Incandescent |  | Standard A Lamp | 1 | 60 | Kitchen | 1378511 | Kitchen | 0.00028601
Ceiling Fixture | Linear Fluorescent | 48 | T-12 | 2 | 40 | Kitchen | 1378511 | Kitchen | 0.00028601
Ceiling Fixture | Compact Fluorescent |  | Twist | 1 | 22 | Laundry Room | 1378512 | Laundry Room | 0.00028601
Ceiling Fan | Incandescent |  | Standard A Lamp | 4 | 60 | Living Room | 1378513 | Living Room | 0.00028601
Chandelier (Hanging) | Incandescent |  | Decorative | 4 | 40 | Living Room | 1378513 | Living Room | 0.00028601
Chandelier (Hanging) | Compact Fluorescent |  | Twist | 1 | 22 | Living Room | 1378513 | Living Room | 0.00028601
Table | Incandescent |  | 3-Way Incandescent | 1 | 75 | Living Room | 1378513 | Living Room | 0.00028601
Wall Mount | Incandescent |  | Standard A Lamp | 1 | 150 | Living Room | 1378513 | Living Room | 0.00028601
Table | Incandescent |  | Decorative | 2 | 40 | Living Room | 1378513 | Living Room | 0.00028601
Table | Compact Fluorescent |  | Twist | 1 | 22 | Bedroom | 1378514 | Bedroom | 0.00028601
Recessed Can | Compact Fluorescent |  | Twist | 1 | 15 | Other | 138031 | Other | 0.00049795
Ceiling Fixture | Incandescent |  | Mini base | 4 | 40 | Other | 138031 | Other | 0.00049795
Recessed Can | Incandescent |  | Standard A Lamp | 1 | 60 | Other | 138031 | Other | 0.00049795
Wall Mount | Incandescent |  | Decorative | 1 | 40 | Other | 138031 | Other | 0.00049795
Table | Compact Fluorescent |  | Twist | 2 | 14 | Other | 138031 | Other | 0.00049795
Table | Incandescent |  | Standard A Lamp | 1 | 40 | Other | 138031 | Other | 0.00049795
Other | Incandescent |  | Colored | 1 | 5 | Other | 138031 | Other | 0.00049795
Ceiling Fixture | Compact Fluorescent |  | Twist | 2 | 18 | Other | 138031 | Other | 0.00049795
Floor lamp | Halogen |  | Quartz Tube | 2 | 60 | Other | 138031 | Other | 0.00049795
Wall Mount | Incandescent |  | Standard A Lamp | 3 | 60 | Other | 138031 | Other | 0.00049795
Ceiling Fixture | Incandescent |  | Standard A Lamp | 2 | 40 | Bathroom | 138032 | Bathroom | 0.00049795
Track | Incandescent |  | Standard A Lamp | 3 | 60 | Family Room | 138033 | Family Room | 0.00049795
Table | Compact Fluorescent |  | Twist | 1 | 13 | Family Room | 138033 | Family Room | 0.00049795
Ceiling Fixture | Incandescent |  | Standard A Lamp | 1 | 60 | Living Room | 138034 | Living Room | 0.00049795
Table | Compact Fluorescent |  | Twist | 1 | 13 | Living Room | 138034 | Living Room | 0.00049795
Table | Incandescent |  | Colored | 1 | 60 | Living Room | 138034 | Living Room | 0.00049795
Ceiling Fixture | Linear Fluorescent | 48 | T-12 | 4 | 40 | Garage | 138035 | Garage | 0.00049795
Ceiling Fixture | Linear Fluorescent | 48 | T-12 | 2 | 40 | Garage | 138035 | Garage | 0.00049795
Ceiling Fixture | Incandescent |  | Standard A Lamp | 3 | 60 | Garage | 138035 | Garage | 0.00049795
Ceiling Fixture | Incandescent |  | Standard A Lamp | 1 | 60 | Kitchen | 138036 | Kitchen | 0.00049795
Ceiling Fixture | Linear Fluorescent | 24 | T-12 | 1 | 20 | Kitchen | 138036 | Kitchen | 0.00049795
Other | Incandescent |  | Other | 1 | 25 | Kitchen | 138036 | Kitchen | 0.00049795
Ceiling Fixture | Incandescent |  | Standard A Lamp | 1 | 60 | Kitchen | 138036 | Kitchen | 0.00049795
Track | Halogen |  | MR | 3 | 50 | Kitchen | 138036 | Kitchen | 0.00049795
Ceiling Fixture | Compact Fluorescent |  | Twist | 1 | 15 | Living Room | 138037 | Living Room | 0.00049795
Table | Incandescent |  | Standard A Lamp | 1 | 60 | Living Room | 138037 | Living Room | 0.00049795
Ceiling Fixture | Incandescent |  | Standard A Lamp | 1 | 60 | Master Bedroom | 138038 | Master Bedroom | 0.00049795
Track | Compact Fluorescent |  | Twist | 2 | 18 | Master Bedroom | 138038 | Master Bedroom | 0.00049795
Wall Mount | Incandescent |  | Standard A Lamp | 1 | 60 | Master Bedroom | 138038 | Master Bedroom | 0.00049795
Ceiling Fixture | Incandescent |  | Standard A Lamp | 2 | 60 | Bathroom | 138039 | Bathroom | 0.00049795
Wall Mount | Incandescent |  | Decorative | 1 | 40 | Bathroom | 138039 | Bathroom | 0.00049795
Ceiling Fixture | Incandescent |  | Standard A Lamp | 1 | 60 | Other | 1380310 | Other | 0.00049795
Table | Compact Fluorescent |  | Twist | 1 | 22 | Other | 1380310 | Other | 0.00049795
Chandelier (Hanging) | Compact Fluorescent |  | Pin base | 1 | 15 | Office | 138171 | Office | 0.00029524
Wall Mount | Incandescent |  | Standard A Lamp | 1 | 60 | Office | 138171 | Office | 0.00029524
Torchiere | Compact Fluorescent |  | Other | 1 | 28 | Office | 138171 | Office | 0.00029524
Table | Compact Fluorescent |  | Other | 1 | 28 | Office | 138171 | Office | 0.00029524
Wall Mount | Compact Fluorescent |  | Twist | 2 | 15 | Bathroom | 138172 | Bathroom | 0.00029524
Wall Mount | Compact Fluorescent |  | Globe | 10 | 15 | Bathroom | 138173 | Bathroom | 0.00029524
Ceiling Fixture | Incandescent |  | Standard A Lamp | 2 | 60 | Bedroom | 138174 | Bedroom | 0.00029524
Chandelier (Hanging) | Incandescent |  | Standard A Lamp | 1 | 75 | Bedroom | 138174 | Bedroom | 0.00029524
Wall Mount | Linear Fluorescent | 42 | T-12 | 1 | 40 | Other | 138175 | Other | 0.00029524
Table | Compact Fluorescent |  | Other | 1 | 28 | Other | 138175 | Other | 0.00029524
Table | Incandescent |  | Standard A Lamp | 1 | 75 | Other | 138175 | Other | 0.00029524
Chandelier (Hanging) | Incandescent |  | Standard A Lamp | 1 | 60 | Other | 138175 | Other | 0.00029524
Table | Compact Fluorescent |  | Twist | 1 | 7 | Other | 138175 | Other | 0.00029524
Ceiling Fixture | Linear Fluorescent | 48 | T-12 | 2 | 32 | Dining Room | 138176 | Dining Room | 0.00029524
Ceiling Fixture | Incandescent |  | Standard A Lamp | 2 | 60 | Office | 138177 | Office | 0.00029524
Table | Incandescent |  | Mini base | 1 | 5 | Office | 138177 | Office | 0.00029524
Ceiling Fixture | Linear Fluorescent | 46 | T-12 | 4 | 40 | Garage | 138178 | Garage | 0.00029524
Ceiling Fixture | Linear Fluorescent | 46 | T-12 | 2 | 40 | Garage | 138178 | Garage | 0.00029524
Ceiling Fixture | Incandescent |  | Standard A Lamp | 1 | 60 | Garage | 138178 | Garage | 0.00029524
Ceiling Fixture | Compact Fluorescent |  | Twist | 1 | 15 | Garage | 138178 | Garage | 0.00029524
Recessed Can | Compact Fluorescent |  | Twist | 1 | 15 | Hall | 138179 | Hall | 0.00029524
Recessed Can | Incandescent |  | Reflector | 1 | 60 | Hall | 138179 | Hall | 0.00029524
Ceiling Fixture | Compact Fluorescent |  | Twist | 1 | 15 | Hall | 138179 | Hall | 0.00029524
Recessed Can | Compact Fluorescent |  | Twist | 1 | 15 | Kitchen | 1381710 | Kitchen | 0.00029524
Ceiling Fixture | Incandescent |  | Standard A Lamp | 3 | 60 | Kitchen | 1381710 | Kitchen | 0.00029524
Recessed - other | Linear Fluorescent | 20 | T-12 | 1 | 20 | Kitchen | 1381710 | Kitchen | 0.00029524
Ceiling Fixture | Compact Fluorescent |  | Twist | 1 | 15 | Laundry Room | 1381711 | Laundry Room | 0.00029524
Floor lamp | Compact Fluorescent |  | Twist | 1 | 28 | Living Room | 1381712 | Living Room | 0.00029524
Table | Compact Fluorescent |  | Twist | 1 | 15 | Living Room | 1381712 | Living Room | 0.00029524
Floor lamp | Compact Fluorescent |  | Twist | 1 | 15 | Living Room | 1381712 | Living Room | 0.00029524
Torchiere | Linear Fluorescent |  | T-8 | 1 | 32 | Living Room | 1381712 | Living Room | 0.00029524
Ceiling Fixture | Compact Fluorescent |  | Twist | 2 | 22 | Master Bedroom | 1381713 | Master Bedroom | 0.00029524
Table | Incandescent |  | Standard A Lamp | 1 | 25 | Master Bedroom | 1381713 | Master Bedroom | 0.00029524
Floor lamp | Halogen |  | Quartz Tube | 1 | 50 | Master Bedroom | 1381713 | Master Bedroom | 0.00029524
Torchiere | Compact Fluorescent |  | Twist | 1 | 15 | Master Bedroom | 1381713 | Master Bedroom | 0.00029524
Ceiling Fixture | Incandescent |  | Heat Lamp | 1 | 150 | Bathroom | 1381714 | Bathroom | 0.00029524
Wall Mount | Incandescent |  | Reflector | 1 | 60 | Living Room | 138291 | Living Room | 0.000364
Ceiling Fixture | Compact Fluorescent |  | Twist | 1 | 15 | Bathroom | 138292 | Bathroom | 0.000364
Wall Mount | Compact Fluorescent |  | Twist | 3 | 15 | Bathroom | 138292 | Bathroom | 0.000364
Ceiling Fixture | Compact Fluorescent |  | A shape bulb | 1 | 15 | Hall | 138293 | Hall | 0.000364
Recessed Can | Incandescent |  | Reflector | 1 | 65 | Family Room | 138294 | Family Room | 0.000364
Recessed Can | Incandescent |  | Reflector | 1 | 65 | Office | 138295 | Office | 0.000364
Ceiling Fixture | Compact Fluorescent |  | Twist | 1 | 15 | Hall | 138296 | Hall | 0.000364
Wall Mount | Compact Fluorescent |  | A shape bulb | 4 | 22 | Bathroom | 138297 | Bathroom | 0.000364
Ceiling Fan | Compact Fluorescent |  | Twist | 1 | 15 | Bathroom | 138297 | Bathroom | 0.000364
Ceiling Fixture | Compact Fluorescent |  | A shape bulb | 1 | 15 | Laundry Room | 138298 | Laundry Room | 0.000364
Recessed Can | Incandescent |  | Reflector | 1 | 65 | Master Bedroom | 138299 | Master Bedroom | 0.000364
Recessed Can | Compact Fluorescent |  | Reflector | 1 | 22 | Closet | 1382910 | Closet | 0.000364
Garage door opener | Compact Fluorescent |  | Twist | 1 | 15 | Garage | 1382911 | Garage | 0.000364
Ceiling Fixture | Compact Fluorescent |  | Twist | 1 | 15 | Garage | 1382911 | Garage | 0.000364
Ceiling Fixture | Compact Fluorescent |  | Twist | 1 | 15 | Hall | 1382912 | Hall | 0.000364
Ceiling Fixture | Incandescent |  | Clear | 3 | 60 | Kitchen | 1382913 | Kitchen | 0.000364
Ceiling Fixture | Incandescent |  | Decorative | 2 | 40 | Kitchen | 1382913 | Kitchen | 0.000364
Chandelier (Hanging) | Compact Fluorescent |  | Twist | 3 | 15 | Kitchen | 1382913 | Kitchen | 0.000364
Other | Incandescent |  | Clear | 1 | 25 | Kitchen | 1382913 | Kitchen | 0.000364
Chandelier (Hanging) | Incandescent |  | Clear | 2 | 40 | Dining Room | 1382914 | Dining Room | 0.000364
Ceiling Fixture | Compact Fluorescent |  | Twist | 1 | 15 | Hall | 1382915 | Hall | 0.000364
Ceiling Fixture | Compact Fluorescent |  | A shape bulb | 2 | 15 | Bedroom | 1382916 | Bedroom | 0.000364
Table | Compact Fluorescent |  | Twist | 1 | 15 | Bedroom | 1382916 | Bedroom | 0.000364
Ceiling Fixture | Compact Fluorescent |  | Twist | 2 | 15 | Bathroom | 1382917 | Bathroom | 0.000364
Wall Mount | Compact Fluorescent |  | Twist | 3 | 15 | Bathroom | 1382917 | Bathroom | 0.000364
Ceiling Fixture | Compact Fluorescent |  | Twist | 2 | 15 | Bedroom | 1382918 | Bedroom | 0.000364
Table | Compact Fluorescent |  | Twist | 1 | 15 | Bedroom | 1382918 | Bedroom | 0.000364
Ceiling Fixture | Compact Fluorescent |  | Twist | 2 | 15 | Bedroom | 1382919 | Bedroom | 0.000364
Ceiling Fixture | Linear Fluorescent | 48 | T-12 | 2 | 40 | Kitchen | 138631 | Kitchen | 0.000364
Ceiling Fixture | Incandescent |  | Standard A Lamp | 2 | 40 | Dining Room | 138632 | Dining Room | 0.000364
Ceiling Fixture | Linear Fluorescent | 48 | T-12 | 2 | 40 | Garage | 138633 | Garage | 0.000364
Ceiling Fixture | Incandescent |  | Standard A Lamp | 2 | 60 | Living Room | 138634 | Living Room | 0.000364
Table | Compact Fluorescent |  | Twist | 1 | 15 | Living Room | 138634 | Living Room | 0.000364
Wall Mount | Incandescent |  | Standard A Lamp | 1 | 46 | Bathroom | 138635 | Bathroom | 0.000364
Ceiling Fixture | Incandescent |  | Standard A Lamp | 2 | 100 | Bedroom | 138636 | Bedroom | 0.000364
Ceiling Fixture | Incandescent |  | Standard A Lamp | 1 | 60 | Hall | 138637 | Hall | 0.000364
Ceiling Fixture | Compact Fluorescent |  | Twist | 2 | 15 | Bedroom | 138638 | Bedroom | 0.000364
Ceiling Fixture | Compact Fluorescent |  | Twist | 1 | 15 | Bedroom | 138639 | Bedroom | 0.000364
Recessed Can | Compact Fluorescent |  | Twist | 1 | 15 | Kitchen | 138671 | Kitchen | 0.000364
Track | Halogen |  | MR | 4 | 50 | Kitchen | 138671 | Kitchen | 0.000364
Ceiling Fan | Compact Fluorescent |  | Twist | 1 | 15 | Bedroom | 138672 | Bedroom | 0.000364
Table | Incandescent |  | Standard A Lamp | 1 | 60 | Bedroom | 138672 | Bedroom | 0.000364
Ceiling Fixture | Compact Fluorescent |  | Twist | 1 | 15 | Master Bedroom | 138673 | Master Bedroom | 0.000364
Table | Compact Fluorescent |  | Twist | 1 | 15 | Master Bedroom | 138673 | Master Bedroom | 0.000364
Wall Mount | Compact Fluorescent |  | Twist | 3 | 15 | Bathroom | 138674 | Bathroom | 0.000364
Recessed Can | Compact Fluorescent |  | Twist | 1 | 15 | Bathroom | 138674 | Bathroom | 0.000364
Recessed Can | Compact Fluorescent |  | Twist | 1 | 15 | Closet | 138675 | Closet | 0.000364
Ceiling Fixture | Incandescent |  | Clear | 1 | 40 | Hall | 138676 | Hall | 0.000364
Chandelier (Hanging) | Incandescent |  | Decorative | 5 | 25 | Dining Room | 138677 | Dining Room | 0.000364
Recessed Can | Compact Fluorescent |  | Twist | 1 | 15 | Dining Room | 138677 | Dining Room | 0.000364
Recessed Can | Compact Fluorescent |  | Twist | 1 | 15 | Laundry Room | 138678 | Laundry Room | 0.000364
Floor lamp | Incandescent |  | 3-Way Incandescent | 1 | 200 | Laundry Room | 138678 | Laundry Room | 0.000364
Table | Compact Fluorescent |  | Twist | 1 | 15 | Laundry Room | 138678 | Laundry Room | 0.000364
Ceiling Fixture | Linear Fluorescent | 48 | T-12 | 2 | 40 | Laundry Room | 138679 | Laundry Room | 0.000364
Ceiling Fixture | Compact Fluorescent |  | Twist | 1 | 15 | Bathroom | 1386710 | Bathroom | 0.000364
Ceiling Fixture | Linear Fluorescent | 96 | T-12 | 2 | 60 | Garage | 1386711 | Garage | 0.000364
Ceiling Fixture | Linear Fluorescent | 48 | T-12 | 2 | 40 | Garage | 1386711 | Garage | 0.000364
Ceiling Fan | Compact Fluorescent |  | Twist | 1 | 15 | Office | 1386712 | Office | 0.000364
Wall Mount | Incandescent |  | Clear | 4 | 40 | Bathroom | 1386713 | Bathroom | 0.000364
Ceiling Fixture | Compact Fluorescent |  | Twist | 1 | 15 | Bathroom | 1386713 | Bathroom | 0.000364
Ceiling Fixture | Incandescent |  | Heat Lamp | 2 | 250 | Bathroom | 1386713 | Bathroom | 0.000364
Ceiling Fixture | Compact Fluorescent |  | Twist | 2 | 15 | Bedroom | 1386714 | Bedroom | 0.000364
Wall Mount | Incandescent |  | Standard A Lamp | 3 | 60 | Bathroom | 138711 | Bathroom | 0.00028601
Ceiling Fixture | Incandescent |  | Reflector | 3 | 65 | Bathroom | 138711 | Bathroom | 0.00028601
Recessed Can | Incandescent |  | Heat Lamp | 2 | 250 | Bathroom | 138712 | Bathroom | 0.00028601
Ceiling Fixture | Incandescent |  | Standard A Lamp | 1 | 60 | Bathroom | 138712 | Bathroom | 0.00028601
Wall Mount | Incandescent |  | Standard A Lamp | 2 | 100 | Bathroom | 138712 | Bathroom | 0.00028601
Ceiling Fixture | Incandescent |  | Reflector | 3 | 65 | Bedroom | 138713 | Bedroom | 0.00028601
Table | Incandescent |  | Standard A Lamp | 1 | 40 | Bedroom | 138713 | Bedroom | 0.00028601
Table | Incandescent |  | Standard A Lamp | 1 | 100 | Bedroom | 138713 | Bedroom | 0.00028601
Ceiling Fixture | Incandescent |  | Reflector | 3 | 65 | Bedroom | 138714 | Bedroom | 0.00028601
Table | Incandescent |  | Standard A Lamp | 1 | 40 | Bedroom | 138714 | Bedroom | 0.00028601
Table | Incandescent |  | Standard A Lamp | 1 | 60 | Bedroom | 138714 | Bedroom | 0.00028601
Ceiling Fixture | Incandescent |  | Standard A Lamp | 1 | 60 | Closet | 138715 | Closet | 0.00028601
Ceiling Fixture | Incandescent |  | Standard A Lamp | 1 | 60 | Closet | 138716 | Closet | 0.00028601
Ceiling Fixture | Incandescent |  | Reflector | 3 | 65 | Closet | 138717 | Closet | 0.00028601
Track | Incandescent |  | Reflector | 2 | 75 | Closet | 138717 | Closet | 0.00028601
Track | Incandescent |  | Reflector | 6 | 75 | Other | 138718 | Other | 0.00028601
Ceiling Fixture | Incandescent |  | Reflector | 3 | 75 | Other | 138718 | Other | 0.00028601
Floor lamp | Compact Fluorescent |  | 3-Way CFL | 1 | 28 | Other | 138718 | Other | 0.00028601
Chandelier (Hanging) | Incandescent |  | Decorative | 5 | 40 | Dining Room | 138719 | Dining Room | 0.00028601
Track | Halogen |  | PAR | 2 | 75 | Dining Room | 138719 | Dining Room | 0.00028601
Track | Halogen |  | PAR | 3 | 75 | Family Room | 1387110 | Family Room | 0.00028601
Table | Incandescent |  | Mini base | 2 | 25 | Family Room | 1387110 | Family Room | 0.00028601
Table | Incandescent |  | Standard A Lamp | 1 | 60 | Family Room | 1387110 | Family Room | 0.00028601
Table | Incandescent |  | Standard A Lamp | 1 | 100 | Family Room | 1387110 | Family Room | 0.00028601
Floor lamp | Incandescent |  | Standard A Lamp | 2 | 60 | Family Room | 1387110 | Family Room | 0.00028601
Recessed Can | Halogen |  | PAR | 1 | 50 | Hall | 1387111 | Hall | 0.00028601
Table | Incandescent |  | Standard A Lamp | 1 | 40 | Hall | 1387111 | Hall | 0.00028601
Ceiling Fixture | Incandescent |  | Standard A Lamp | 1 | 60 | Hall | 1387112 | Hall | 0.00028601
Recessed Can | Incandescent |  | Reflector | 1 | 65 | Kitchen | 1387113 | Kitchen | 0.00028601
Track | Incandescent |  | Reflector | 2 | 65 | Kitchen | 1387113 | Kitchen | 0.00028601
Track | Incandescent |  | Reflector | 2 | 75 | Kitchen | 1387113 | Kitchen | 0.00028601
Ceiling Fixture | Incandescent |  | Mini base | 3 | 40 | Kitchen | 1387113 | Kitchen | 0.00028601
Ceiling Fixture | Incandescent |  | Reflector | 3 | 65 | Laundry Room | 1387114 | Laundry Room | 0.00028601
Recessed Can | Halogen |  | PAR | 1 | 50 | Living Room | 1387115 | Living Room | 0.00028601
Chandelier (Hanging) | Incandescent |  | Decorative | 3 | 40 | Living Room | 1387115 | Living Room | 0.00028601
Floor lamp | Incandescent |  | Mini base | 2 | 40 | Living Room | 1387115 | Living Room | 0.00028601
Wall Mount | Incandescent |  | Standard A Lamp | 3 | 60 | Bathroom | 1387116 | Bathroom | 0.00028601
Track | Halogen |  | MR | 4 | 50 | Bathroom | 1387116 | Bathroom | 0.00028601
Table | Incandescent |  | Mini base | 1 | 25 | Bathroom | 1387116 | Bathroom | 0.00028601
Ceiling Fixture | Incandescent |  | Reflector | 3 | 65 | Bedroom | 1387117 | Bedroom | 0.00028601
Table | Incandescent |  | Mini base | 3 | 60 | Bedroom | 1387117 | Bedroom | 0.00028601
Ceiling Fixture | Incandescent |  | Standard A Lamp | 1 | 100 | Closet | 1387118 | Closet | 0.00028601
Wall Mount | Other |  | Other | 2 | 57 | Bathroom | 138801 | Bathroom | 0.0012318
Chandelier (Hanging) | Incandescent |  | Globe | 1 | 100 | Dining Room | 138802 | Dining Room | 0.0012318
Recessed Can | Compact Fluorescent |  | Reflector | 1 | 14 | Family Room | 138803 | Family Room | 0.0012318
Table | Incandescent |  | Standard A Lamp | 1 | 100 | Family Room | 138803 | Family Room | 0.0012318
Table | Incandescent |  | Standard A Lamp | 1 | 60 | Family Room | 138803 | Family Room | 0.0012318
Chandelier (Hanging) | Incandescent |  | Standard A Lamp | 9 | 60 | Hall | 138804 | Hall | 0.0012318
Table | Compact Fluorescent |  | Twist | 1 | 13 | Hall | 138804 | Hall | 0.0012318
Recessed Can | Compact Fluorescent |  | Reflector | 1 | 14 | Hall | 138805 | Hall | 0.0012318
Other | Other |  | Other | 1 | 19 | Kitchen | 138806 | Kitchen | 0.0012318
Recessed Can | Compact Fluorescent |  | Reflector | 1 | 14 | Kitchen | 138806 | Kitchen | 0.0012318
Recessed Can | Compact Fluorescent |  | Reflector | 1 | 14 | Kitchen | 138806 | Kitchen | 0.0012318
Ceiling Fixture | Compact Fluorescent |  | Twist | 2 | 13 | Laundry Room | 138807 | Laundry Room | 0.0012318
Torchiere | Incandescent |  | Standard A Lamp | 1 | 40 | Living Room | 138808 | Living Room | 0.0012318
Table | Incandescent |  | Standard A Lamp | 1 | 100 | Living Room | 138808 | Living Room | 0.0012318
Torchiere | Other |  | Other | 1 | 15 | Living Room | 138808 | Living Room | 0.0012318
Ceiling Fixture | Incandescent |  | Standard A Lamp | 2 | 60 | Closet | 138809 | Closet | 0.0012318
Chandelier (Hanging) | Incandescent |  | Standard A Lamp | 5 | 60 | Other | 1388010 | Other | 0.0012318
Wall Mount | Linear Fluorescent | 24 | T-12 | 1 | 20 | Closet | 1388011 | Closet | 0.0012318
Ceiling Fixture | Incandescent |  | Standard A Lamp | 3 | 60 | Bedroom | 1388012 | Bedroom | 0.0012318
Table | Incandescent |  | Standard A Lamp | 1 | 60 | Bedroom | 1388012 | Bedroom | 0.0012318
Table | Compact Fluorescent |  | Twist | 2 | 9 | Bedroom | 1388012 | Bedroom | 0.0012318
Ceiling Fixture | Compact Fluorescent |  | Twist | 3 | 13 | Other | 1388013 | Other | 0.0012318
Ceiling Fixture | Incandescent |  | Standard A Lamp | 1 | 60 | Closet | 1388014 | Closet | 0.0012318
Ceiling Fixture | Incandescent |  | Standard A Lamp | 2 | 60 | Bathroom | 1388015 | Bathroom | 0.0012318
Recessed Can | Compact Fluorescent |  | Reflector | 1 | 14 | Master Bedroom | 1388016 | Master Bedroom | 0.0012318
Table | Compact Fluorescent |  | Twist | 1 | 13 | Master Bedroom | 1388016 | Master Bedroom | 0.0012318
Table | Compact Fluorescent |  | Twist | 1 | 13 | Master Bedroom | 1388016 | Master Bedroom | 0.0012318
Table | Incandescent |  | Standard A Lamp | 1 | 60 | Master Bedroom | 1388016 | Master Bedroom | 0.0012318
Ceiling Fixture | Incandescent |  | Standard A Lamp | 3 | 60 | Closet | 1388017 | Closet | 0.0012318
Ceiling Fixture | Compact Fluorescent |  | Twist | 3 | 13 | Bedroom | 1388018 | Bedroom | 0.0012318
Table | Compact Fluorescent |  | Twist | 1 | 13 | Bedroom | 1388018 | Bedroom | 0.0012318
Ceiling Fixture | Incandescent |  | Standard A Lamp | 2 | 60 | Bathroom | 1388019 | Bathroom | 0.0012318
Recessed Can | Incandescent |  | Reflector |  | 65 | Family Room | 1388020 | Family Room | 0.0012318
Recessed Can | Compact Fluorescent |  | Reflector | 1 | 14 | Hall | 1388021 | Hall | 0.0012318
Ceiling Fixture | Incandescent |  | Standard A Lamp | 2 | 60 | Living Room | 1388022 | Living Room | 0.0012318
Recessed Can | Incandescent |  | Standard A Lamp | 1 | 60 | Bathroom | 1388023 | Bathroom | 0.0012318
Recessed Can | Compact Fluorescent |  | Reflector | 1 | 14 | Bathroom | 1388023 | Bathroom | 0.0012318
Garage door opener | Incandescent |  | Standard A Lamp | 1 | 60 | Garage | 1388024 | Garage | 0.0012318
Ceiling Fixture | Incandescent |  | Standard A Lamp | 1 | 60 | Garage | 1388024 | Garage | 0.0012318
Ceiling Fixture | Compact Fluorescent |  | Twist | 2 | 13 | Hall | 138951 | Hall | 0.00037892
Ceiling Fixture | Incandescent |  | Reflector | 1 | 125 | Bathroom | 138952 | Bathroom | 0.00037892
Wall Mount | Compact Fluorescent |  | Twist | 2 | 14 | Bathroom | 138952 | Bathroom | 0.00037892
Ceiling Fixture | Compact Fluorescent |  | Twist | 1 | 13 | Master Bedroom | 138953 | Master Bedroom | 0.00037892
Table | Compact Fluorescent |  | Twist | 1 | 13 | Master Bedroom | 138953 | Master Bedroom | 0.00037892
Ceiling Fixture | Linear Fluorescent | 48 | T-12 | 2 | 40 | Kitchen | 138954 | Kitchen | 0.00037892
Other | Compact Fluorescent |  | Twist | 3 | 13 | Laundry Room | 138955 | Laundry Room | 0.00037892
Track | Other |  | Other | 9 | 58 | Living Room | 138956 | Living Room | 0.00037892
Ceiling Fixture | Compact Fluorescent |  | Twist | 1 | 13 | Living Room | 138956 | Living Room | 0.00037892
Floor lamp | Compact Fluorescent |  | Twist | 1 | 13 | Living Room | 138956 | Living Room | 0.00037892
Wall Mount | Compact Fluorescent |  | Twist | 1 | 13 | Living Room | 138956 | Living Room | 0.00037892
Wall Mount | Incandescent |  | Globe | 3 | 40 | Bathroom | 138981 | Bathroom | 0.00029524
Recessed - other | Compact Fluorescent |  | Twist | 1 | 22 | Bedroom | 138982 | Bedroom | 0.00029524
Table | Compact Fluorescent |  | Straight Tube | 1 | 15 | Bedroom | 138982 | Bedroom | 0.00029524
Table | Compact Fluorescent |  | Twist | 1 | 22 | Bedroom | 138982 | Bedroom | 0.00029524
Chandelier (Hanging) | Incandescent |  | Decorative | 10 | 25 | Dining Room | 138983 | Dining Room | 0.00029524
Ceiling Fixture | Linear Fluorescent | 96 | T-12 | 2 | 100 | Garage | 138984 | Garage | 0.00029524
Garage door opener | Compact Fluorescent |  | Twist | 2 | 22 | Garage | 138984 | Garage | 0.00029524
Recessed - other | Compact Fluorescent |  | Twist | 1 | 22 | Hall | 138985 | Hall | 0.00029524
Track | Compact Fluorescent |  | Twist | 3 | 22 | Hall | 138986 | Hall | 0.00029524
Recessed - other | Compact Fluorescent |  | Twist | 1 | 22 | Laundry Room | 138987 | Laundry Room | 0.00029524
Ceiling Fixture | Compact Fluorescent |  | Twist | 4 | 22 | Living Room | 138988 | Living Room | 0.00029524
Floor lamp | Compact Fluorescent |  | Twist | 1 | 28 | Living Room | 138988 | Living Room | 0.00029524
Table | Incandescent |  | Standard A Lamp | 1 | 75 | Living Room | 138988 | Living Room | 0.00029524
Table | Compact Fluorescent |  | Twist | 1 | 28 | Living Room | 138988 | Living Room | 0.00029524
Chandelier (Hanging) | Incandescent |  | Decorative | 6 | 25 | Living Room | 138988 | Living Room | 0.00029524
Wall Mount | Incandescent |  | Globe | 4 | 40 | Bathroom | 138989 | Bathroom | 0.00029524
Ceiling Fan | Incandescent |  | Standard A Lamp | 1 | 60 | Bathroom | 138989 | Bathroom | 0.00029524
Recessed - other | Compact Fluorescent |  | Twist | 1 | 22 | Bathroom | 138989 | Bathroom | 0.00029524
Table | Compact Fluorescent |  | Twist | 1 | 22 | Master Bedroom | 1389810 | Master Bedroom | 0.00029524
Table | Compact Fluorescent |  | Straight Tube | 2 | 15 | Master Bedroom | 1389810 | Master Bedroom | 0.00029524
Recessed - other | Compact Fluorescent |  | Twist | 1 | 22 | Office | 1389811 | Office | 0.00029524
Other | Linear Fluorescent | 12 | T-5 | 1 | 16 | Office | 1389811 | Office | 0.00029524
Table | Compact Fluorescent |  | Twist | 1 | 22 | Office | 1389811 | Office | 0.00029524
Torchiere | Compact Fluorescent |  | Twist | 2 | 22 | Office | 1389811 | Office | 0.00029524
Recessed Can | Halogen |  | Quartz Tube | 1 | 50 | Office | 1389811 | Office | 0.00029524
Track | Compact Fluorescent |  | Reflector | 4 | 28 | Living Room | 1389812 | Living Room | 0.00029524
Recessed - other | Compact Fluorescent |  | Reflector | 1 | 28 | Living Room | 1389812 | Living Room | 0.00029524
Ceiling Fixture | Linear Fluorescent | 36 | T-12 | 4 | 32 | Kitchen | 1389813 | Kitchen | 0.00029524
Ceiling Fixture | Linear Fluorescent | 40 | T-12 | 2 | 40 | Living Room | 139031 | Living Room | 0.0017229
Ceiling Fixture | Compact Fluorescent |  | Twist | 2 | 13 | Living Room | 139031 | Living Room | 0.0017229
Ceiling Fixture | Incandescent |  | Standard A Lamp | 1 | 75 | Living Room | 139031 | Living Room | 0.0017229
Recessed Can | Incandescent |  | Reflector | 1 | 65 | Bathroom | 139032 | Bathroom | 0.0017229
Ceiling Fixture | Incandescent |  | Clear | 2 | 55 | Bathroom | 139032 | Bathroom | 0.0017229
Wall Mount | Incandescent |  | Mini base | 1 | 40 | Bathroom | 139032 | Bathroom | 0.0017229
Ceiling Fixture | Compact Fluorescent |  | Twist | 2 | 13 | Bathroom | 139033 | Bathroom | 0.0017229
Ceiling Fixture | Incandescent |  | Standard A Lamp | 1 | 75 | Bathroom | 139034 | Bathroom | 0.0017229
Ceiling Fixture | Linear Fluorescent | 48 | T-12 | 1 | 35 | Bedroom | 139035 | Bedroom | 0.0017229
Recessed Can | Incandescent |  | Reflector | 1 | 100 | Bedroom | 139035 | Bedroom | 0.0017229
Ceiling Fixture | Compact Fluorescent |  | Reflector | 1 | 15 | Bedroom | 139035 | Bedroom | 0.0017229
Floor lamp | Incandescent |  | Clear | 1 | 75 | Bedroom | 139035 | Bedroom | 0.0017229
Ceiling Fixture | Incandescent |  | Standard A Lamp | 2 | 60 | Bedroom | 139036 | Bedroom | 0.0017229
Table | Incandescent |  | Clear | 1 | 60 | Bedroom | 139036 | Bedroom | 0.0017229
Chandelier (Hanging) | Incandescent |  | Standard A Lamp | 6 | 60 | Dining Room | 139037 | Dining Room | 0.0017229
Ceiling Fixture | Incandescent |  | Standard A Lamp | 2 | 75 | Hall | 139038 | Hall | 0.0017229
Ceiling Fixture | Compact Fluorescent |  | Twist | 2 | 13 | Hall | 139038 | Hall | 0.0017229
Wall Mount | Incandescent |  | Mini base | 1 | 40 | Hall | 139038 | Hall | 0.0017229
Ceiling Fixture | Incandescent |  | Reflector | 1 | 75 | Garage | 139039 | Garage | 0.0017229
Ceiling Fixture | Compact Fluorescent |  | Twist | 1 | 22 | Garage | 139039 | Garage | 0.0017229
Recessed Can | Incandescent |  | Reflector | 1 | 65 | Hall | 1390310 | Hall | 0.0017229
Ceiling Fixture | Linear Fluorescent | 48 | T-8 | 2 | 32 | Kitchen | 1390311 | Kitchen | 0.0017229
Ceiling Fixture | Linear Fluorescent | 48 | T-12 | 1 | 40 | Kitchen | 1390311 | Kitchen | 0.0017229
Ceiling Fixture | Linear Fluorescent | 12 | T-5 | 1 | 8 | Kitchen | 1390311 | Kitchen | 0.0017229
Chandelier (Hanging) | Compact Fluorescent |  | Twist | 1 | 13 | Kitchen | 1390311 | Kitchen | 0.0017229
Chandelier (Hanging) | Other |  | LED Interior | 2 | 7 | Kitchen | 1390311 | Kitchen | 0.0017229
Table | Incandescent |  | Mini base | 1 | 40 | Kitchen | 1390311 | Kitchen | 0.0017229
Ceiling Fixture | Incandescent |  | Standard A Lamp | 2 | 75 | Laundry Room | 1390312 | Laundry Room | 0.0017229
Track | Halogen |  | MR | 3 | 50 | Laundry Room | 1390312 | Laundry Room | 0.0017229
Floor lamp | Compact Fluorescent |  | Twist | 2 | 13 | Living Room | 1390313 | Living Room | 0.0017229
Ceiling Fixture | Incandescent |  | Mini base | 2 | 75 | Bathroom | 1390314 | Bathroom | 0.0017229
Ceiling Fixture | Halogen |  | MR | 2 | 50 | Bathroom | 1390314 | Bathroom | 0.0017229
Ceiling Fixture | Compact Fluorescent |  | Twist | 1 | 13 | Bathroom | 1390314 | Bathroom | 0.0017229
Ceiling Fixture | Incandescent |  | Standard A Lamp | 1 | 75 | Bathroom | 1390314 | Bathroom | 0.0017229
Chandelier (Hanging) | Incandescent |  | Mini base | 1 | 40 | Bathroom | 1390314 | Bathroom | 0.0017229
Table | Incandescent |  | Standard A Lamp | 1 | 75 | Master Bedroom | 1390315 | Master Bedroom | 0.0017229
Table | Compact Fluorescent |  | Twist | 1 | 13 | Master Bedroom | 1390315 | Master Bedroom | 0.0017229
Table | Incandescent |  | Mini base | 1 | 40 | Master Bedroom | 1390315 | Master Bedroom | 0.0017229
Recessed Can | Compact Fluorescent |  | Twist | 1 | 15 | Closet | 1390316 | Closet | 0.0017229
Ceiling Fixture | Linear Fluorescent | 48 | T-12 | 1 | 34 | Closet | 1390316 | Closet | 0.0017229
Ceiling Fixture | Compact Fluorescent |  | Twist | 1 | 13 | Closet | 1390316 | Closet | 0.0017229
Ceiling Fan | Incandescent |  | Standard A Lamp | 4 | 40 | Dining Room | 139121 | Dining Room | 0.00049795
Table | Incandescent |  | Mini base | 1 | 25 | Dining Room | 139121 | Dining Room | 0.00049795
Ceiling Fixture | Incandescent |  | Standard A Lamp | 1 | 60 | Hall | 139122 | Hall | 0.00049795
Ceiling Fixture | Linear Fluorescent | 48 | T-12 | 2 | 40 | Garage | 139123 | Garage | 0.00049795
Wall Mount | Incandescent |  | Mini base | 4 | 60 | Bathroom | 139124 | Bathroom | 0.00049795
Ceiling Fixture | Incandescent |  | Standard A Lamp | 1 | 40 | Hall | 139125 | Hall | 0.00049795
Table | Compact Fluorescent |  | Twist | 1 | 15 | Hall | 139125 | Hall | 0.00049795
Table | Incandescent |  | Standard A Lamp | 1 | 60 | Kitchen | 139126 | Kitchen | 0.00049795
Ceiling Fan | Incandescent |  | Standard A Lamp | 1 | 75 | Kitchen | 139126 | Kitchen | 0.00049795
Chandelier (Hanging) | Compact Fluorescent |  | Twist | 1 | 13 | Kitchen | 139126 | Kitchen | 0.00049795
Table | Compact Fluorescent |  | Twist | 1 | 25 | Living Room | 139127 | Living Room | 0.00049795
Floor lamp | Incandescent |  | Standard A Lamp | 1 | 100 | Living Room | 139127 | Living Room | 0.00049795
Table | Compact Fluorescent |  | Twist | 1 | 13 | Living Room | 139127 | Living Room | 0.00049795
Wall Mount | Compact Fluorescent |  | Twist | 2 | 13 | Bathroom | 139128 | Bathroom | 0.00049795
Table | Incandescent |  | Mini base | 1 | 40 | Bathroom | 139128 | Bathroom | 0.00049795
Ceiling Fixture | Incandescent |  | Standard A Lamp | 2 | 60 | Master Bedroom | 139129 | Master Bedroom | 0.00049795
Ceiling Fixture | Compact Fluorescent |  | Twist | 2 | 18 | Office | 1391210 | Office | 0.00049795
Table | Incandescent |  | Mini base | 1 | 40 | Office | 1391210 | Office | 0.00049795
Ceiling Fixture | Compact Fluorescent |  | Mini base | 2 | 15 | Bedroom | 1391211 | Bedroom | 0.00049795
Ceiling Fixture | Incandescent |  | Mini base | 1 | 25 | Bedroom | 1391211 | Bedroom | 0.00049795
Table | Compact Fluorescent |  | Twist | 1 | 13 | Bedroom | 1391211 | Bedroom | 0.00049795
Chandelier (Hanging) | Incandescent |  | Standard A Lamp | 4 | 70 | Dining Room | 139481 | Dining Room | 0.00037892
Wall Mount | Incandescent |  | Standard A Lamp | 1 | 60 | Hall | 139482 | Hall | 0.00037892
Recessed - other | Incandescent |  | Standard A Lamp | 1 | 60 | Bathroom | 139483 | Bathroom | 0.00037892
Wall Mount | Incandescent |  | Standard A Lamp | 2 | 60 | Bathroom | 139483 | Bathroom | 0.00037892
Ceiling Fixture | Incandescent |  | Standard A Lamp | 1 | 60 | Hall | 139484 | Hall | 0.00037892
Ceiling Fixture | Incandescent |  | Standard A Lamp | 1 | 60 | Hall | 139485 | Hall | 0.00037892
Ceiling Fan | Incandescent |  | Standard A Lamp | 1 | 75 | Family Room | 139486 | Family Room | 0.00037892
Table | Incandescent |  | 3-Way Incandescent | 1 | 100 | Family Room | 139486 | Family Room | 0.00037892
Recessed Can | Incandescent |  | Reflector | 1 | 65 | Kitchen | 139487 | Kitchen | 0.00037892
Wall Mount | Incandescent |  | Standard A Lamp | 2 | 25 | Kitchen | 139487 | Kitchen | 0.00037892
Wall Mount | Compact Fluorescent |  | Twist | 1 | 20 | Laundry Room | 139488 | Laundry Room | 0.00037892
Ceiling Fan | Incandescent |  | Standard A Lamp | 4 | 40 | Living Room | 139489 | Living Room | 0.00037892
Floor lamp | Incandescent |  | Standard A Lamp | 1 | 60 | Living Room | 139489 | Living Room | 0.00037892
Table | Incandescent |  | Standard A Lamp | 1 | 60 | Living Room | 139489 | Living Room | 0.00037892
Floor lamp | Incandescent |  | Standard A Lamp | 1 | 60 | Living Room | 139489 | Living Room | 0.00037892
Table | Compact Fluorescent |  | Twist | 1 | 13 | Living Room | 139489 | Living Room | 0.00037892
Ceiling Fixture | Incandescent |  | Standard A Lamp | 1 | 60 | Bathroom | 1394810 | Bathroom | 0.00037892
Wall Mount | Incandescent |  | Other | 4 | 23 | Bathroom | 1394810 | Bathroom | 0.00037892
Ceiling Fixture | Incandescent |  | Standard A Lamp | 2 | 40 | Bedroom | 1394811 | Bedroom | 0.00037892
Table | Incandescent |  | Clear | 1 | 60 | Bedroom | 1394811 | Bedroom | 0.00037892
Table | Incandescent |  | Standard A Lamp | 1 | 100 | Bedroom | 1394811 | Bedroom | 0.00037892
Ceiling Fixture | Incandescent |  | Standard A Lamp | 1 | 60 | Closet | 1394812 | Closet | 0.00037892
Chandelier (Hanging) | Incandescent |  | Standard A Lamp | 1 | 75 | Hall | 1394813 | Hall | 0.00037892
Ceiling Fixture | Incandescent |  | Standard A Lamp | 1 | 60 | Master Bedroom | 1394814 | Master Bedroom | 0.00037892
Table | Incandescent |  | Standard A Lamp | 1 | 60 | Master Bedroom | 1394814 | Master Bedroom | 0.00037892
Table | Compact Fluorescent |  | Twist | 1 | 19 | Master Bedroom | 1394814 | Master Bedroom | 0.00037892
Table | Incandescent |  | 3-Way Incandescent | 1 | 150 | Master Bedroom | 1394814 | Master Bedroom | 0.00037892
Ceiling Fixture | Incandescent |  | Standard A Lamp | 1 | 60 | Office | 1394815 | Office | 0.00037892
Table | Halogen |  | Other | 1 | 100 | Office | 1394815 | Office | 0.00037892
Ceiling Fixture | Compact Fluorescent |  | Twist | 1 | 19 | Other | 1394816 | Other | 0.00037892
Ceiling Fixture | Compact Fluorescent |  | Straight Tube | 1 | 15 | Garage | 1394817 | Garage | 0.00037892
Garage door opener | Compact Fluorescent |  | Twist | 2 | 13 | Garage | 1394817 | Garage | 0.00037892
Chandelier (Hanging) | Compact Fluorescent |  | Twist | 1 | 15 | Hall | 139561 | Hall | 0.00037892
Wall Mount | Incandescent |  | Standard A Lamp | 1 | 60 | Closet | 139562 | Closet | 0.00037892
Chandelier (Hanging) | Incandescent |  | Standard A Lamp | 1 | 100 | Family Room | 139563 | Family Room | 0.00037892
Table | Incandescent |  | 3-Way Incandescent | 2 | 40 | Family Room | 139563 | Family Room | 0.00037892
Table | Compact Fluorescent |  | Twist | 1 | 13 | Family Room | 139563 | Family Room | 0.00037892
Chandelier (Hanging) | Compact Fluorescent |  | Mini base | 10 | 5 | Dining Room | 139564 | Dining Room | 0.00037892
Recessed Can | Halogen |  | MR | 1 | 50 | Hall | 139565 | Hall | 0.00037892
Table | Incandescent |  | Decorative | 1 | 25 | Hall | 139565 | Hall | 0.00037892
Chandelier (Hanging) | Halogen |  | Other | 1 | 50 | Hall | 139565 | Hall | 0.00037892
Chandelier (Hanging) | Incandescent |  | Mini base | 3 | 25 | Bathroom | 139566 | Bathroom | 0.00037892
Wall Mount | Incandescent |  | Standard A Lamp | 2 | 60 | Bathroom | 139566 | Bathroom | 0.00037892
Ceiling Fixture | Compact Fluorescent |  | Twist | 1 | 15 | Kitchen | 139567 | Kitchen | 0.00037892
Ceiling Fixture | Compact Fluorescent |  | Twist | 1 | 15 | Kitchen | 139567 | Kitchen | 0.00037892
Chandelier (Hanging) | Compact Fluorescent |  | Straight Tube | 1 | 15 | Kitchen | 139567 | Kitchen | 0.00037892
Chandelier (Hanging) | Compact Fluorescent |  | Twist | 1 | 26 | Dining Room | 139568 | Dining Room | 0.00037892
Chandelier (Hanging) | Incandescent |  | Other | 1 | 40 | Dining Room | 139568 | Dining Room | 0.00037892
Table | Incandescent |  | Standard A Lamp | 1 | 60 | Living Room | 139569 | Living Room | 0.00037892
Table | Compact Fluorescent |  | 3-Way CFL | 1 | 19 | Living Room | 139569 | Living Room | 0.00037892
Table | Incandescent |  | Other | 1 | 50 | Living Room | 139569 | Living Room | 0.00037892
Chandelier (Hanging) | Compact Fluorescent |  | Twist | 1 | 15 | Office | 1395610 | Office | 0.00037892
Ceiling Fixture | Compact Fluorescent |  | Twist | 1 | 15 | Closet | 1395611 | Closet | 0.00037892
Wall Mount | Incandescent |  | Standard A Lamp | 1 | 100 | Hall | 1395612 | Hall | 0.00037892
Wall Mount | Compact Fluorescent |  | Twist | 1 | 15 | Hall | 1395612 | Hall | 0.00037892
Wall Mount | Compact Fluorescent |  | Twist | 1 | 13 | Hall | 1395612 | Hall | 0.00037892
Wall Mount | Compact Fluorescent |  | Twist | 1 | 19 | Hall | 1395613 | Hall | 0.00037892
Wall Mount | Compact Fluorescent |  | Twist | 1 | 13 | Laundry Room | 1395614 | Laundry Room | 0.00037892
Table | Compact Fluorescent |  | Twist | 1 | 10 | Master Bedroom | 1395615 | Master Bedroom | 0.00037892
Table | Incandescent |  | Standard A Lamp | 1 | 40 | Master Bedroom | 1395615 | Master Bedroom | 0.00037892
Ceiling Fixture | Incandescent |  | Standard A Lamp | 1 | 100 | Master Bedroom | 1395615 | Master Bedroom | 0.00037892
Ceiling Fixture | Compact Fluorescent |  | Twist | 1 | 13 | Closet | 1395616 | Closet | 0.00037892
Table | Compact Fluorescent |  | Twist | 1 | 23 | Other | 1395617 | Other | 0.00037892
Ceiling Fixture | Incandescent |  | Standard A Lamp | 1 | 60 | Other | 1395617 | Other | 0.00037892
Floor lamp | Compact Fluorescent |  | Twist | 1 | 13 | Other | 1395617 | Other | 0.00037892
Recessed Can | Incandescent |  | Standard A Lamp | 1 | 60 | Office | 1395618 | Office | 0.00037892
Chandelier (Hanging) | Compact Fluorescent |  | Twist | 1 | 15 | Bedroom | 1395619 | Bedroom | 0.00037892
Table | Incandescent |  | Other | 1 | 55 | Bedroom | 1395619 | Bedroom | 0.00037892
Chandelier (Hanging) | Halogen |  | MR | 1 | 55 | Bedroom | 1395619 | Bedroom | 0.00037892
Floor lamp | Incandescent |  | Standard A Lamp | 1 | 60 | Bedroom | 1395620 | Bedroom | 0.00037892
Ceiling Fixture | Compact Fluorescent |  | Twist | 1 | 13 | Bedroom | 1395620 | Bedroom | 0.00037892
Ceiling Fixture | Incandescent |  | Globe | 1 | 40 | Bedroom | 1395620 | Bedroom | 0.00037892
Wall Mount | Incandescent |  | Standard A Lamp | 1 | 60 | Bedroom | 1395620 | Bedroom | 0.00037892
Wall Mount | Compact Fluorescent |  | Straight Tube | 1 | 10 | Closet | 1395621 | Closet | 0.00037892
Ceiling Fixture | Compact Fluorescent |  | Twist | 1 | 13 | Office | 1395622 | Office | 0.00037892
Ceiling Fixture | Compact Fluorescent |  | Twist | 1 | 15 | Office | 1395622 | Office | 0.00037892
Wall Mount | Compact Fluorescent |  | Twist | 1 | 15 | Office | 1395622 | Office | 0.00037892
Ceiling Fixture | Compact Fluorescent |  | Twist | 1 | 23 | Family Room | 1395623 | Family Room | 0.00037892
Ceiling Fixture | Compact Fluorescent |  | Twist | 1 | 13 | Family Room | 1395623 | Family Room | 0.00037892
Ceiling Fixture | Compact Fluorescent |  | Twist | 1 | 15 | Other | 1395624 | Other | 0.00037892
Ceiling Fixture | Compact Fluorescent |  | Twist | 1 | 23 | Other | 1395624 | Other | 0.00037892
Table | Incandescent |  | Standard A Lamp | 1 | 75 | Other | 1395624 | Other | 0.00037892
Ceiling Fixture | Incandescent |  | Standard A Lamp | 1 | 100 | Other | 1395624 | Other | 0.00037892
Wall Mount | Compact Fluorescent |  | Twist | 1 | 13 | Hall | 1395625 | Hall | 0.00037892
Wall Mount | Incandescent |  | Globe | 4 | 60 | Bathroom | 139701 | Bathroom | 0.00037892
Chandelier (Hanging) | Incandescent |  | Decorative | 5 | 40 | Dining Room | 139702 | Dining Room | 0.00037892
Ceiling Fixture | Incandescent |  | Globe | 1 | 40 | Hall | 139703 | Hall | 0.00037892
Ceiling Fixture | Incandescent |  | Standard A Lamp | 2 | 60 | Bedroom | 139704 | Bedroom | 0.00037892
Table | Incandescent |  | Standard A Lamp | 1 | 75 | Bedroom | 139704 | Bedroom | 0.00037892
Chandelier (Hanging) | Incandescent |  | Mini base | 2 | 25 | Hall | 139705 | Hall | 0.00037892
Ceiling Fixture | Incandescent |  | Standard A Lamp | 1 | 40 | Hall | 139706 | Hall | 0.00037892
Track | Halogen |  | PAR | 1 | 60 | Kitchen | 139707 | Kitchen | 0.00037892
Track | Halogen |  | PAR | 3 | 75 | Kitchen | 139707 | Kitchen | 0.00037892
Track | Halogen |  | PAR | 2 | 75 | Kitchen | 139707 | Kitchen | 0.00037892
Ceiling Fixture | Compact Fluorescent |  | Twist | 1 | 18 | Kitchen | 139707 | Kitchen | 0.00037892
Other | Compact Fluorescent |  | Twist | 1 | 18 | Kitchen | 139707 | Kitchen | 0.00037892
Floor lamp | Compact Fluorescent |  | Twist | 2 | 18 | Living Room | 139708 | Living Room | 0.00037892
Table | Compact Fluorescent |  | Twist | 1 | 18 | Living Room | 139708 | Living Room | 0.00037892
Table | Incandescent |  | Decorative | 1 | 60 | Living Room | 139708 | Living Room | 0.00037892
Floor lamp | Compact Fluorescent |  | Twist | 2 | 13 | Living Room | 139708 | Living Room | 0.00037892
Floor lamp | Compact Fluorescent |  | Twist | 1 | 18 | Living Room | 139708 | Living Room | 0.00037892
Ceiling Fixture | Compact Fluorescent |  | Twist | 2 | 13 | Office | 139709 | Office | 0.00037892
Table | Incandescent |  | Standard A Lamp | 1 | 75 | Office | 139709 | Office | 0.00037892
Wall Mount | Incandescent |  | Standard A Lamp | 2 | 40 | Bathroom | 1397010 | Bathroom | 0.00037892
Wall Mount | Incandescent |  | Standard A Lamp | 1 | 100 | Bathroom | 1397010 | Bathroom | 0.00037892
Ceiling Fixture | Incandescent |  | Standard A Lamp | 1 | 75 | Closet | 1397011 | Closet | 0.00037892
Wall Mount | Compact Fluorescent |  | Twist | 1 | 13 | Master Bedroom | 1397012 | Master Bedroom | 0.00037892
Wall Mount | Incandescent |  | Decorative | 1 | 40 | Master Bedroom | 1397012 | Master Bedroom | 0.00037892
Table | Incandescent |  | Standard A Lamp | 1 | 25 | Master Bedroom | 1397012 | Master Bedroom | 0.00037892
Table | Incandescent |  | 3-Way Incandescent | 1 | 70 | Master Bedroom | 1397012 | Master Bedroom | 0.00037892
Wall Mount | Incandescent |  | 3-Way Incandescent | 1 | 70 | Bedroom | 1397013 | Bedroom | 0.00037892
Table | Compact Fluorescent |  | A shape bulb | 1 | 14 | Bedroom | 1397013 | Bedroom | 0.00037892
Ceiling Fixture | Compact Fluorescent |  | Twist | 1 | 18 | Bedroom | 1397013 | Bedroom | 0.00037892
Floor lamp | Compact Fluorescent |  | Twist | 1 | 23 | Other | 1397014 | Other | 0.00037892
Floor lamp | Compact Fluorescent |  | Twist | 1 | 18 | Other | 1397014 | Other | 0.00037892
Wall Mount | Incandescent |  | Standard A Lamp | 1 | 100 | Garage | 1397015 | Garage | 0.00037892
Ceiling Fixture | Incandescent |  | Standard A Lamp | 1 | 60 | Other | 1397016 | Other | 0.00037892
Recessed Can | Compact Fluorescent |  | Twist | 1 | 18 | Hall | 1397017 | Hall | 0.00037892
Ceiling Fixture | Linear Fluorescent | 48 | T-12 | 2 | 40 | Laundry Room | 1397018 | Laundry Room | 0.00037892
Ceiling Fixture | Compact Fluorescent |  | Twist | 1 | 23 | Laundry Room | 1397018 | Laundry Room | 0.00037892
Ceiling Fixture | Linear Fluorescent | 48 | T-12 | 2 | 40 | Other | 1397019 | Other | 0.00037892
Ceiling Fixture | Linear Fluorescent | 48 | T-12 | 2 | 40 | Other | 1397020 | Other | 0.00037892
Ceiling Fixture | Compact Fluorescent |  | Twist | 1 | 13 | Hall | 1397021 | Hall | 0.00037892
Ceiling Fixture | Compact Fluorescent |  | Twist | 1 | 13 | Other | 1397022 | Other | 0.00037892
Ceiling Fixture | Incandescent |  | Standard A Lamp | 1 | 60 | Other | 1397023 | Other | 0.00037892
Wall Mount | Incandescent |  | Globe | 2 | 60 | Bathroom | 139741 | Bathroom | 0.00049795
Wall Mount | Incandescent |  | Clear | 1 | 60 | Bathroom | 139741 | Bathroom | 0.00049795
Recessed Can | Halogen |  | PAR | 1 | 50 | Dining Room | 139742 | Dining Room | 0.00049795
Recessed Can | Halogen |  | PAR | 1 | 75 | Family Room | 139743 | Family Room | 0.00049795
Ceiling Fan | Incandescent |  | Standard A Lamp | 1 | 60 | Garage | 139744 | Garage | 0.00049795
Wall Mount | Incandescent |  | Globe | 3 | 60 | Bathroom | 139745 | Bathroom | 0.00049795
Recessed Can | Halogen |  | PAR | 1 | 50 | Bathroom | 139745 | Bathroom | 0.00049795
Recessed Can | Halogen |  | PAR | 1 | 50 | Hall | 139746 | Hall | 0.00049795
Table | Incandescent |  | Standard A Lamp | 1 | 60 | Hall | 139746 | Hall | 0.00049795
Ceiling Fixture | Incandescent |  | Clear | 2 | 60 | Kitchen | 139747 | Kitchen | 0.00049795
Other | Incandescent |  | Other | 1 | 25 | Kitchen | 139747 | Kitchen | 0.00049795
Recessed Can | Halogen |  | PAR | 1 | 75 | Kitchen | 139747 | Kitchen | 0.00049795
Recessed Can | Halogen |  | PAR | 1 | 50 | Kitchen | 139747 | Kitchen | 0.00049795
Ceiling Fixture | Compact Fluorescent |  | Twist | 1 | 19 | Laundry Room | 139748 | Laundry Room | 0.00049795
Ceiling Fixture | Incandescent |  | Standard A Lamp | 2 | 60 | Master Bedroom | 139749 | Master Bedroom | 0.00049795
Ceiling Fixture | Incandescent |  | Standard A Lamp | 1 | 60 | Bedroom | 1397410 | Bedroom | 0.00049795
Table | Incandescent |  | Standard A Lamp | 1 | 40 | Bedroom | 1397410 | Bedroom | 0.00049795
Table | Incandescent |  | Standard A Lamp | 1 | 60 | Office | 1397411 | Office | 0.00049795
Table | Compact Fluorescent |  | Twist | 1 | 19 | Office | 1397411 | Office | 0.00049795
Ceiling Fixture | Incandescent |  | Standard A Lamp | 2 | 60 | Bedroom | 1397412 | Bedroom | 0.00049795
Table | Incandescent |  | Standard A Lamp | 1 | 40 | Bedroom | 1397412 | Bedroom | 0.00049795
Wall Mount | Incandescent |  | Globe | 3 | 60 | Bathroom | 139751 | Bathroom | 0.0012318
Wall Mount | Other |  | LED Interior | 1 | 1 | Bathroom | 139751 | Bathroom | 0.0012318
Ceiling Fixture | Incandescent |  | Standard A Lamp | 2 | 60 | Dining Room | 139752 | Dining Room | 0.0012318
Ceiling Fixture | Incandescent |  | Standard A Lamp | 2 | 100 | Dining Room | 139752 | Dining Room | 0.0012318
Ceiling Fixture | Incandescent |  | Standard A Lamp | 1 | 75 | Dining Room | 139752 | Dining Room | 0.0012318
Ceiling Fixture | Incandescent |  | Standard A Lamp | 1 | 60 | Hall | 139753 | Hall | 0.0012318
Ceiling Fixture | Incandescent |  | Standard A Lamp | 1 | 60 | Hall | 139754 | Hall | 0.0012318
Ceiling Fixture | Incandescent |  | Standard A Lamp | 1 | 100 | Hall | 139754 | Hall | 0.0012318
Recessed Can | Compact Fluorescent |  | Reflector | 1 | 15 | Kitchen | 139755 | Kitchen | 0.0012318
Recessed Can | Compact Fluorescent |  | Twist | 1 | 13 | Kitchen | 139755 | Kitchen | 0.0012318
Recessed Can | Incandescent |  | Reflector | 1 | 65 | Kitchen | 139755 | Kitchen | 0.0012318
Other | Incandescent |  | Other | 1 | 38 | Kitchen | 139755 | Kitchen | 0.0012318
Other | Incandescent |  | Other | 1 | 40 | Kitchen | 139755 | Kitchen | 0.0012318
Ceiling Fixture | Incandescent |  | Standard A Lamp | 1 | 60 | Laundry Room | 139756 | Laundry Room | 0.0012318
Floor lamp | Incandescent |  | Standard A Lamp | 1 | 60 | Living Room | 139757 | Living Room | 0.0012318
Table | Incandescent |  | Standard A Lamp | 1 | 100 | Living Room | 139757 | Living Room | 0.0012318
Table | Incandescent |  | Standard A Lamp | 1 | 60 | Living Room | 139757 | Living Room | 0.0012318
Other | Incandescent |  | Other | 2 | 39 | Living Room | 139757 | Living Room | 0.0012318
Ceiling Fan | Incandescent |  | Standard A Lamp | 2 | 60 | Master Bedroom | 139758 | Master Bedroom | 0.0012318
Table | Incandescent |  | Standard A Lamp | 1 | 60 | Master Bedroom | 139758 | Master Bedroom | 0.0012318
Ceiling Fan | Incandescent |  | Standard A Lamp | 2 | 90 | Family Room | 139759 | Family Room | 0.0012318
Torchiere | Linear Fluorescent | 36 | T-8 | 1 | 20 | Family Room | 139759 | Family Room | 0.0012318
Other | Incandescent |  | Other | 1 | 40 | Family Room | 139759 | Family Room | 0.0012318
Wall Mount | Incandescent |  | Globe | 3 | 60 | Bathroom | 1397510 | Bathroom | 0.0012318
Wall Mount | Incandescent |  | Mini base | 1 | 4 | Bathroom | 1397510 | Bathroom | 0.0012318
Wall Mount | Incandescent |  | Globe | 6 | 60 | Bathroom | 1397511 | Bathroom | 0.0012318
Recessed - other | Incandescent |  | Heat Lamp | 1 | 250 | Bathroom | 1397511 | Bathroom | 0.0012318
Recessed - other | Incandescent |  | Standard A Lamp | 1 | 60 | Bathroom | 1397511 | Bathroom | 0.0012318
Ceiling Fan | Incandescent |  | Standard A Lamp | 2 | 60 | Bathroom | 1397512 | Bathroom | 0.0012318
Ceiling Fixture | Incandescent |  | Standard A Lamp | 1 | 60 | Hall | 1397513 | Hall | 0.0012318
Ceiling Fixture | Incandescent |  | Standard A Lamp | 2 | 60 | Closet | 1397514 | Closet | 0.0012318
Ceiling Fixture | Linear Fluorescent | 96 | T-12 | 2 | 60 | Garage | 1397515 | Garage | 0.0012318
Ceiling Fixture | Incandescent |  | Standard A Lamp | 1 | 60 | Bathroom | 140001 | Bathroom | 0.00037892
Wall Mount | Incandescent |  | Standard A Lamp | 1 | 60 | Bathroom | 140001 | Bathroom | 0.00037892
Chandelier (Hanging) | Incandescent |  | Decorative | 5 | 31 | Dining Room | 140002 | Dining Room | 0.00037892
Floor lamp | Incandescent |  | Standard A Lamp | 1 | 75 | Dining Room | 140002 | Dining Room | 0.00037892
Ceiling Fixture | Incandescent |  | Standard A Lamp | 1 | 40 | Kitchen | 140003 | Kitchen | 0.00037892
Wall Mount | Incandescent |  | Standard A Lamp | 1 | 75 | Kitchen | 140003 | Kitchen | 0.00037892
Ceiling Fixture | Incandescent |  | Standard A Lamp | 1 | 60 | Office | 140004 | Office | 0.00037892
Wall Mount | Incandescent |  | Standard A Lamp | 1 | 60 | Office | 140004 | Office | 0.00037892
Floor lamp | Incandescent |  | Standard A Lamp | 3 | 65 | Living Room | 140005 | Living Room | 0.00037892
Floor lamp | Compact Fluorescent |  | Pin base | 1 | 25 | Living Room | 140005 | Living Room | 0.00037892
Table | Incandescent |  | Standard A Lamp | 2 | 67 | Living Room | 140005 | Living Room | 0.00037892
Other | Other |  | Other | 3 | 53 | Hall | 140006 | Hall | 0.00037892
Table | Incandescent |  | Decorative | 1 | 60 | Hall | 140006 | Hall | 0.00037892
Ceiling Fixture | Incandescent |  | Standard A Lamp | 3 | 70 | Kitchen | 140007 | Kitchen | 0.00037892
Chandelier (Hanging) | Incandescent |  | Standard A Lamp | 1 | 60 | Kitchen | 140007 | Kitchen | 0.00037892
Other | Halogen |  | Other | 13 | 20 | Kitchen | 140007 | Kitchen | 0.00037892
Ceiling Fixture | Incandescent |  | Standard A Lamp | 1 | 60 | Bathroom | 140008 | Bathroom | 0.00037892
Wall Mount | Incandescent |  | Standard A Lamp | 2 | 60 | Bathroom | 140008 | Bathroom | 0.00037892
Ceiling Fixture | Incandescent |  | Standard A Lamp | 2 | 50 | Bedroom | 140009 | Bedroom | 0.00037892
Wall Mount | Incandescent |  | 3-Way Incandescent | 1 | 150 | Bedroom | 140009 | Bedroom | 0.00037892
Ceiling Fixture | Incandescent |  | Standard A Lamp | 1 | 60 | Closet | 1400010 | Closet | 0.00037892
Ceiling Fixture | Incandescent |  | Mini base | 1 | 60 | Master Bedroom | 1400011 | Master Bedroom | 0.00037892
Wall Mount | Incandescent |  | Standard A Lamp | 1 | 60 | Master Bedroom | 1400011 | Master Bedroom | 0.00037892
Ceiling Fixture | Incandescent |  | Standard A Lamp | 1 | 60 | Closet | 1400012 | Closet | 0.00037892
Ceiling Fixture | Incandescent |  | Standard A Lamp | 1 | 60 | Bedroom | 1400013 | Bedroom | 0.00037892
Floor lamp | Incandescent |  | 3-Way Incandescent | 1 | 250 | Bedroom | 1400013 | Bedroom | 0.00037892
Table | Incandescent |  | Standard A Lamp | 1 | 40 | Bedroom | 1400013 | Bedroom | 0.00037892
Wall Mount | Incandescent |  | Standard A Lamp | 1 | 60 | Bedroom | 1400013 | Bedroom | 0.00037892
Ceiling Fixture | Incandescent |  | Standard A Lamp | 1 | 60 | Closet | 1400014 | Closet | 0.00037892
Ceiling Fixture | Incandescent |  | Decorative | 2 | 40 | Hall | 1400015 | Hall | 0.00037892
Wall Mount | Incandescent |  | Mini base | 1 | 4 | Hall | 1400015 | Hall | 0.00037892
Ceiling Fixture | Compact Fluorescent |  | Straight Tube | 1 | 15 | Other | 1400016 | Other | 0.00037892
Ceiling Fixture | Compact Fluorescent |  | Twist | 1 | 23 | Other | 1400016 | Other | 0.00037892
Ceiling Fixture | Other |  | Other | 1 | 38 | Other | 1400016 | Other | 0.00037892
Ceiling Fixture | Incandescent |  | Standard A Lamp | 1 | 75 | Other | 1400016 | Other | 0.00037892
Ceiling Fixture | Linear Fluorescent | 24 | T-12 | 2 | 20 | Hall | 1400017 | Hall | 0.00037892
Wall Mount | Incandescent |  | Globe | 3 | 60 | Bathroom | 140121 | Bathroom | 0.00049795
Chandelier (Hanging) | Compact Fluorescent |  | Twist | 5 | 13 | Dining Room | 140122 | Dining Room | 0.00049795
Floor lamp | Incandescent |  | Mini base | 2 | 40 | Dining Room | 140122 | Dining Room | 0.00049795
Other | Incandescent |  | Other | 1 | 25 | Dining Room | 140122 | Dining Room | 0.00049795
Ceiling Fixture | Compact Fluorescent |  | Twist | 2 | 13 | Closet | 140123 | Closet | 0.00049795
Ceiling Fixture | Compact Fluorescent |  | Twist | 2 | 13 | Hall | 140124 | Hall | 0.00049795
Table | Compact Fluorescent |  | Twist | 2 | 7 | Family Room | 140125 | Family Room | 0.00049795
Ceiling Fixture | Compact Fluorescent |  | Twist | 2 | 23 | Family Room | 140125 | Family Room | 0.00049795
Ceiling Fixture | Compact Fluorescent |  | Twist | 2 | 13 | Kitchen | 140126 | Kitchen | 0.00049795
Chandelier (Hanging) | Compact Fluorescent |  | Twist | 1 | 13 | Kitchen | 140126 | Kitchen | 0.00049795
Other | Incandescent |  | Mini base | 2 | 20 | Kitchen | 140126 | Kitchen | 0.00049795
Ceiling Fixture | Compact Fluorescent |  | Twist | 2 | 13 | Living Room | 140127 | Living Room | 0.00049795
Recessed Can | Incandescent |  | Reflector | 1 | 65 | Living Room | 140127 | Living Room | 0.00049795
Ceiling Fixture | Compact Fluorescent |  | Twist | 2 | 13 | Closet | 140128 | Closet | 0.00049795
Ceiling Fixture | Compact Fluorescent |  | Twist | 2 | 13 | Bedroom | 140129 | Bedroom | 0.00049795
Ceiling Fixture | Incandescent |  | Standard A Lamp | 2 | 60 | Closet | 1401210 | Closet | 0.00049795
Ceiling Fixture | Compact Fluorescent |  | Twist | 2 | 13 | Hall | 1401211 | Hall | 0.00049795
Wall Mount | Compact Fluorescent |  | Twist | 3 | 13 | Bathroom | 1401212 | Bathroom | 0.00049795
Ceiling Fixture | Compact Fluorescent |  | Twist | 2 | 13 | Laundry Room | 1401213 | Laundry Room | 0.00049795
Wall Mount | Compact Fluorescent |  | Twist | 3 | 13 | Bathroom | 1401214 | Bathroom | 0.00049795
Ceiling Fixture | Compact Fluorescent |  | Twist | 1 | 13 | Closet | 1401215 | Closet | 0.00049795
Ceiling Fixture | Compact Fluorescent |  | Twist | 3 | 13 | Master Bedroom | 1401216 | Master Bedroom | 0.00049795
Ceiling Fixture | Compact Fluorescent |  | Twist | 2 | 13 | Bedroom | 1401217 | Bedroom | 0.00049795
Other | Linear Fluorescent | 24 | T-8 | 1 | 17 | Bedroom | 1401217 | Bedroom | 0.00049795
Ceiling Fixture | Incandescent |  | Clear | 1 | 60 | Closet | 1401218 | Closet | 0.00049795
Ceiling Fixture | Compact Fluorescent |  | Twist | 2 | 13 | Office | 1401219 | Office | 0.00049795
Recessed Can | Incandescent |  | Reflector | 1 | 65 | Hall | 1401220 | Hall | 0.00049795
Ceiling Fixture | Incandescent |  | Standard A Lamp | 1 | 100 | Other | 1401221 | Other | 0.00049795
Ceiling Fixture | Compact Fluorescent |  | Twist | 1 | 13 | Garage | 1401222 | Garage | 0.00049795
Garage door opener | Incandescent |  | Standard A Lamp | 1 | 60 | Garage | 1401222 | Garage | 0.00049795
Recessed Can | Compact Fluorescent |  | Reflector | 1 | 14 | Dining Room | 140151 | Dining Room | 0.0012318
Recessed Can | Other |  | LED Interior | 1 | 11 | Hall | 140152 | Hall | 0.0012318
Recessed Can | Compact Fluorescent |  | Reflector | 1 | 23 | Kitchen | 140153 | Kitchen | 0.0012318
Recessed Can | Compact Fluorescent |  | Reflector | 1 | 23 | Kitchen | 140153 | Kitchen | 0.0012318
Wall Mount | Other |  | LED Interior | 1 | 1 | Kitchen | 140153 | Kitchen | 0.0012318
Recessed Can | Compact Fluorescent |  | Reflector | 1 | 14 | Kitchen | 140153 | Kitchen | 0.0012318
Other | Incandescent |  | Mini base | 1 | 40 | Kitchen | 140153 | Kitchen | 0.0012318
Ceiling Fixture | Incandescent |  | Standard A Lamp | 2 | 40 | Laundry Room | 140154 | Laundry Room | 0.0012318
Recessed Can | Compact Fluorescent |  | Reflector | 1 | 14 | Living Room | 140155 | Living Room | 0.0012318
Ceiling Fixture | Incandescent |  | Standard A Lamp | 1 | 60 | Closet | 140156 | Closet | 0.0012318
Recessed Can | Compact Fluorescent |  | Twist | 1 | 14 | Hall | 140157 | Hall | 0.0012318
Wall Mount | Compact Fluorescent |  | Twist | 2 | 13 | Bathroom | 140158 | Bathroom | 0.0012318
Recessed Can | Compact Fluorescent |  | Twist | 1 | 14 | Office | 140159 | Office | 0.0012318
Table | Incandescent |  | 3-Way Incandescent | 1 | 30 | Office | 140159 | Office | 0.0012318
Torchiere | Incandescent |  | 3-Way Incandescent | 1 | 100 | Office | 140159 | Office | 0.0012318
Ceiling Fixture | Compact Fluorescent |  | Twist | 2 | 18 | Other | 1401510 | Other | 0.0012318
Recessed Can | Incandescent |  | Standard A Lamp | 1 | 60 | Bathroom | 1401511 | Bathroom | 0.0012318
Wall Mount | Other |  | LED Interior | 1 | 1 | Bathroom | 1401511 | Bathroom | 0.0012318
Wall Mount | Compact Fluorescent |  | Twist | 3 | 9 | Bathroom | 1401511 | Bathroom | 0.0012318
Recessed Can | Compact Fluorescent |  | Reflector | 1 | 14 | Master Bedroom | 1401512 | Master Bedroom | 0.0012318
Table | Compact Fluorescent |  | Twist | 1 | 18 | Master Bedroom | 1401512 | Master Bedroom | 0.0012318
Table | Compact Fluorescent |  | Twist | 1 | 13 | Master Bedroom | 1401512 | Master Bedroom | 0.0012318
Ceiling Fixture | Compact Fluorescent |  | Twist | 2 | 18 | Bedroom | 1401513 | Bedroom | 0.0012318
Table | Compact Fluorescent |  | Twist | 1 | 18 | Bedroom | 1401513 | Bedroom | 0.0012318
Table | Compact Fluorescent |  | Twist | 1 | 18 | Bedroom | 1401513 | Bedroom | 0.0012318
Ceiling Fixture | Compact Fluorescent |  | Twist | 2 | 18 | Other | 1401514 | Other | 0.0012318
Table | Incandescent |  | Other | 2 | 20 | Other | 1401514 | Other | 0.0012318
Recessed Can | Compact Fluorescent |  | Reflector | 1 | 14 | Hall | 1401515 | Hall | 0.0012318
Wall Mount | Compact Fluorescent |  | Globe | 4 | 9 | Bathroom | 1401516 | Bathroom | 0.0012318
Recessed Can | Compact Fluorescent |  | Reflector | 1 | 14 | Bathroom | 1401517 | Bathroom | 0.0012318
Ceiling Fixture | Compact Fluorescent |  | Twist | 2 | 18 | Closet | 1401518 | Closet | 0.0012318
Ceiling Fixture | Compact Fluorescent |  | Twist | 2 | 18 | Bedroom | 1401519 | Bedroom | 0.0012318
Ceiling Fixture | Compact Fluorescent |  | Twist | 1 | 28 | Garage | 1401520 | Garage | 0.0012318
Recessed Can | Compact Fluorescent |  | Reflector | 1 | 14 | Hall | 1401521 | Hall | 0.0012318
Ceiling Fixture | Incandescent |  | Standard A Lamp | 1 | 60 | Bathroom | 140171 | Bathroom | 0.00029524
Ceiling Fixture | Incandescent |  | Standard A Lamp | 1 | 60 | Bedroom | 140172 | Bedroom | 0.00029524
Table | Incandescent |  | Standard A Lamp | 1 | 60 | Bedroom | 140172 | Bedroom | 0.00029524
Table | Incandescent |  | Standard A Lamp | 1 | 60 | Bedroom | 140173 | Bedroom | 0.00029524
Ceiling Fixture | Incandescent |  | Standard A Lamp | 1 | 60 | Bedroom | 140173 | Bedroom | 0.00029524
Ceiling Fixture | Linear Fluorescent | 48 | T-8 | 2 | 40 | Garage | 140174 | Garage | 0.00029524
Garage door opener | Incandescent |  | Standard A Lamp | 2 | 60 | Garage | 140174 | Garage | 0.00029524
Ceiling Fixture | Incandescent |  | Standard A Lamp | 1 | 60 | Bathroom | 140175 | Bathroom | 0.00029524
Ceiling Fixture | Compact Fluorescent |  | Twist | 1 | 15 | Hall | 140176 | Hall | 0.00029524
Ceiling Fixture | Compact Fluorescent |  | Pin base | 2 | 22 | Kitchen | 140177 | Kitchen | 0.00029524
Ceiling Fan | Incandescent |  | Decorative | 5 | 25 | Kitchen | 140177 | Kitchen | 0.00029524
Ceiling Fixture | Linear Fluorescent | 48 | T-8 | 2 | 32 | Laundry Room | 140178 | Laundry Room | 0.00029524
Table | Incandescent |  | Standard A Lamp | 1 | 100 | Living Room | 140179 | Living Room | 0.00029524
Table | Compact Fluorescent |  | Twist | 1 | 22 | Living Room | 140179 | Living Room | 0.00029524
Floor lamp | Compact Fluorescent |  | Twist | 2 | 15 | Living Room | 140179 | Living Room | 0.00029524
Ceiling Fixture | Compact Fluorescent |  | Twist | 1 | 15 | Master Bedroom | 1401710 | Master Bedroom | 0.00029524
Track | Incandescent |  | Standard A Lamp | 1 | 60 | Master Bedroom | 1401710 | Master Bedroom | 0.00029524
Table | Linear Fluorescent | 48 | T-12 | 2 | 32 | Other | 1401711 | Other | 0.00029524
Chandelier (Hanging) | Incandescent |  | Mini base | 5 | 40 | Dining Room | 140371 | Dining Room | 0.00037892
Wall Mount | Incandescent |  | Mini base | 1 | 50 | Dining Room | 140371 | Dining Room | 0.00037892
Floor lamp | Compact Fluorescent |  | Twist | 1 | 18 | Family Room | 140372 | Family Room | 0.00037892
Table | Compact Fluorescent |  | Twist | 1 | 18 | Family Room | 140372 | Family Room | 0.00037892
Wall Mount | Halogen |  | MR | 3 | 35 | Family Room | 140372 | Family Room | 0.00037892
Wall Mount | Incandescent |  | Globe | 4 | 40 | Bathroom | 140373 | Bathroom | 0.00037892
Track | Other |  | Other | 3 | 49 | Hall | 140374 | Hall | 0.00037892
Track | Other |  | Other | 4 | 41 | Bedroom | 140375 | Bedroom | 0.00037892
Table | Incandescent |  | Standard A Lamp | 1 | 60 | Bedroom | 140375 | Bedroom | 0.00037892
Table | Incandescent |  | Mini base | 1 | 4 | Bedroom | 140375 | Bedroom | 0.00037892
Ceiling Fixture | Compact Fluorescent |  | Twist | 3 | 18 | Kitchen | 140376 | Kitchen | 0.00037892
Ceiling Fixture | Linear Fluorescent | 48 | T-12 | 2 | 40 | Kitchen | 140376 | Kitchen | 0.00037892
Recessed Can | Compact Fluorescent |  | Reflector | 1 | 18 | Kitchen | 140376 | Kitchen | 0.00037892
Wall Mount | Incandescent |  | Globe | 1 | 40 | Bathroom | 140377 | Bathroom | 0.00037892
Recessed Can | Halogen |  | PAR | 1 | 75 | Bedroom | 140378 | Bedroom | 0.00037892
Wall Mount | Other |  | LED Interior | 1 | 1 | Bedroom | 140378 | Bedroom | 0.00037892
Recessed Can | Halogen |  | PAR | 1 | 75 | Master Bedroom | 140379 | Master Bedroom | 0.00037892
Table | Halogen |  | Other | 1 | 50 | Master Bedroom | 140379 | Master Bedroom | 0.00037892
Table | Compact Fluorescent |  | Twist | 1 | 13 | Master Bedroom | 140379 | Master Bedroom | 0.00037892
Ceiling Fixture | Linear Fluorescent | 48 | T-12 | 1 | 40 | Closet | 1403710 | Closet | 0.00037892
Ceiling Fixture | Linear Fluorescent | 48 | T-12 | 1 | 40 | Closet | 1403711 | Closet | 0.00037892
Recessed Can | Other |  | Other |  | 56 | Hall | 1403712 | Hall | 0.00037892
Recessed Can | Other |  | Other | 1 | 73 | Laundry Room | 1403713 | Laundry Room | 0.00037892
Ceiling Fixture | Other |  | Other | 2 | 68 | Garage | 1403714 | Garage | 0.00037892
Garage door opener | Compact Fluorescent |  | Twist | 1 | 15 | Garage | 1403714 | Garage | 0.00037892
Ceiling Fixture | Linear Fluorescent | 96 | T-12 | 2 | 96 | Garage | 1403714 | Garage | 0.00037892
Ceiling Fixture | Linear Fluorescent | 48 | T-12 | 4 | 40 | Other | 1403715 | Other | 0.00037892
Ceiling Fixture | Linear Fluorescent | 48 | T-12 | 2 | 40 | Kitchen | 140461 | Kitchen | 0.000364
Ceiling Fixture | Incandescent |  | Standard A Lamp | 1 | 60 | Kitchen | 140461 | Kitchen | 0.000364
Ceiling Fixture | Incandescent |  | Standard A Lamp | 1 | 60 | Bedroom | 140462 | Bedroom | 0.000364
Ceiling Fixture | Incandescent |  | Standard A Lamp | 1 | 60 | Closet | 140463 | Closet | 0.000364
Ceiling Fixture | Incandescent |  | Standard A Lamp | 1 | 40 | Laundry Room | 140464 | Laundry Room | 0.000364
Chandelier (Hanging) | Incandescent |  | Decorative | 5 | 60 | Dining Room | 140465 | Dining Room | 0.000364
Ceiling Fan | Compact Fluorescent |  | Twist | 4 | 15 | Bedroom | 140466 | Bedroom | 0.000364
Ceiling Fixture | Incandescent |  | Standard A Lamp | 1 | 60 | Bathroom | 140467 | Bathroom | 0.000364
Wall Mount | Compact Fluorescent |  | Twist | 5 | 15 | Bathroom | 140467 | Bathroom | 0.000364
Ceiling Fixture | Incandescent |  | Standard A Lamp | 1 | 60 | Closet | 140468 | Closet | 0.000364
Table | Compact Fluorescent |  | Twist | 1 | 15 | Living Room | 140469 | Living Room | 0.000364
Floor lamp | Incandescent |  | Clear | 1 | 40 | Living Room | 140469 | Living Room | 0.000364
Wall Mount | Incandescent |  | Globe | 7 | 40 | Bathroom | 1404610 | Bathroom | 0.000364
Ceiling Fixture | Incandescent |  | Standard A Lamp | 1 | 40 | Hall | 1404611 | Hall | 0.000364
Ceiling Fixture | Incandescent |  | Standard A Lamp | 2 | 60 | Bedroom | 1404612 | Bedroom | 0.000364
Wall Mount | Incandescent |  | Standard A Lamp | 1 | 50 | Bathroom | 140511 | Bathroom | 0.00029524
Ceiling Fixture | Incandescent |  | Heat Lamp | 1 | 250 | Bathroom | 140511 | Bathroom | 0.00029524
Ceiling Fixture | Incandescent |  | Standard A Lamp | 1 | 60 | Bedroom | 140512 | Bedroom | 0.00029524
Table | Compact Fluorescent |  | Straight Tube | 1 | 15 | Bedroom | 140512 | Bedroom | 0.00029524
Ceiling Fixture | Incandescent |  | Standard A Lamp | 2 | 60 | Dining Room | 140513 | Dining Room | 0.00029524
Recessed Can | Incandescent |  | Reflector | 1 | 65 | Dining Room | 140513 | Dining Room | 0.00029524
Floor lamp | Compact Fluorescent |  | Twist | 1 | 15 | Dining Room | 140513 | Dining Room | 0.00029524
Ceiling Fixture | Incandescent |  | Standard A Lamp | 1 | 75 | Hall | 140514 | Hall | 0.00029524
Ceiling Fixture | Compact Fluorescent |  | Circline (Screw Base) | 1 | 28 | Kitchen | 140515 | Kitchen | 0.00029524
Recessed Can | Incandescent |  | Reflector | 1 | 65 | Kitchen | 140515 | Kitchen | 0.00029524
Wall Mount | Linear Fluorescent | 24 | T-5 | 1 | 16 | Kitchen | 140515 | Kitchen | 0.00029524
Ceiling Fixture | Compact Fluorescent |  | Circline (Screw Base) | 1 | 28 | Laundry Room | 140516 | Laundry Room | 0.00029524
Ceiling Fixture | Incandescent |  | Standard A Lamp | 5 | 40 | Living Room | 140517 | Living Room | 0.00029524
Recessed Can | Incandescent |  | Reflector | 1 | 65 | Living Room | 140517 | Living Room | 0.00029524
Table | Compact Fluorescent |  | Twist | 1 | 15 | Living Room | 140517 | Living Room | 0.00029524
Floor lamp | Compact Fluorescent |  | Twist | 1 | 15 | Living Room | 140517 | Living Room | 0.00029524
Ceiling Fixture | Incandescent |  | Standard A Lamp | 1 | 60 | Bathroom | 140518 | Bathroom | 0.00029524
Ceiling Fixture | Incandescent |  | Standard A Lamp | 1 | 40 | Bathroom | 140518 | Bathroom | 0.00029524
Ceiling Fixture | Incandescent |  | Clear | 2 | 40 | Master Bedroom | 140519 | Master Bedroom | 0.00029524
Table | Compact Fluorescent |  | Twist | 1 | 15 | Master Bedroom | 140519 | Master Bedroom | 0.00029524
Ceiling Fixture | Compact Fluorescent |  | Circline (Screw Base) | 1 | 28 | Hall | 1405110 | Hall | 0.00029524
Table | Incandescent |  | Standard A Lamp | 1 | 75 | Bedroom | 1405111 | Bedroom | 0.00029524
Table | Incandescent |  | Other | 1 | 45 | Bedroom | 1405111 | Bedroom | 0.00029524
Table | Compact Fluorescent |  | Twist | 1 | 15 | Bedroom | 1405111 | Bedroom | 0.00029524
Ceiling Fixture | Incandescent |  | Standard A Lamp | 1 | 60 | Bathroom | 1405112 | Bathroom | 0.00029524
Wall Mount | Linear Fluorescent | 24 | T-8 | 1 | 16 | Closet | 1405113 | Closet | 0.00029524
Ceiling Fixture | Incandescent |  | Standard A Lamp | 1 | 75 | Hall | 1405114 | Hall | 0.00029524
Wall Mount | Linear Fluorescent | 24 | T-8 | 1 | 16 | Closet | 1405115 | Closet | 0.00029524
Chandelier (Hanging) | Incandescent |  | Standard A Lamp | 1 | 60 | Other | 1405116 | Other | 0.00029524
Wall Mount | Incandescent |  | Globe | 6 | 40 | Bathroom | 140521 | Bathroom | 0.00029524
Ceiling Fixture | Incandescent |  | Heat Lamp | 1 | 150 | Bathroom | 140521 | Bathroom | 0.00029524
Wall Mount | Incandescent |  | Globe | 6 | 40 | Bathroom | 140522 | Bathroom | 0.00029524
Ceiling Fixture | Incandescent |  | Heat Lamp | 1 | 150 | Bathroom | 140522 | Bathroom | 0.00029524
Ceiling Fixture | Incandescent |  | Standard A Lamp | 2 | 60 | Bedroom | 140523 | Bedroom | 0.00029524
Table | Incandescent |  | Standard A Lamp | 1 | 60 | Bedroom | 140523 | Bedroom | 0.00029524
Ceiling Fixture | Incandescent |  | Standard A Lamp | 2 | 60 | Bedroom | 140524 | Bedroom | 0.00029524
Ceiling Fixture | Incandescent |  | Standard A Lamp | 2 | 60 | Bedroom | 140525 | Bedroom | 0.00029524
Ceiling Fixture | Compact Fluorescent |  | Twist | 1 | 15 | Garage | 140526 | Garage | 0.00029524
Ceiling Fixture | Incandescent |  | Mini base | 4 | 25 | Hall | 140527 | Hall | 0.00029524
Ceiling Fixture | Incandescent |  | Mini base | 4 | 25 | Hall | 140528 | Hall | 0.00029524
Chandelier (Hanging) | Incandescent |  | Mini base | 6 | 25 | Kitchen | 140529 | Kitchen | 0.00029524
Chandelier (Hanging) | Compact Fluorescent |  | Twist | 1 | 15 | Kitchen | 140529 | Kitchen | 0.00029524
Ceiling Fixture | Incandescent |  | Mini base | 4 | 25 | Kitchen | 140529 | Kitchen | 0.00029524
Ceiling Fixture | Compact Fluorescent |  | Twist | 2 | 15 | Kitchen | 140529 | Kitchen | 0.00029524
Ceiling Fixture | Compact Fluorescent |  | Twist | 1 | 15 | Kitchen | 140529 | Kitchen | 0.00029524
Ceiling Fixture | Halogen |  | MR | 4 | 30 | Family Room | 1405210 | Family Room | 0.00029524
Table | Compact Fluorescent |  | Twist | 1 | 15 | Family Room | 1405210 | Family Room | 0.00029524
Ceiling Fan | Compact Fluorescent |  | Twist | 4 | 15 | Master Bedroom | 1405211 | Master Bedroom | 0.00029524
Table | Compact Fluorescent |  | Twist | 1 | 15 | Master Bedroom | 1405211 | Master Bedroom | 0.00029524
Ceiling Fixture | Compact Fluorescent |  | Twist | 2 | 15 | Office | 1405212 | Office | 0.00029524
Table | Incandescent |  | Standard A Lamp | 1 | 40 | Bedroom | 1405213 | Bedroom | 0.00029524
Chandelier (Hanging) | Incandescent |  | Standard A Lamp | 2 | 60 | Bedroom | 1405213 | Bedroom | 0.00029524
Wall Mount | Compact Fluorescent |  | Twist | 1 | 15 | Hall | 1405214 | Hall | 0.00029524
Ceiling Fixture | Compact Fluorescent |  | Twist | 2 | 15 | Office | 1405215 | Office | 0.00029524
Table | Incandescent |  | Standard A Lamp | 1 | 60 | Office | 1405215 | Office | 0.00029524
Chandelier (Hanging) | Incandescent |  | Other | 1 | 20 | Hall | 140731 | Hall | 0.00049795
Wall Mount | Compact Fluorescent |  | Twist | 3 | 14 | Bathroom | 140732 | Bathroom | 0.00049795
Track | Other |  | LED Interior | 1 | 1 | Kitchen | 140733 | Kitchen | 0.00049795
Track | Halogen |  | MR | 1 | 50 | Kitchen | 140733 | Kitchen | 0.00049795
Track | Other |  | LED Interior | 1 | 3 | Kitchen | 140733 | Kitchen | 0.00049795
Track | Compact Fluorescent |  | Pin base | 1 | 5 | Kitchen | 140733 | Kitchen | 0.00049795
Other | Compact Fluorescent |  | Twist | 1 | 9 | Kitchen | 140733 | Kitchen | 0.00049795
Other | Compact Fluorescent |  | Twist | 3 | 14 | Kitchen | 140733 | Kitchen | 0.00049795
Other | Compact Fluorescent |  | Twist | 3 | 14 | Kitchen | 140733 | Kitchen | 0.00049795
Other | Compact Fluorescent |  | Twist | 3 | 23 | Kitchen | 140733 | Kitchen | 0.00049795
Other | Compact Fluorescent |  | Twist | 1 | 23 | Kitchen | 140733 | Kitchen | 0.00049795
Track | Halogen |  | MR | 2 | 35 | Kitchen | 140733 | Kitchen | 0.00049795
Floor lamp | Compact Fluorescent |  | Twist | 2 | 14 | Dining Room | 140734 | Dining Room | 0.00049795
Floor lamp | Compact Fluorescent |  | Reflector | 1 | 26 | Dining Room | 140734 | Dining Room | 0.00049795
Track | Other |  | LED Interior | 8 | 5 | Dining Room | 140734 | Dining Room | 0.00049795
Track | Halogen |  | MR | 1 | 50 | Dining Room | 140734 | Dining Room | 0.00049795
Wall Mount | Compact Fluorescent |  | Twist | 5 | 14 | Bathroom | 140735 | Bathroom | 0.00049795
Other | Linear Fluorescent | 48 | T-12 | 1 | 40 | Bathroom | 140735 | Bathroom | 0.00049795
Ceiling Fixture | Compact Fluorescent |  | Twist | 1 | 23 | Closet | 140736 | Closet | 0.00049795
Track | Halogen |  | MR | 4 | 50 | Master Bedroom | 140737 | Master Bedroom | 0.00049795
Table | Compact Fluorescent |  | Twist | 1 | 23 | Master Bedroom | 140737 | Master Bedroom | 0.00049795
Table | Other |  | LED Interior | 1 | 5 | Master Bedroom | 140737 | Master Bedroom | 0.00049795
Track | Halogen |  | MR | 5 | 50 | Office | 140738 | Office | 0.00049795
Ceiling Fixture | Incandescent |  | Standard A Lamp | 1 | 60 | Closet | 140739 | Closet | 0.00049795
Chandelier (Hanging) | Incandescent |  | Standard A Lamp | 1 | 40 | Dining Room | 1407310 | Dining Room | 0.00049795
Chandelier (Hanging) | Compact Fluorescent |  | Twist | 5 | 14 | Dining Room | 1407311 | Dining Room | 0.00049795
Ceiling Fixture | Incandescent |  | Standard A Lamp | 1 | 60 | Closet | 1407312 | Closet | 0.00049795
Wall Mount | Compact Fluorescent |  | Twist | 3 | 14 | Bathroom | 1407313 | Bathroom | 0.00049795
Wall Mount | Compact Fluorescent |  | A shape bulb | 1 | 7 | Bathroom | 1407313 | Bathroom | 0.00049795
Recessed Can | Halogen |  | MR | 1 | 50 | Bathroom | 1407313 | Bathroom | 0.00049795
Ceiling Fixture | Compact Fluorescent |  | Reflector | 2 | 26 | Bedroom | 1407314 | Bedroom | 0.00049795
Ceiling Fixture | Compact Fluorescent |  | Twist | 1 | 14 | Bedroom | 1407314 | Bedroom | 0.00049795
Chandelier (Hanging) | Incandescent |  | Other | 1 | 20 | Bedroom | 1407314 | Bedroom | 0.00049795
Wall Mount | Incandescent |  | Mini base | 1 | 20 | Bedroom | 1407314 | Bedroom | 0.00049795
Wall Mount | Incandescent |  | Mini base | 1 | 15 | Bedroom | 1407314 | Bedroom | 0.00049795
Track | Halogen |  | MR | 4 | 50 | Family Room | 1407315 | Family Room | 0.00049795
Track | Incandescent |  | Other | 2 | 20 | Family Room | 1407315 | Family Room | 0.00049795
Ceiling Fixture | Compact Fluorescent |  | Twist | 1 | 23 | Family Room | 1407315 | Family Room | 0.00049795
Torchiere | Halogen |  | Quartz Tube | 1 | 300 | Family Room | 1407315 | Family Room | 0.00049795
Ceiling Fixture | Incandescent |  | Standard A Lamp | 1 | 60 | Other | 1407316 | Other | 0.00049795
Ceiling Fixture | Halogen |  | MR | 3 | 50 | Bedroom | 1407317 | Bedroom | 0.00049795
Recessed Can | Compact Fluorescent |  | Reflector | 1 | 26 | Hall | 1407318 | Hall | 0.00049795
Recessed Can | Compact Fluorescent |  | Twist | 1 | 14 | Hall | 1407318 | Hall | 0.00049795
Track | Compact Fluorescent |  | Twist | 3 | 14 | Office | 1407319 | Office | 0.00049795
Recessed Can | Compact Fluorescent |  | Twist | 1 | 26 | Office | 1407319 | Office | 0.00049795
Ceiling Fan | Incandescent |  | Mini base | 1 | 25 | Laundry Room | 1407320 | Laundry Room | 0.00049795
Ceiling Fan | Incandescent |  | Mini base | 1 | 60 | Laundry Room | 1407320 | Laundry Room | 0.00049795
Ceiling Fixture | Incandescent |  | Standard A Lamp | 1 | 60 | Closet | 1407321 | Closet | 0.00049795
Ceiling Fixture | Compact Fluorescent |  | Twist | 1 | 23 | Garage | 1407322 | Garage | 0.00049795
Ceiling Fixture | Compact Fluorescent |  | Twist | 1 | 13 | Garage | 1407322 | Garage | 0.00049795
Ceiling Fixture | Linear Fluorescent | 48 | T-12 | 2 | 40 | Garage | 1407322 | Garage | 0.00049795
Chandelier (Hanging) | Incandescent |  | Other | 3 | 20 | Hall | 1407323 | Hall | 0.00049795
Ceiling Fixture | Halogen |  | MR | 3 | 50 | Hall | 1407323 | Hall | 0.00049795
Wall Mount | Incandescent |  | Standard A Lamp | 3 | 40 | Bathroom | 140781 | Bathroom | 0.00028601
Ceiling Fixture | Compact Fluorescent |  | Twist | 2 | 13 | Bedroom | 140782 | Bedroom | 0.00028601
Table | Halogen |  | Quartz Tube | 1 | 20 | Bedroom | 140782 | Bedroom | 0.00028601
Wall Mount | Incandescent |  | Standard A Lamp | 1 | 60 | Bedroom | 140782 | Bedroom | 0.00028601
Floor lamp | Compact Fluorescent |  | Twist | 1 | 15 | Bedroom | 140782 | Bedroom | 0.00028601
Wall Mount | Incandescent |  | Standard A Lamp | 1 | 40 | Closet | 140783 | Closet | 0.00028601
Chandelier (Hanging) | Incandescent |  | Decorative | 3 | 40 | Dining Room | 140784 | Dining Room | 0.00028601
Table | Incandescent |  | Standard A Lamp | 1 | 75 | Dining Room | 140784 | Dining Room | 0.00028601
Ceiling Fixture | Incandescent |  | Standard A Lamp | 1 | 40 | Dining Room | 140784 | Dining Room | 0.00028601
Table | Incandescent |  | Standard A Lamp | 2 | 25 | Dining Room | 140784 | Dining Room | 0.00028601
Chandelier (Hanging) | Incandescent |  | Standard A Lamp | 3 | 40 | Other | 140785 | Other | 0.00028601
Table | Incandescent |  | Standard A Lamp | 1 | 40 | Other | 140785 | Other | 0.00028601
Chandelier (Hanging) | Compact Fluorescent |  | Twist | 2 | 13 | Family Room | 140786 | Family Room | 0.00028601
Torchiere | Incandescent |  | 3-Way Incandescent | 1 | 70 | Family Room | 140786 | Family Room | 0.00028601
Wall Mount | Compact Fluorescent |  | Twist | 1 | 13 | Family Room | 140786 | Family Room | 0.00028601
Ceiling Fixture | Compact Fluorescent |  | Twist | 1 | 13 | Hall | 140787 | Hall | 0.00028601
Ceiling Fixture | Compact Fluorescent |  | Twist | 1 | 28 | Kitchen | 140788 | Kitchen | 0.00028601
Ceiling Fixture | Compact Fluorescent |  | Twist | 1 | 13 | Laundry Room | 140789 | Laundry Room | 0.00028601
Ceiling Fixture | Incandescent |  | Standard A Lamp | 3 | 40 | Living Room | 1407810 | Living Room | 0.00028601
Floor lamp | Incandescent |  | Standard A Lamp | 3 | 25 | Living Room | 1407810 | Living Room | 0.00028601
Table | Incandescent |  | Standard A Lamp | 2 | 40 | Living Room | 1407810 | Living Room | 0.00028601
Table | Incandescent |  | Standard A Lamp | 1 | 60 | Living Room | 1407810 | Living Room | 0.00028601
Ceiling Fixture | Compact Fluorescent |  | Twist | 2 | 13 | Master Bedroom | 1407811 | Master Bedroom | 0.00028601
Table | Halogen |  | Quartz Tube | 1 | 100 | Master Bedroom | 1407811 | Master Bedroom | 0.00028601
Ceiling Fixture | Incandescent |  | Standard A Lamp | 1 | 40 | Closet | 1407812 | Closet | 0.00028601
Ceiling Fixture | Incandescent |  | Standard A Lamp | 1 | 75 | Bedroom | 1407813 | Bedroom | 0.00028601
Ceiling Fixture | Incandescent |  | Standard A Lamp | 1 | 40 | Closet | 1407814 | Closet | 0.00028601
Ceiling Fixture | Compact Fluorescent |  | Twist | 1 | 15 | Bedroom | 1407815 | Bedroom | 0.00028601
Table | Incandescent |  | Standard A Lamp | 1 | 60 | Bedroom | 1407815 | Bedroom | 0.00028601
Ceiling Fixture | Compact Fluorescent |  | Twist | 1 | 28 | Hall | 1407816 | Hall | 0.00028601
Ceiling Fixture | Incandescent |  | Standard A Lamp | 1 | 60 | Hall | 1407816 | Hall | 0.00028601
Wall Mount | Incandescent |  | Standard A Lamp | 1 | 60 | Closet | 1407817 | Closet | 0.00028601
Ceiling Fixture | Compact Fluorescent |  | Twist | 2 | 15 | Other | 1407818 | Other | 0.00028601
Table | Incandescent |  | Standard A Lamp | 1 | 40 | Other | 1407818 | Other | 0.00028601
Wall Mount | Incandescent |  | Decorative | 1 | 25 | Closet | 1407819 | Closet | 0.00028601
Ceiling Fixture | Compact Fluorescent |  | Twist | 2 | 13 | Bedroom | 1407820 | Bedroom | 0.00028601
Table | Incandescent |  | Decorative | 1 | 25 | Bedroom | 1407820 | Bedroom | 0.00028601
Table | Incandescent |  | Decorative | 1 | 25 | Bedroom | 1407820 | Bedroom | 0.00028601
Ceiling Fixture | Incandescent |  | Standard A Lamp | 1 | 60 | Bathroom | 1407821 | Bathroom | 0.00028601
Recessed Can | Incandescent |  | Reflector | 1 | 65 | Hall | 141021 | Hall | 0.0012318
Ceiling Fixture | Incandescent |  | Reflector | 1 | 65 | Laundry Room | 141022 | Laundry Room | 0.0012318
Recessed Can | Incandescent |  | Reflector | 1 | 65 | Bathroom | 141023 | Bathroom | 0.0012318
Wall Mount | Incandescent |  | Standard A Lamp | 3 | 87 | Bathroom | 141023 | Bathroom | 0.0012318
Recessed Can | Halogen |  | PAR | 1 | 75 | Other | 141024 | Other | 0.0012318
Table | Incandescent |  | Standard A Lamp | 1 | 60 | Other | 141024 | Other | 0.0012318
Chandelier (Hanging) | Incandescent |  | Mini base | 5 | 25 | Dining Room | 141025 | Dining Room | 0.0012318
Chandelier (Hanging) | Incandescent |  | Mini base | 7 | 40 | Hall | 141026 | Hall | 0.0012318
Table | Compact Fluorescent |  | Twist | 1 | 13 | Hall | 141026 | Hall | 0.0012318
Chandelier (Hanging) | Incandescent |  | Mini base | 10 | 40 | Dining Room | 141027 | Dining Room | 0.0012318
Other | Halogen |  | Other | 1 | 20 | Dining Room | 141027 | Dining Room | 0.0012318
Recessed Can | Incandescent |  | Reflector | 1 | 65 | Bedroom | 141028 | Bedroom | 0.0012318
Table | Incandescent |  | 3-Way Incandescent | 1 | 150 | Bedroom | 141028 | Bedroom | 0.0012318
Recessed Can | Incandescent |  | Reflector | 1 | 65 | Kitchen | 141029 | Kitchen | 0.0012318
Chandelier (Hanging) | Incandescent |  | Standard A Lamp | 1 | 60 | Kitchen | 141029 | Kitchen | 0.0012318
Other | Linear Fluorescent | 12 | T-5 | 1 | 5 | Kitchen | 141029 | Kitchen | 0.0012318
Other | Linear Fluorescent | 24 | T-5 | 1 | 10 | Kitchen | 141029 | Kitchen | 0.0012318
Recessed Can | Halogen |  | PAR |  | 75 | Living Room | 1410210 | Living Room | 0.0012318
Floor lamp | Incandescent |  | 3-Way Incandescent | 1 | 100 | Living Room | 1410210 | Living Room | 0.0012318
Recessed Can | Incandescent |  | Reflector | 1 | 65 | Bathroom | 1410211 | Bathroom | 0.0012318
Wall Mount | Incandescent |  | Standard A Lamp | 3 | 60 | Bathroom | 1410211 | Bathroom | 0.0012318
Recessed - other | Incandescent |  | Reflector | 1 | 150 | Bathroom | 1410212 | Bathroom | 0.0012318
Table | Incandescent |  | 3-Way Incandescent | 1 | 150 | Master Bedroom | 1410213 | Master Bedroom | 0.0012318
Floor lamp | Incandescent |  | 3-Way Incandescent | 1 | 150 | Master Bedroom | 1410213 | Master Bedroom | 0.0012318
Table | Incandescent |  | 3-Way Incandescent | 1 | 150 | Master Bedroom | 1410213 | Master Bedroom | 0.0012318
Recessed Can | Incandescent |  | Reflector | 1 | 65 | Closet | 1410214 | Closet | 0.0012318
Recessed Can | Incandescent |  | Reflector | 1 | 65 | Hall | 1410215 | Hall | 0.0012318
Recessed Can | Incandescent |  | Reflector | 1 | 85 | Hall | 1410216 | Hall | 0.0012318
Wall Mount | Incandescent |  | Standard A Lamp | 3 | 60 | Bathroom | 1410217 | Bathroom | 0.0012318
Recessed Can | Other |  | Other | 1 | 72 | Office | 1410218 | Office | 0.0012318
Table | Incandescent |  | Standard A Lamp | 1 | 60 | Office | 1410218 | Office | 0.0012318
Ceiling Fixture | Linear Fluorescent | 48 | T-8 | 2 | 32 | Garage | 1410219 | Garage | 0.0012318
Ceiling Fixture | Linear Fluorescent | 48 | T-8 | 2 | 32 | Garage | 1410219 | Garage | 0.0012318
Garage door opener | Incandescent |  | Clear | 1 | 60 | Garage | 1410219 | Garage | 0.0012318
Wall Mount | Compact Fluorescent |  | Twist | 1 | 22 | Bathroom | 141171 | Bathroom | 0.00028601
Ceiling Fixture | Compact Fluorescent |  | Twist | 1 | 15 | Bedroom | 141172 | Bedroom | 0.00028601
Ceiling Fixture | Compact Fluorescent |  | Twist | 1 | 22 | Bedroom | 141173 | Bedroom | 0.00028601
Ceiling Fixture | Compact Fluorescent |  | Twist | 1 | 28 | Kitchen | 141174 | Kitchen | 0.00028601
Wall Mount | Incandescent |  | Standard A Lamp | 1 | 100 | Kitchen | 141174 | Kitchen | 0.00028601
Ceiling Fixture | Incandescent |  | Standard A Lamp | 1 | 75 | Laundry Room | 141175 | Laundry Room | 0.00028601
Ceiling Fixture | Compact Fluorescent |  | Twist | 1 | 22 | Living Room | 141176 | Living Room | 0.00028601
Floor lamp | Compact Fluorescent |  | Twist | 1 | 15 | Living Room | 141176 | Living Room | 0.00028601
Ceiling Fixture | Incandescent |  | Standard A Lamp | 1 | 60 | Living Room | 141176 | Living Room | 0.00028601
Wall Mount | Incandescent |  | Globe | 5 | 40 | Bathroom | 141221 | Bathroom | 0.000364
Ceiling Fixture | Incandescent |  | Standard A Lamp | 2 | 60 | Bathroom | 141221 | Bathroom | 0.000364
Recessed Can | Incandescent |  | Heat Lamp | 1 | 150 | Bathroom | 141221 | Bathroom | 0.000364
Ceiling Fixture | Incandescent |  | Standard A Lamp | 2 | 60 | Bathroom | 141222 | Bathroom | 0.000364
Wall Mount | Compact Fluorescent |  | Twist | 4 | 15 | Bathroom | 141222 | Bathroom | 0.000364
Ceiling Fixture | Incandescent |  | Standard A Lamp | 2 | 40 | Bedroom | 141223 | Bedroom | 0.000364
Ceiling Fixture | Incandescent |  | Standard A Lamp | 2 | 40 | Bedroom | 141224 | Bedroom | 0.000364
Ceiling Fixture | Incandescent |  | Standard A Lamp | 1 | 60 | Bedroom | 141225 | Bedroom | 0.000364
Table | Compact Fluorescent |  | Twist | 1 | 15 | Bedroom | 141225 | Bedroom | 0.000364
Table | Incandescent |  | Decorative | 1 | 40 | Bedroom | 141226 | Bedroom | 0.000364
Ceiling Fan | Incandescent |  | Standard A Lamp | 1 | 60 | Bedroom | 141226 | Bedroom | 0.000364
Ceiling Fan | Incandescent |  | Globe | 3 | 60 | Dining Room | 141227 | Dining Room | 0.000364
Ceiling Fixture | Incandescent |  | Standard A Lamp | 1 | 60 | Family Room | 141228 | Family Room | 0.000364
Table | Compact Fluorescent |  | Twist | 1 | 15 | Family Room | 141228 | Family Room | 0.000364
Ceiling Fixture | Linear Fluorescent | 48 | T-12 | 2 | 40 | Garage | 141229 | Garage | 0.000364
Wall Mount | Halogen |  | PAR | 2 | 75 | Garage | 141229 | Garage | 0.000364
Ceiling Fixture | Incandescent |  | Standard A Lamp | 2 | 60 | Hall | 1412210 | Hall | 0.000364
Ceiling Fixture | Incandescent |  | Standard A Lamp | 2 | 60 | Hall | 1412211 | Hall | 0.000364
Ceiling Fixture | Incandescent |  | Standard A Lamp | 2 | 60 | Kitchen | 1412212 | Kitchen | 0.000364
Ceiling Fixture | Incandescent |  | Standard A Lamp | 2 | 60 | Laundry Room | 1412213 | Laundry Room | 0.000364
Table | Incandescent |  | Decorative | 1 | 25 | Living Room | 1412214 | Living Room | 0.000364
Floor lamp | Compact Fluorescent |  | Twist | 1 | 15 | Living Room | 1412214 | Living Room | 0.000364
Ceiling Fixture | Incandescent |  | Standard A Lamp | 1 | 40 | Other | 1412215 | Other | 0.000364
Ceiling Fixture | Incandescent |  | Standard A Lamp | 1 | 60 | Other | 1412216 | Other | 0.000364
Wall Mount | Incandescent |  | Standard A Lamp | 2 | 60 | Bathroom | 141291 | Bathroom | 0.00029524
Ceiling Fixture | Compact Fluorescent |  | Twist | 2 | 22 | Bedroom | 141292 | Bedroom | 0.00029524
Ceiling Fixture | Incandescent |  | Standard A Lamp | 2 | 60 | Bedroom | 141293 | Bedroom | 0.00029524
Table | Compact Fluorescent |  | Twist | 1 | 15 | Bedroom | 141293 | Bedroom | 0.00029524
Ceiling Fixture | Compact Fluorescent |  | Twist | 2 | 15 | Dining Room | 141294 | Dining Room | 0.00029524
Ceiling Fixture | Incandescent |  | Standard A Lamp | 1 | 60 | Garage | 141295 | Garage | 0.00029524
Ceiling Fixture | Linear Fluorescent | 45 | T-12 | 2 | 40 | Garage | 141295 | Garage | 0.00029524
Ceiling Fixture | Compact Fluorescent |  | Twist | 1 | 22 | Hall | 141296 | Hall | 0.00029524
Ceiling Fixture | Incandescent |  | Standard A Lamp | 2 | 60 | Kitchen | 141297 | Kitchen | 0.00029524
Other | Compact Fluorescent |  | Twist | 1 | 15 | Kitchen | 141297 | Kitchen | 0.00029524
Ceiling Fixture | Incandescent |  | Standard A Lamp | 2 | 60 | Laundry Room | 141298 | Laundry Room | 0.00029524
Floor lamp | Incandescent |  | Standard A Lamp | 1 | 60 | Living Room | 141299 | Living Room | 0.00029524
Wall Mount | Incandescent |  | Globe | 3 | 60 | Bathroom | 141401 | Bathroom | 0.00049795
Wall Mount | Incandescent |  | Reflector | 1 | 50 | Hall | 141402 | Hall | 0.00049795
Chandelier (Hanging) | Incandescent |  | Mini base | 3 | 60 | Hall | 141402 | Hall | 0.00049795
Recessed Can | Compact Fluorescent |  | Reflector | 1 | 14 | Kitchen | 141403 | Kitchen | 0.00049795
Other | Incandescent |  | Reflector | 2 | 50 | Kitchen | 141403 | Kitchen | 0.00049795
Floor lamp | Compact Fluorescent |  | Twist | 3 | 20 | Living Room | 141404 | Living Room | 0.00049795
Table | Incandescent |  | Standard A Lamp | 1 | 40 | Living Room | 141404 | Living Room | 0.00049795
Wall Mount | Halogen |  | Other | 1 | 20 | Living Room | 141404 | Living Room | 0.00049795
Floor lamp | Incandescent |  | Standard A Lamp | 1 | 60 | Living Room | 141404 | Living Room | 0.00049795
Ceiling Fan | Incandescent |  | Standard A Lamp | 1 | 100 | Office | 141405 | Office | 0.00049795
Ceiling Fan | Incandescent |  | Clear | 1 | 40 | Office | 141405 | Office | 0.00049795
Ceiling Fan | Incandescent |  | Standard A Lamp | 1 | 60 | Office | 141405 | Office | 0.00049795
Wall Mount | Halogen |  | Other | 1 | 20 | Closet | 141406 | Closet | 0.00049795
Wall Mount | Incandescent |  | Globe | 6 | 40 | Bathroom | 141407 | Bathroom | 0.00049795
Recessed Can | Incandescent |  | Reflector | 1 | 50 | Hall | 141408 | Hall | 0.00049795
Recessed Can | Compact Fluorescent |  | Twist | 1 | 13 | Hall | 141408 | Hall | 0.00049795
Recessed Can | Compact Fluorescent |  | Twist | 1 | 20 | Hall | 141408 | Hall | 0.00049795
Recessed Can | Incandescent |  | Reflector | 1 | 65 | Laundry Room | 141409 | Laundry Room | 0.00049795
Wall Mount | Incandescent |  | Globe | 4 | 40 | Bathroom | 1414010 | Bathroom | 0.00049795
Recessed - other | Incandescent |  | Heat Lamp | 1 | 250 | Bathroom | 1414010 | Bathroom | 0.00049795
Recessed Can | Incandescent |  | Reflector | 1 | 75 | Master Bedroom | 1414011 | Master Bedroom | 0.00049795
Ceiling Fan | Incandescent |  | Mini base | 4 | 60 | Master Bedroom | 1414011 | Master Bedroom | 0.00049795
Wall Mount | Incandescent |  | Standard A Lamp | 1 | 60 | Master Bedroom | 1414011 | Master Bedroom | 0.00049795
Track | Incandescent |  | Reflector | 3 | 65 | Bedroom | 1414012 | Bedroom | 0.00049795
Recessed Can | Halogen |  | PAR | 1 | 75 | Bedroom | 1414012 | Bedroom | 0.00049795
Table | Incandescent |  | Standard A Lamp | 1 | 40 | Bedroom | 1414012 | Bedroom | 0.00049795
Chandelier (Hanging) | Compact Fluorescent |  | Twist | 1 | 20 | Bathroom | 1414013 | Bathroom | 0.00049795
Table | Incandescent |  | Mini base | 1 | 4 | Bathroom | 1414013 | Bathroom | 0.00049795
Ceiling Fixture | Incandescent |  | Standard A Lamp | 2 | 60 | Bedroom | 1414014 | Bedroom | 0.00049795
Recessed Can | Incandescent |  | Standard A Lamp | 1 | 60 | Bedroom | 1414014 | Bedroom | 0.00049795
Ceiling Fixture | Other |  | LED Interior | 1 | 1 | Closet | 1414015 | Closet | 0.00049795
Ceiling Fixture | Linear Fluorescent | 48 | T-12 | 2 | 40 | Laundry Room | 1414016 | Laundry Room | 0.00049795
Wall Mount | Incandescent |  | Globe | 2 | 60 | Bathroom | 1414017 | Bathroom | 0.00049795
Wall Mount | Incandescent |  | Globe | 2 | 60 | Bathroom | 1414017 | Bathroom | 0.00049795
Wall Mount | Linear Fluorescent | 48 | T-12 | 1 | 40 | Kitchen | 1414018 | Kitchen | 0.00049795
Track | Incandescent |  | Reflector | 3 | 65 | Kitchen | 1414018 | Kitchen | 0.00049795
Wall Mount | Halogen |  | MR | 5 | 50 | Living Room | 1414019 | Living Room | 0.00049795
Torchiere | Incandescent |  | Standard A Lamp | 1 | 100 | Living Room | 1414019 | Living Room | 0.00049795
Ceiling Fixture | Linear Fluorescent | 96 | T-12 | 1 | 100 | Living Room | 1414019 | Living Room | 0.00049795
Table | Incandescent |  | Standard A Lamp | 1 | 60 | Master Bedroom | 1414020 | Master Bedroom | 0.00049795
Track | Incandescent |  | Reflector | 5 | 65 | Master Bedroom | 1414020 | Master Bedroom | 0.00049795
Ceiling Fixture | Linear Fluorescent | 48 | T-8 | 1 | 32 | Office | 1414021 | Office | 0.00049795
Wall Mount | Incandescent |  | Globe | 2 | 25 | Office | 1414021 | Office | 0.00049795
Wall Mount | Incandescent |  | Reflector | 1 | 50 | Office | 1414021 | Office | 0.00049795
Ceiling Fixture | Linear Fluorescent | 48 | T-12 | 2 | 40 | Garage | 1414022 | Garage | 0.00049795
Ceiling Fixture | Linear Fluorescent | 36 | T-8 | 1 | 20 | Garage | 1414022 | Garage | 0.00049795
Ceiling Fixture | Linear Fluorescent | 48 | T-12 | 4 | 40 | Garage | 1414022 | Garage | 0.00049795
Ceiling Fan | Compact Fluorescent |  | Twist | 1 | 15 | Bedroom | 141431 | Bedroom | 0.000364
Ceiling Fixture | Compact Fluorescent |  | Twist | 2 | 15 | Dining Room | 141432 | Dining Room | 0.000364
Ceiling Fixture | Compact Fluorescent |  | Twist | 1 | 15 | Garage | 141433 | Garage | 0.000364
Ceiling Fixture | Linear Fluorescent | 48 | T-12 | 1 | 40 | Garage | 141433 | Garage | 0.000364
Wall Mount | Compact Fluorescent |  | Twist | 3 | 13 | Bathroom | 141434 | Bathroom | 0.000364
Ceiling Fixture | Compact Fluorescent |  | Twist | 1 | 15 | Hall | 141435 | Hall | 0.000364
Other | Compact Fluorescent |  | Twist | 1 | 15 | Kitchen | 141436 | Kitchen | 0.000364
Ceiling Fixture | Compact Fluorescent |  | Other | 2 | 30 | Kitchen | 141436 | Kitchen | 0.000364
Recessed - other | Incandescent |  | Standard A Lamp | 1 | 60 | Kitchen | 141436 | Kitchen | 0.000364
Torchiere | Compact Fluorescent |  | Twist | 1 | 13 | Living Room | 141437 | Living Room | 0.000364
Wall Mount | Compact Fluorescent |  | Twist | 3 | 13 | Bathroom | 141438 | Bathroom | 0.000364
Table | Incandescent |  | 3-Way Incandescent | 1 | 100 | Master Bedroom | 141439 | Master Bedroom | 0.000364
Table | Incandescent |  | 3-Way Incandescent | 1 | 150 | Master Bedroom | 141439 | Master Bedroom | 0.000364
Ceiling Fan | Incandescent |  | Clear | 3 | 60 | Bedroom | 141501 | Bedroom | 0.0017229
Ceiling Fixture | Incandescent |  | Clear | 1 | 40 | Bedroom | 141501 | Bedroom | 0.0017229
Ceiling Fan | Incandescent |  | Standard A Lamp | 1 | 60 | Dining Room | 141502 | Dining Room | 0.0017229
Ceiling Fixture | Linear Fluorescent | 48 | T-12 | 2 | 40 | Garage | 141503 | Garage | 0.0017229
Ceiling Fixture | Incandescent |  | Standard A Lamp | 1 | 100 | Garage | 141503 | Garage | 0.0017229
Ceiling Fixture | Incandescent |  | Standard A Lamp | 1 | 60 | Hall | 141504 | Hall | 0.0017229
Ceiling Fixture | Linear Fluorescent | 48 | T-12 | 2 | 40 | Kitchen | 141505 | Kitchen | 0.0017229
Ceiling Fixture | Incandescent |  | Standard A Lamp | 1 | 60 | Kitchen | 141505 | Kitchen | 0.0017229
Ceiling Fixture | Incandescent |  | Standard A Lamp | 1 | 100 | Laundry Room | 141506 | Laundry Room | 0.0017229
Table | Incandescent |  | Standard A Lamp | 2 | 60 | Living Room | 141507 | Living Room | 0.0017229
Wall Mount | Incandescent |  | Mini base | 6 | 40 | Bathroom | 141508 | Bathroom | 0.0017229
Track | Incandescent |  | Standard A Lamp | 1 | 60 | Bathroom | 141508 | Bathroom | 0.0017229
Ceiling Fan | Incandescent |  | Clear | 3 | 60 | Master Bedroom | 141509 | Master Bedroom | 0.0017229
Ceiling Fixture | Incandescent |  | Standard A Lamp | 1 | 60 | Master Bedroom | 141509 | Master Bedroom | 0.0017229
Table | Incandescent |  | Mini base | 2 | 60 | Master Bedroom | 141509 | Master Bedroom | 0.0017229
Ceiling Fixture | Incandescent |  | Heat Lamp | 2 | 150 | Bathroom | 141531 | Bathroom | 0.0017229
Wall Mount | Incandescent |  | Standard A Lamp | 3 | 85 | Bathroom | 141531 | Bathroom | 0.0017229
Ceiling Fixture | Compact Fluorescent |  | A shape bulb | 3 | 13 | Bedroom | 141532 | Bedroom | 0.0017229
Ceiling Fan | Incandescent |  | Clear | 2 | 40 | Dining Room | 141533 | Dining Room | 0.0017229
Ceiling Fan | Compact Fluorescent |  | Twist | 1 | 9 | Dining Room | 141533 | Dining Room | 0.0017229
Floor lamp | Compact Fluorescent |  | Twist | 1 | 26 | Dining Room | 141533 | Dining Room | 0.0017229
Wall Mount | Compact Fluorescent |  | Twist | 1 | 22 | Hall | 141534 | Hall | 0.0017229
Chandelier (Hanging) | Halogen |  | Quartz Tube | 3 | 50 | Kitchen | 141535 | Kitchen | 0.0017229
Floor lamp | Incandescent |  | Standard A Lamp | 1 | 75 | Laundry Room | 141536 | Laundry Room | 0.0017229
Floor lamp | Compact Fluorescent |  | Twist | 1 | 22 | Laundry Room | 141536 | Laundry Room | 0.0017229
Floor lamp | Incandescent |  | Standard A Lamp | 1 | 87 | Living Room | 141537 | Living Room | 0.0017229
Wall Mount | Compact Fluorescent |  | Twist | 3 | 15 | Bathroom | 141538 | Bathroom | 0.0017229
Ceiling Fixture | Incandescent |  | Heat Lamp | 2 | 150 | Bathroom | 141538 | Bathroom | 0.0017229
Ceiling Fan | Incandescent |  | Decorative | 3 | 40 | Master Bedroom | 141539 | Master Bedroom | 0.0017229
Table | Compact Fluorescent |  | Twist | 1 | 20 | Master Bedroom | 141539 | Master Bedroom | 0.0017229
Ceiling Fixture | Incandescent |  | Decorative | 1 | 40 | Master Bedroom | 141539 | Master Bedroom | 0.0017229
Wall Mount | Compact Fluorescent |  | Twist | 5 | 13 | Garage | 1415310 | Garage | 0.0017229
Ceiling Fixture | Incandescent |  | Standard A Lamp | 1 | 60 | Garage | 1415310 | Garage | 0.0017229
Wall Mount | Compact Fluorescent |  | Twist | 1 | 22 | Office | 1415311 | Office | 0.0017229
Ceiling Fixture | Compact Fluorescent |  | Twist | 3 | 13 | Hall | 1415312 | Hall | 0.0017229
Ceiling Fixture | Incandescent |  | Standard A Lamp | 1 | 60 | Other | 141621 | Other | 0.000364
Ceiling Fixture | Compact Fluorescent |  | Twist | 1 | 13 | Other | 141621 | Other | 0.000364
Ceiling Fixture | Linear Fluorescent | 48 | T-12 | 2 | 40 | Bathroom | 141622 | Bathroom | 0.000364
Ceiling Fixture | Linear Fluorescent | 48 | T-12 | 2 | 40 | Bathroom | 141623 | Bathroom | 0.000364
Ceiling Fixture | Incandescent |  | Heat Lamp | 1 | 150 | Bathroom | 141623 | Bathroom | 0.000364
Table | Incandescent |  | Standard A Lamp | 1 | 100 | Bedroom | 141624 | Bedroom | 0.000364
Table | Compact Fluorescent |  | Twist | 1 | 13 | Bedroom | 141624 | Bedroom | 0.000364
Ceiling Fixture | Compact Fluorescent |  | Twist | 2 | 13 | Bedroom | 141625 | Bedroom | 0.000364
Table | Compact Fluorescent |  | Twist | 1 | 13 | Bedroom | 141625 | Bedroom | 0.000364
Ceiling Fixture | Compact Fluorescent |  | Twist | 2 | 13 | Bedroom | 141626 | Bedroom | 0.000364
Table | Incandescent |  | Standard A Lamp | 1 | 60 | Bedroom | 141626 | Bedroom | 0.000364
Table | Incandescent |  | Standard A Lamp | 1 | 60 | Dining Room | 141627 | Dining Room | 0.000364
Table | Compact Fluorescent |  | Twist | 1 | 13 | Dining Room | 141627 | Dining Room | 0.000364
Floor lamp | Incandescent |  | Standard A Lamp | 3 | 60 | Dining Room | 141627 | Dining Room | 0.000364
Ceiling Fixture | Compact Fluorescent |  | Twist | 1 | 13 | Family Room | 141628 | Family Room | 0.000364
Floor lamp | Compact Fluorescent |  | Twist | 1 | 13 | Family Room | 141628 | Family Room | 0.000364
Table | Compact Fluorescent |  | Circline (Screw Base) | 1 | 22 | Family Room | 141628 | Family Room | 0.000364
Ceiling Fixture | Incandescent |  | Standard A Lamp | 1 | 60 | Garage | 141629 | Garage | 0.000364
Ceiling Fixture | Linear Fluorescent | 48 | T-12 | 2 | 40 | Garage | 141629 | Garage | 0.000364
Ceiling Fixture | Compact Fluorescent |  | Twist | 1 | 13 | Hall | 1416210 | Hall | 0.000364
Ceiling Fixture | Incandescent |  | Standard A Lamp | 1 | 60 | Hall | 1416211 | Hall | 0.000364
Ceiling Fixture | Compact Fluorescent |  | Twist | 1 | 13 | Hall | 1416212 | Hall | 0.000364
Ceiling Fixture | Linear Fluorescent | 48 | T-12 | 4 | 40 | Kitchen | 1416213 | Kitchen | 0.000364
Ceiling Fixture | Compact Fluorescent |  | Twist | 1 | 13 | Kitchen | 1416213 | Kitchen | 0.000364
Ceiling Fixture | Compact Fluorescent |  | Twist | 1 | 13 | Laundry Room | 1416214 | Laundry Room | 0.000364
Ceiling Fixture | Compact Fluorescent |  | Twist | 1 | 13 | Other | 1416215 | Other | 0.000364
Wall Mount | Incandescent |  | Standard A Lamp | 1 | 60 | Other | 1416216 | Other | 0.000364
Ceiling Fixture | Incandescent |  | Standard A Lamp | 1 | 60 | Office | 1416217 | Office | 0.000364
Wall Mount | Incandescent |  | Globe | 1 | 60 | Bathroom | 141741 | Bathroom | 0.0017229
Ceiling Fixture | Incandescent |  | Mini base | 1 | 60 | Bathroom | 141742 | Bathroom | 0.0017229
Chandelier (Hanging) | Incandescent |  | Standard A Lamp | 1 | 40 | Bathroom | 141742 | Bathroom | 0.0017229
Ceiling Fixture | Linear Fluorescent | 48 | T-12 | 2 | 40 | Bedroom | 141743 | Bedroom | 0.0017229
Ceiling Fixture | Incandescent |  | Standard A Lamp | 1 | 75 | Bedroom | 141744 | Bedroom | 0.0017229
Chandelier (Hanging) | Incandescent |  | Mini base | 5 | 60 | Dining Room | 141745 | Dining Room | 0.0017229
Ceiling Fixture | Incandescent |  | Standard A Lamp | 1 | 60 | Hall | 141746 | Hall | 0.0017229
Chandelier (Hanging) | Incandescent |  | Mini base | 3 | 60 | Hall | 141747 | Hall | 0.0017229
Torchiere | Halogen |  | Quartz Tube | 1 | 300 | Bedroom | 141748 | Bedroom | 0.0017229
Ceiling Fixture | Incandescent |  | Standard A Lamp | 1 | 60 | Bedroom | 141748 | Bedroom | 0.0017229
Wall Mount | Compact Fluorescent |  | Twist | 1 | 13 | Bedroom | 141748 | Bedroom | 0.0017229
Ceiling Fixture | Incandescent |  | Standard A Lamp | 1 | 50 | Kitchen | 141749 | Kitchen | 0.0017229
Ceiling Fixture | Incandescent |  | Standard A Lamp | 1 | 60 | Laundry Room | 1417410 | Laundry Room | 0.0017229
Floor lamp | Incandescent |  | Standard A Lamp | 1 | 40 | Bathroom | 1417411 | Bathroom | 0.0017229
Floor lamp | Incandescent |  | Mini base | 3 | 60 | Bathroom | 1417411 | Bathroom | 0.0017229
Torchiere | Halogen |  | Quartz Tube | 1 | 300 | Bathroom | 1417411 | Bathroom | 0.0017229
Floor lamp | Incandescent |  | 3-Way Incandescent | 1 | 200 | Bathroom | 1417411 | Bathroom | 0.0017229
Table | Compact Fluorescent |  | Twist | 1 | 13 | Bathroom | 1417411 | Bathroom | 0.0017229
Recessed Can | Incandescent |  | Reflector | 1 | 90 | Bathroom | 1417412 | Bathroom | 0.0017229
Ceiling Fan | Incandescent |  | Standard A Lamp | 4 | 60 | Master Bedroom | 1417413 | Master Bedroom | 0.0017229
Table | Incandescent |  | Standard A Lamp | 1 | 60 | Master Bedroom | 1417413 | Master Bedroom | 0.0017229
Ceiling Fixture | Incandescent |  | Standard A Lamp | 1 | 60 | Office | 1417414 | Office | 0.0017229
Ceiling Fixture | Compact Fluorescent |  | Twist | 2 | 23 | Bathroom | 141811 | Bathroom | 0.00037892
Ceiling Fixture | Compact Fluorescent |  | Twist | 1 | 13 | Hall | 141812 | Hall | 0.00037892
Ceiling Fixture | Incandescent |  | Standard A Lamp | 2 | 60 | Bedroom | 141813 | Bedroom | 0.00037892
Ceiling Fixture | Compact Fluorescent |  | Twist | 1 | 23 | Kitchen | 141814 | Kitchen | 0.00037892
Ceiling Fixture | Incandescent |  | Standard A Lamp | 1 | 60 | Dining Room | 141815 | Dining Room | 0.00037892
Torchiere | Incandescent |  | 3-Way Incandescent | 1 | 100 | Living Room | 141816 | Living Room | 0.00037892
Ceiling Fixture | Incandescent |  | Standard A Lamp | 4 | 60 | Living Room | 141816 | Living Room | 0.00037892
Table | Incandescent |  | Clear | 2 | 60 | Living Room | 141816 | Living Room | 0.00037892
Ceiling Fixture | Incandescent |  | Standard A Lamp | 2 | 60 | Master Bedroom | 141817 | Master Bedroom | 0.00037892
Table | Incandescent |  | Standard A Lamp | 2 | 60 | Master Bedroom | 141817 | Master Bedroom | 0.00037892
Table | Incandescent |  | Standard A Lamp | 1 | 40 | Master Bedroom | 141817 | Master Bedroom | 0.00037892
Ceiling Fixture | Incandescent |  | Standard A Lamp | 1 | 75 | Other | 141818 | Other | 0.00037892
Torchiere | Incandescent |  | Standard A Lamp | 1 | 60 | Other | 141818 | Other | 0.00037892
Wall Mount | Compact Fluorescent |  | Twist | 1 | 23 | Garage | 141819 | Garage | 0.00037892
Ceiling Fixture | Compact Fluorescent |  | Twist | 1 | 26 | Hall | 1418110 | Hall | 0.00037892
Ceiling Fixture | Compact Fluorescent |  | Twist | 1 | 13 | Hall | 1418110 | Hall | 0.00037892
Ceiling Fixture | Linear Fluorescent | 48 | T-12 | 2 | 25 | Hall | 1418110 | Hall | 0.00037892
Ceiling Fixture | Compact Fluorescent |  | Twist | 1 | 23 | Laundry Room | 1418111 | Laundry Room | 0.00037892
Ceiling Fixture | Compact Fluorescent |  | Twist | 1 | 23 | Office | 1418112 | Office | 0.00037892
Ceiling Fan | Compact Fluorescent |  | Twist | 4 | 15 | Living Room | 142101 | Living Room | 0.000364
Wall Mount | Incandescent |  | Standard A Lamp | 1 | 60 | Living Room | 142101 | Living Room | 0.000364
Ceiling Fixture | Compact Fluorescent |  | Twist | 11 | 15 | Hall | 142102 | Hall | 0.000364
Ceiling Fixture | Incandescent |  | Standard A Lamp | 2 | 40 | Bedroom | 142103 | Bedroom | 0.000364
Floor lamp | Linear Fluorescent | 18 | T-4 | 1 | 20 | Bedroom | 142103 | Bedroom | 0.000364
Chandelier (Hanging) | Incandescent |  | Decorative | 3 | 40 | Dining Room | 142104 | Dining Room | 0.000364
Ceiling Fixture | Compact Fluorescent |  | Twist | 2 | 15 | Kitchen | 142105 | Kitchen | 0.000364
Recessed Can | Incandescent |  | Reflector | 1 | 40 | Kitchen | 142105 | Kitchen | 0.000364
Wall Mount | Incandescent |  | Standard A Lamp | 2 | 60 | Bathroom | 142106 | Bathroom | 0.000364
Ceiling Fan | Compact Fluorescent |  | Twist | 1 | 15 | Office | 142107 | Office | 0.000364
Ceiling Fixture | Compact Fluorescent |  | Twist | 1 | 15 | Family Room | 142108 | Family Room | 0.000364
Ceiling Fixture | Incandescent |  | Standard A Lamp | 1 | 60 | Laundry Room | 142109 | Laundry Room | 0.000364
Ceiling Fixture | Incandescent |  | Standard A Lamp | 3 | 40 | Master Bedroom | 1421010 | Master Bedroom | 0.000364
Table | Halogen |  | MR | 1 | 50 | Master Bedroom | 1421010 | Master Bedroom | 0.000364
Wall Mount | Compact Fluorescent |  | Twist | 1 | 15 | Closet | 1421011 | Closet | 0.000364
Chandelier (Hanging) | Incandescent |  | Mini base | 4 | 25 | Other | 142111 | Other | 0.00037892
Chandelier (Hanging) | Compact Fluorescent |  | Mini base | 1 | 7 | Other | 142111 | Other | 0.00037892
Ceiling Fixture | Incandescent |  | Standard A Lamp | 1 | 60 | Closet | 142112 | Closet | 0.00037892
Ceiling Fixture | Incandescent |  | Standard A Lamp | 2 | 60 | Bedroom | 142113 | Bedroom | 0.00037892
Table | Compact Fluorescent |  | Straight Tube | 1 | 11 | Bedroom | 142113 | Bedroom | 0.00037892
Table | Incandescent |  | Standard A Lamp | 1 | 40 | Bedroom | 142113 | Bedroom | 0.00037892
Ceiling Fixture | Incandescent |  | Standard A Lamp | 1 | 75 | Closet | 142114 | Closet | 0.00037892
Ceiling Fixture | Incandescent |  | Standard A Lamp | 2 | 40 | Hall | 142115 | Hall | 0.00037892
Wall Mount | Incandescent |  | Other | 2 | 25 | Bathroom | 142116 | Bathroom | 0.00037892
Ceiling Fixture | Incandescent |  | Standard A Lamp | 1 | 100 | Closet | 142117 | Closet | 0.00037892
Wall Mount | Incandescent |  | Standard A Lamp | 1 | 60 | Closet | 142118 | Closet | 0.00037892
Ceiling Fixture | Incandescent |  | Standard A Lamp | 1 | 100 | Kitchen | 142119 | Kitchen | 0.00037892
Ceiling Fixture | Compact Fluorescent |  | Twist | 1 | 13 | Kitchen | 142119 | Kitchen | 0.00037892
Recessed - other | Incandescent |  | Standard A Lamp | 1 | 40 | Kitchen | 142119 | Kitchen | 0.00037892
Recessed - other | Incandescent |  | Standard A Lamp | 1 | 60 | Kitchen | 142119 | Kitchen | 0.00037892
Recessed - other | Compact Fluorescent |  | Twist | 1 | 13 | Kitchen | 142119 | Kitchen | 0.00037892
Floor lamp | Compact Fluorescent |  | Pin base | 1 | 36 | Living Room | 1421110 | Living Room | 0.00037892
Torchiere | Incandescent |  | Standard A Lamp | 1 | 40 | Living Room | 1421110 | Living Room | 0.00037892
Wall Mount | Halogen |  | Other | 3 | 20 | Living Room | 1421110 | Living Room | 0.00037892
Chandelier (Hanging) | Incandescent |  | Mini base | 6 | 25 | Dining Room | 1421111 | Dining Room | 0.00037892
Ceiling Fixture | Incandescent |  | Standard A Lamp | 1 | 40 | Closet | 1421112 | Closet | 0.00037892
Ceiling Fan | Incandescent |  | Standard A Lamp | 1 | 75 | Master Bedroom | 1421113 | Master Bedroom | 0.00037892
Table | Incandescent |  | Standard A Lamp | 1 | 60 | Master Bedroom | 1421113 | Master Bedroom | 0.00037892
Ceiling Fixture | Incandescent |  | Standard A Lamp | 1 | 60 | Closet | 1421114 | Closet | 0.00037892
Ceiling Fixture | Incandescent |  | Standard A Lamp | 1 | 75 | Closet | 1421115 | Closet | 0.00037892
Ceiling Fixture | Incandescent |  | Standard A Lamp | 2 | 60 | Office | 1421116 | Office | 0.00037892
Ceiling Fixture | Incandescent |  | Standard A Lamp | 1 | 60 | Closet | 1421117 | Closet | 0.00037892
Ceiling Fixture | Incandescent |  | Standard A Lamp | 1 | 60 | Hall | 1421118 | Hall | 0.00037892
Wall Mount | Incandescent |  | Standard A Lamp | 1 | 60 | Hall | 1421118 | Hall | 0.00037892
Recessed - other | Incandescent |  | Standard A Lamp | 1 | 60 | Hall | 1421119 | Hall | 0.00037892
Ceiling Fixture | Incandescent |  | Standard A Lamp | 1 | 60 | Hall | 1421119 | Hall | 0.00037892
Ceiling Fixture | Incandescent |  | Standard A Lamp | 1 | 60 | Laundry Room | 1421120 | Laundry Room | 0.00037892
Ceiling Fixture | Incandescent |  | Standard A Lamp | 1 | 40 | Closet | 1421121 | Closet | 0.00037892
Ceiling Fixture | Linear Fluorescent | 48 | T-12 | 2 | 40 | Office | 1421122 | Office | 0.00037892
Wall Mount | Incandescent |  | Standard A Lamp | 1 | 60 | Office | 1421122 | Office | 0.00037892
Table | Incandescent |  | Standard A Lamp | 1 | 40 | Office | 1421122 | Office | 0.00037892
Ceiling Fixture | Linear Fluorescent | 48 | T-12 | 1 | 40 | Office | 1421122 | Office | 0.00037892
Ceiling Fixture | Incandescent |  | Standard A Lamp | 1 | 60 | Other | 1421123 | Other | 0.00037892
Ceiling Fixture | Linear Fluorescent | 48 | T-12 | 2 | 40 | Other | 1421123 | Other | 0.00037892
Ceiling Fixture | Linear Fluorescent | 48 | T-12 | 2 | 40 | Other | 1421124 | Other | 0.00037892
Wall Mount | Incandescent |  | Standard A Lamp | 1 | 60 | Closet | 1421125 | Closet | 0.00037892
Ceiling Fixture | Linear Fluorescent | 48 | T-12 | 2 | 40 | Garage | 1421126 | Garage | 0.00037892
Wall Mount | Compact Fluorescent |  | Twist | 1 | 23 | Bathroom | 142221 | Bathroom | 0.00037892
Wall Mount | Compact Fluorescent |  | Twist | 1 | 26 | Bathroom | 142221 | Bathroom | 0.00037892
Ceiling Fixture | Compact Fluorescent |  | Twist | 1 | 23 | Hall | 142222 | Hall | 0.00037892
Ceiling Fixture | Compact Fluorescent |  | Twist | 1 | 26 | Hall | 142222 | Hall | 0.00037892
Wall Mount | Incandescent |  | 3-Way Incandescent | 1 | 150 | Bathroom | 142223 | Bathroom | 0.00037892
Ceiling Fixture | Incandescent |  | Standard A Lamp | 1 | 100 | Hall | 142224 | Hall | 0.00037892
Ceiling Fixture | Incandescent |  | Standard A Lamp | 1 | 100 | Family Room | 142225 | Family Room | 0.00037892
Ceiling Fixture | Compact Fluorescent |  | Twist | 1 | 27 | Family Room | 142225 | Family Room | 0.00037892
Ceiling Fixture | Compact Fluorescent |  | Twist | 1 | 23 | Other | 142226 | Other | 0.00037892
Ceiling Fixture | Incandescent |  | Standard A Lamp | 1 | 60 | Bedroom | 142227 | Bedroom | 0.00037892
Ceiling Fixture | Compact Fluorescent |  | Twist | 1 | 23 | Bedroom | 142227 | Bedroom | 0.00037892
Ceiling Fan | Compact Fluorescent |  | Twist | 4 | 13 | Family Room | 142228 | Family Room | 0.00037892
Torchiere | Incandescent |  | 3-Way Incandescent | 1 | 150 | Family Room | 142228 | Family Room | 0.00037892
Ceiling Fixture | Incandescent |  | Standard A Lamp | 1 | 100 | Dining Room | 142229 | Dining Room | 0.00037892
Ceiling Fixture | Incandescent |  | Standard A Lamp | 1 | 100 | Hall | 1422210 | Hall | 0.00037892
Ceiling Fixture | Incandescent |  | Standard A Lamp | 1 | 75 | Other | 1422211 | Other | 0.00037892
Ceiling Fixture | Incandescent |  | Standard A Lamp | 1 | 68 | Garage | 1422212 | Garage | 0.00037892
Garage door opener | Incandescent |  | Standard A Lamp | 1 | 65 | Garage | 1422212 | Garage | 0.00037892
Garage door opener | Incandescent |  | Standard A Lamp | 1 | 75 | Garage | 1422212 | Garage | 0.00037892
Recessed Can | Compact Fluorescent |  | Flood | 1 | 14 | Kitchen | 1422213 | Kitchen | 0.00037892
Ceiling Fixture | Incandescent |  | Standard A Lamp | 1 | 100 | Laundry Room | 1422214 | Laundry Room | 0.00037892
Table | Incandescent |  | Standard A Lamp | 1 | 60 | Living Room | 1422215 | Living Room | 0.00037892
Ceiling Fixture | Compact Fluorescent |  | Twist | 2 | 23 | Master Bedroom | 1422216 | Master Bedroom | 0.00037892
Table | Incandescent |  | Standard A Lamp | 2 | 40 | Master Bedroom | 1422216 | Master Bedroom | 0.00037892
Table | Linear Fluorescent | 18 | T-8 | 2 | 15 | Master Bedroom | 1422216 | Master Bedroom | 0.00037892
Ceiling Fixture | Incandescent |  | Standard A Lamp | 1 | 75 | Closet | 1422217 | Closet | 0.00037892
Ceiling Fixture | Incandescent |  | 3-Way Incandescent | 1 | 150 | Office | 1422218 | Office | 0.00037892
Ceiling Fixture | Compact Fluorescent |  | Twist | 1 | 23 | Office | 1422218 | Office | 0.00037892
Table | Compact Fluorescent |  | Straight Tube | 1 | 13 | Office | 1422218 | Office | 0.00037892
Wall Mount | Compact Fluorescent |  | Twist | 1 | 27 | Hall | 1422219 | Hall | 0.00037892
Wall Mount | Incandescent |  | Globe | 5 | 60 | Bathroom | 142641 | Bathroom | 0.0012318
Chandelier (Hanging) | Incandescent |  | Mini base | 5 | 60 | Dining Room | 142642 | Dining Room | 0.0012318
Chandelier (Hanging) | Incandescent |  | Mini base | 3 | 60 | Hall | 142643 | Hall | 0.0012318
Ceiling Fixture | Compact Fluorescent |  | Twist | 1 | 13 | Hall | 142644 | Hall | 0.0012318
Ceiling Fixture | Compact Fluorescent |  | Twist | 1 | 26 | Hall | 142644 | Hall | 0.0012318
Track | Incandescent |  | Reflector | 1 | 75 | Kitchen | 142645 | Kitchen | 0.0012318
Track | Incandescent |  | Reflector | 1 | 65 | Kitchen | 142645 | Kitchen | 0.0012318
Track | Incandescent |  | Reflector | 1 | 50 | Kitchen | 142645 | Kitchen | 0.0012318
Ceiling Fixture | Incandescent |  | Standard A Lamp | 4 | 60 | Kitchen | 142645 | Kitchen | 0.0012318
Other | Halogen |  | Other | 2 | 30 | Kitchen | 142645 | Kitchen | 0.0012318
Table | Incandescent |  | 3-Way Incandescent | 1 | 75 | Living Room | 142646 | Living Room | 0.0012318
Table | Incandescent |  | 3-Way Incandescent | 1 | 150 | Living Room | 142646 | Living Room | 0.0012318
Wall Mount | Incandescent |  | Globe | 4 | 60 | Bathroom | 142647 | Bathroom | 0.0012318
Ceiling Fixture | Incandescent |  | Standard A Lamp | 1 | 60 | Master Bedroom | 142648 | Master Bedroom | 0.0012318
Ceiling Fixture | Incandescent |  | Standard A Lamp | 1 | 75 | Master Bedroom | 142648 | Master Bedroom | 0.0012318
Ceiling Fixture | Incandescent |  | Standard A Lamp | 2 | 60 | Office | 142649 | Office | 0.0012318
Table | Incandescent |  | Other | 1 | 20 | Office | 142649 | Office | 0.0012318
Ceiling Fixture | Incandescent |  | Standard A Lamp | 2 | 60 | Bedroom | 1426410 | Bedroom | 0.0012318
Table | Incandescent |  | Standard A Lamp | 1 | 60 | Bedroom | 1426410 | Bedroom | 0.0012318
Wall Mount | Incandescent |  | Standard A Lamp | 1 | 60 | Closet | 1426411 | Closet | 0.0012318
Table | Linear Fluorescent | 18 | T-8 | 2 | 15 | Family Room | 1426412 | Family Room | 0.0012318
Track | Incandescent |  | Reflector | 3 | 50 | Family Room | 1426412 | Family Room | 0.0012318
Track | Compact Fluorescent |  | Reflector | 1 | 5 | Family Room | 1426412 | Family Room | 0.0012318
Track | Incandescent |  | Reflector | 1 | 65 | Family Room | 1426412 | Family Room | 0.0012318
Ceiling Fixture | Compact Fluorescent |  | Twist | 1 | 26 | Hall | 1426413 | Hall | 0.0012318
Ceiling Fixture | Linear Fluorescent | 48 | T-12 | 4 | 40 | Laundry Room | 1426414 | Laundry Room | 0.0012318
Wall Mount | Incandescent |  | Globe | 3 | 60 | Laundry Room | 1426414 | Laundry Room | 0.0012318
Chandelier (Hanging) | Compact Fluorescent |  | Twist | 1 | 26 | Other | 1426415 | Other | 0.0012318
Chandelier (Hanging) | Incandescent |  | Reflector | 1 | 75 | Other | 1426415 | Other | 0.0012318
Chandelier (Hanging) | Incandescent |  | Standard A Lamp | 1 | 60 | Other | 1426415 | Other | 0.0012318
Wall Mount | Incandescent |  | Reflector | 1 | 50 | Other | 1426415 | Other | 0.0012318
Wall Mount | Compact Fluorescent |  | Twist | 1 | 13 | Other | 1426415 | Other | 0.0012318
Ceiling Fixture | Linear Fluorescent | 48 | T-12 | 2 | 40 | Garage | 1426416 | Garage | 0.0012318
Ceiling Fixture | Compact Fluorescent |  | Straight Tube | 1 | 23 | Garage | 1426416 | Garage | 0.0012318
Wall Mount | Incandescent |  | Standard A Lamp | 1 | 60 | Garage | 1426416 | Garage | 0.0012318
Wall Mount | Incandescent |  | Standard A Lamp | 1 | 75 | Garage | 1426416 | Garage | 0.0012318
Garage door opener | Incandescent |  | Standard A Lamp | 1 | 40 | Garage | 1426416 | Garage | 0.0012318
Wall Mount | Compact Fluorescent |  | Twist | 2 | 14 | Bathroom | 142731 | Bathroom | 0.0012318
Recessed - other | Incandescent |  | Heat Lamp | 1 | 250 | Bathroom | 142731 | Bathroom | 0.0012318
Ceiling Fixture | Linear Fluorescent | 48 | T-12 | 4 | 40 | Closet | 142732 | Closet | 0.0012318
Ceiling Fixture | Compact Fluorescent |  | Twist | 2 | 13 | Bedroom | 142733 | Bedroom | 0.0012318
Table | Compact Fluorescent |  | Straight Tube | 1 | 11 | Bedroom | 142733 | Bedroom | 0.0012318
Recessed Can | Compact Fluorescent |  | Reflector | 1 | 11 | Hall | 142734 | Hall | 0.0012318
Ceiling Fixture | Compact Fluorescent |  | Twist | 1 | 23 | Hall | 142734 | Hall | 0.0012318
Ceiling Fixture | Incandescent |  | Standard A Lamp | 1 | 60 | Garage | 142735 | Garage | 0.0012318
Garage door opener | Incandescent |  | Decorative | 1 | 60 | Garage | 142735 | Garage | 0.0012318
Chandelier (Hanging) | Compact Fluorescent |  | Twist | 1 | 23 | Dining Room | 142736 | Dining Room | 0.0012318
Torchiere | Compact Fluorescent |  | Straight Tube | 1 | 11 | Family Room | 142737 | Family Room | 0.0012318
Track | Incandescent |  | Reflector | 3 | 30 | Kitchen | 142738 | Kitchen | 0.0012318
Track | Incandescent |  | Reflector | 3 | 45 | Kitchen | 142738 | Kitchen | 0.0012318
Other | Incandescent |  | Reflector | 1 | 40 | Kitchen | 142738 | Kitchen | 0.0012318
Recessed Can | Incandescent |  | Reflector | 1 | 45 | Living Room | 142739 | Living Room | 0.0012318
Table | Incandescent |  | Mini base | 1 | 40 | Living Room | 142739 | Living Room | 0.0012318
Torchiere | Compact Fluorescent |  | Twist | 1 | 14 | Living Room | 142739 | Living Room | 0.0012318
Recessed Can | Incandescent |  | Reflector | 2 | 50 | Hall | 1427310 | Hall | 0.0012318
Recessed Can | Compact Fluorescent |  | Reflector | 1 | 23 | Office | 1427311 | Office | 0.0012318
Table | Incandescent |  | Other | 1 | 20 | Office | 1427311 | Office | 0.0012318
Recessed Can | Compact Fluorescent |  | Reflector | 1 | 23 | Bedroom | 1427312 | Bedroom | 0.0012318
Ceiling Fixture | Compact Fluorescent |  | Reflector | 1 | 23 | Hall | 1427313 | Hall | 0.0012318
Wall Mount | Compact Fluorescent |  | Twist | 1 | 14 | Bathroom | 1427314 | Bathroom | 0.0012318
Recessed Can | Incandescent |  | Heat Lamp | 1 | 250 | Bathroom | 1427314 | Bathroom | 0.0012318
Wall Mount | Incandescent |  | Mini base | 4 | 60 | Bathroom | 1427315 | Bathroom | 0.0012318
Recessed - other | Incandescent |  | Heat Lamp | 1 | 250 | Bathroom | 1427315 | Bathroom | 0.0012318
Ceiling Fixture | Incandescent |  | Standard A Lamp | 1 | 60 | Closet | 1427316 | Closet | 0.0012318
Floor lamp | Compact Fluorescent |  | Twist | 1 | 14 | Master Bedroom | 1427317 | Master Bedroom | 0.0012318
Ceiling Fan | Incandescent |  | Standard A Lamp | 1 | 15 | Master Bedroom | 1427317 | Master Bedroom | 0.0012318
Wall Mount | Incandescent |  | Globe | 2 | 40 | Bathroom | 142771 | Bathroom | 0.0012318
Wall Mount | Incandescent |  | Globe | 1 | 60 | Bathroom | 142771 | Bathroom | 0.0012318
Wall Mount | Incandescent |  | Mini base | 1 | 4 | Bathroom | 142771 | Bathroom | 0.0012318
Wall Mount | Incandescent |  | Standard A Lamp | 1 | 60 | Closet | 142772 | Closet | 0.0012318
Track | Incandescent |  | Standard A Lamp | 3 | 40 | Dining Room | 142773 | Dining Room | 0.0012318
Recessed Can | Incandescent |  | Standard A Lamp | 1 | 75 | Kitchen | 142774 | Kitchen | 0.0012318
Recessed Can | Incandescent |  | Reflector | 1 | 65 | Kitchen | 142774 | Kitchen | 0.0012318
Recessed Can | Compact Fluorescent |  | Reflector | 1 | 15 | Kitchen | 142774 | Kitchen | 0.0012318
Wall Mount | Incandescent |  | Standard A Lamp | 1 | 75 | Laundry Room | 142775 | Laundry Room | 0.0012318
Recessed Can | Compact Fluorescent |  | Reflector | 1 | 15 | Living Room | 142776 | Living Room | 0.0012318
Track | Incandescent |  | Standard A Lamp | 1 | 60 | Office | 142777 | Office | 0.0012318
Table | Incandescent |  | Standard A Lamp | 1 | 60 | Office | 142777 | Office | 0.0012318
Track | Incandescent |  | Standard A Lamp | 1 | 40 | Office | 142777 | Office | 0.0012318
Table | Compact Fluorescent |  | Twist | 1 | 15 | Office | 142777 | Office | 0.0012318
Track | Incandescent |  | Clear | 1 | 60 | Office | 142777 | Office | 0.0012318
Ceiling Fixture | Incandescent |  | Standard A Lamp | 1 | 100 | Other | 142778 | Other | 0.0012318
Ceiling Fixture | Incandescent |  | Standard A Lamp | 1 | 60 | Other | 142778 | Other | 0.0012318
Recessed Can | Compact Fluorescent |  | Twist | 1 | 15 | Other | 142779 | Other | 0.0012318
Wall Mount | Incandescent |  | Globe | 3 | 40 | Bathroom | 1427710 | Bathroom | 0.0012318
Ceiling Fixture | Incandescent |  | Standard A Lamp | 1 | 100 | Bathroom | 1427711 | Bathroom | 0.0012318
Ceiling Fixture | Incandescent |  | Standard A Lamp | 1 | 40 | Bathroom | 1427711 | Bathroom | 0.0012318
Wall Mount | Incandescent |  | Standard A Lamp | 1 | 75 | Hall | 1427712 | Hall | 0.0012318
Recessed Can | Incandescent |  | Reflector | 1 | 65 | Hall | 1427712 | Hall | 0.0012318
Wall Mount | Incandescent |  | Globe | 6 | 60 | Bathroom | 1427713 | Bathroom | 0.0012318
Recessed Can | Incandescent |  | Reflector | 1 | 50 | Master Bedroom | 1427714 | Master Bedroom | 0.0012318
Recessed Can | Compact Fluorescent |  | Twist | 1 | 13 | Master Bedroom | 1427714 | Master Bedroom | 0.0012318
Recessed Can | Incandescent |  | Reflector | 1 | 65 | Master Bedroom | 1427714 | Master Bedroom | 0.0012318
Table | Incandescent |  | Mini base | 1 | 15 | Master Bedroom | 1427714 | Master Bedroom | 0.0012318
Table | Compact Fluorescent |  | A shape bulb | 1 | 15 | Master Bedroom | 1427714 | Master Bedroom | 0.0012318
Table | Compact Fluorescent |  | A shape bulb | 1 | 15 | Master Bedroom | 1427714 | Master Bedroom | 0.0012318
Ceiling Fixture | Compact Fluorescent |  | A shape bulb | 1 | 15 | Closet | 1427715 | Closet | 0.0012318
Ceiling Fixture | Compact Fluorescent |  | A shape bulb | 2 | 15 | Bathroom | 1427716 | Bathroom | 0.0012318
Ceiling Fixture | Linear Fluorescent | 48 | T-12 | 2 | 40 | Garage | 1427717 | Garage | 0.0012318
Wall Mount | Compact Fluorescent |  | Twist | 1 | 14 | Bathroom | 142841 | Bathroom | 0.00037892
Recessed - other | Compact Fluorescent |  | Twist | 1 | 23 | Bathroom | 142841 | Bathroom | 0.00037892
Ceiling Fixture | Compact Fluorescent |  | Twist | 1 | 14 | Hall | 142842 | Hall | 0.00037892
Ceiling Fixture | Compact Fluorescent |  | Straight Tube | 1 | 15 | Closet | 142843 | Closet | 0.00037892
Ceiling Fan | Incandescent |  | Decorative | 3 | 40 | Family Room | 142844 | Family Room | 0.00037892
Other | Linear Fluorescent | 18 | T-8 | 1 | 15 | Family Room | 142844 | Family Room | 0.00037892
Floor lamp | Other |  | LED Interior | 1 | 3 | Family Room | 142844 | Family Room | 0.00037892
Chandelier (Hanging) | Incandescent |  | Mini base | 6 | 40 | Dining Room | 142845 | Dining Room | 0.00037892
Ceiling Fixture | Incandescent |  | Decorative | 1 | 40 | Hall | 142846 | Hall | 0.00037892
Ceiling Fixture | Incandescent |  | Clear | 1 | 25 | Hall | 142846 | Hall | 0.00037892
Ceiling Fixture | Compact Fluorescent |  | Twist | 2 | 14 | Kitchen | 142847 | Kitchen | 0.00037892
Wall Mount | Incandescent |  | Mini base | 2 | 40 | Living Room | 142848 | Living Room | 0.00037892
Floor lamp | Incandescent |  | Standard A Lamp | 1 | 100 | Living Room | 142848 | Living Room | 0.00037892
Chandelier (Hanging) | Incandescent |  | Mini base | 6 | 40 | Dining Room | 142849 | Dining Room | 0.00037892
Low bay | Incandescent |  | Standard A Lamp | 1 | 60 | Bathroom | 1428410 | Bathroom | 0.00037892
Wall Mount | Incandescent |  | Decorative | 1 | 60 | Bathroom | 1428411 | Bathroom | 0.00037892
Recessed - other | Incandescent |  | Standard A Lamp | 1 | 40 | Bathroom | 1428411 | Bathroom | 0.00037892
Chandelier (Hanging) | Incandescent |  | Globe | 1 | 150 | Master Bedroom | 1428412 | Master Bedroom | 0.00037892
Table | Compact Fluorescent |  | Twist | 1 | 9 | Master Bedroom | 1428412 | Master Bedroom | 0.00037892
Table | Compact Fluorescent |  | Twist | 1 | 13 | Master Bedroom | 1428412 | Master Bedroom | 0.00037892
Table | Compact Fluorescent |  | Twist | 1 | 14 | Master Bedroom | 1428412 | Master Bedroom | 0.00037892
Recessed - other | Incandescent |  | Clear | 1 | 25 | Closet | 1428413 | Closet | 0.00037892
Ceiling Fixture | Incandescent |  | Standard A Lamp | 1 | 60 | Bedroom | 1428414 | Bedroom | 0.00037892
Ceiling Fixture | Incandescent |  | Decorative | 1 | 40 | Bedroom | 1428414 | Bedroom | 0.00037892
Table | Compact Fluorescent |  | Twist | 1 | 14 | Bedroom | 1428414 | Bedroom | 0.00037892
Ceiling Fixture | Incandescent |  | Decorative | 5 | 25 | Bedroom | 1428415 | Bedroom | 0.00037892
Table | Incandescent |  | Mini base | 1 | 4 | Bedroom | 1428415 | Bedroom | 0.00037892
Chandelier (Hanging) | Halogen |  | Quartz Tube | 1 | 60 | Bedroom | 1428416 | Bedroom | 0.00037892
Ceiling Fixture | Incandescent |  | Decorative | 5 | 25 | Other | 1428417 | Other | 0.00037892
Table | Compact Fluorescent |  | Twist | 1 | 14 | Other | 1428417 | Other | 0.00037892
Wall Mount | Compact Fluorescent |  | Twist | 1 | 13 | Closet | 1428418 | Closet | 0.00037892
Ceiling Fixture | Incandescent |  | Clear | 2 | 25 | Hall | 1428419 | Hall | 0.00037892
Table | Compact Fluorescent |  | Straight Tube | 1 | 15 | Other | 1428420 | Other | 0.00037892
Ceiling Fixture | Linear Fluorescent | 48 | T-8 | 2 | 32 | Other | 1428420 | Other | 0.00037892
Table | Compact Fluorescent |  | Reflector | 1 | 9 | Other | 1428420 | Other | 0.00037892
Ceiling Fixture | Compact Fluorescent |  | Twist | 1 | 27 | Other | 1428421 | Other | 0.00037892
Wall Mount | Incandescent |  | Other | 1 | 60 | Other | 1428421 | Other | 0.00037892
Wall Mount | Compact Fluorescent |  | Twist | 4 | 23 | Laundry Room | 1428422 | Laundry Room | 0.00037892
Ceiling Fixture | Linear Fluorescent | 48 | T-8 | 2 | 32 | Family Room | 1428423 | Family Room | 0.00037892
Ceiling Fixture | Linear Fluorescent | 48 | T-12 | 4 | 40 | Garage | 1428424 | Garage | 0.00037892
Ceiling Fixture | Incandescent |  | Standard A Lamp | 3 | 60 | Hall | 142851 | Hall | 0.00037892
Ceiling Fixture | Incandescent |  | Standard A Lamp | 1 | 60 | Bathroom | 142852 | Bathroom | 0.00037892
Wall Mount | Incandescent |  | Standard A Lamp | 1 | 60 | Bathroom | 142852 | Bathroom | 0.00037892
Torchiere | Incandescent |  | Standard A Lamp | 2 | 100 | Dining Room | 142853 | Dining Room | 0.00037892
Table | Incandescent |  | Standard A Lamp | 1 | 60 | Dining Room | 142853 | Dining Room | 0.00037892
Ceiling Fixture | Incandescent |  | Standard A Lamp | 3 | 60 | Dining Room | 142853 | Dining Room | 0.00037892
Wall Mount | Incandescent |  | Other | 10 | 1 | Dining Room | 142853 | Dining Room | 0.00037892
Ceiling Fixture | Compact Fluorescent |  | Straight Tube | 1 | 20 | Hall | 142854 | Hall | 0.00037892
Ceiling Fixture | Incandescent |  | Standard A Lamp | 1 | 75 | Hall | 142854 | Hall | 0.00037892
Ceiling Fixture | Compact Fluorescent |  | Twist | 1 | 23 | Kitchen | 142855 | Kitchen | 0.00037892
Ceiling Fixture | Incandescent |  | Standard A Lamp | 1 | 75 | Kitchen | 142855 | Kitchen | 0.00037892
Ceiling Fixture | Incandescent |  | Standard A Lamp | 3 | 40 | Living Room | 142856 | Living Room | 0.00037892
Table | Incandescent |  | Standard A Lamp | 1 | 60 | Living Room | 142856 | Living Room | 0.00037892
Floor lamp | Incandescent |  | Standard A Lamp | 1 | 100 | Living Room | 142856 | Living Room | 0.00037892
Table | Incandescent |  | Standard A Lamp | 1 | 100 | Living Room | 142856 | Living Room | 0.00037892
Ceiling Fixture | Incandescent |  | Standard A Lamp | 1 | 100 | Office | 142857 | Office | 0.00037892
Table | Compact Fluorescent |  | Other | 1 | 20 | Office | 142857 | Office | 0.00037892
Table | Incandescent |  | Standard A Lamp | 1 | 75 | Office | 142857 | Office | 0.00037892
Floor lamp | Compact Fluorescent |  | Twist | 1 | 23 | Office | 142857 | Office | 0.00037892
Table | Other |  | LED Interior | 1 | 5 | Office | 142857 | Office | 0.00037892
Ceiling Fixture | Incandescent |  | Standard A Lamp | 1 | 75 | Closet | 142858 | Closet | 0.00037892
Ceiling Fixture | Incandescent |  | Standard A Lamp | 1 | 75 | Office | 142859 | Office | 0.00037892
Table | Incandescent |  | Other | 1 | 50 | Office | 142859 | Office | 0.00037892
Ceiling Fixture | Incandescent |  | Standard A Lamp | 1 | 60 | Closet | 1428510 | Closet | 0.00037892
Ceiling Fixture | Incandescent |  | Standard A Lamp | 1 | 75 | Master Bedroom | 1428511 | Master Bedroom | 0.00037892
Ceiling Fixture | Incandescent |  | Standard A Lamp | 1 | 100 | Master Bedroom | 1428511 | Master Bedroom | 0.00037892
Table | Incandescent |  | Other | 1 | 40 | Master Bedroom | 1428511 | Master Bedroom | 0.00037892
Floor lamp | Incandescent |  | Other | 1 | 60 | Master Bedroom | 1428511 | Master Bedroom | 0.00037892
Table | Incandescent |  | Standard A Lamp | 1 | 40 | Master Bedroom | 1428511 | Master Bedroom | 0.00037892
Table | Incandescent |  | Standard A Lamp | 1 | 100 | Master Bedroom | 1428511 | Master Bedroom | 0.00037892
Ceiling Fixture | Incandescent |  | Standard A Lamp | 1 | 75 | Other | 1428512 | Other | 0.00037892
Ceiling Fixture | Incandescent |  | Standard A Lamp | 1 | 60 | Hall | 1428513 | Hall | 0.00037892
Wall Mount | Incandescent |  | Standard A Lamp | 1 | 60 | Hall | 1428513 | Hall | 0.00037892
Ceiling Fixture | Linear Fluorescent | 48 | T-12 | 2 | 40 | Laundry Room | 1428514 | Laundry Room | 0.00037892
Ceiling Fixture | Incandescent |  | Standard A Lamp | 1 | 75 | Other | 1428515 | Other | 0.00037892
Ceiling Fixture | Halogen |  | Other | 1 | 60 | Other | 1428515 | Other | 0.00037892
Ceiling Fixture | Incandescent |  | Standard A Lamp | 1 | 75 | Other | 1428516 | Other | 0.00037892
Ceiling Fixture | Incandescent |  | Standard A Lamp | 1 | 75 | Other | 1428517 | Other | 0.00037892
Ceiling Fixture | Linear Fluorescent | 48 | T-12 | 2 | 40 | Other | 1428518 | Other | 0.00037892
Ceiling Fixture | Incandescent |  | Standard A Lamp | 1 | 60 | Bathroom | 143001 | Bathroom | 0.0012318
Recessed - other | Incandescent |  | Standard A Lamp | 1 | 40 | Bathroom | 143001 | Bathroom | 0.0012318
Recessed - other | Incandescent |  | Standard A Lamp | 1 | 60 | Bathroom | 143001 | Bathroom | 0.0012318
Chandelier (Hanging) | Incandescent |  | Standard A Lamp | 2 | 40 | Dining Room | 143002 | Dining Room | 0.0012318
Other | Incandescent |  | Other | 1 | 60 | Dining Room | 143002 | Dining Room | 0.0012318
Ceiling Fixture | Incandescent |  | Standard A Lamp | 1 | 40 | Hall | 143003 | Hall | 0.0012318
Ceiling Fixture | Incandescent |  | Standard A Lamp | 1 | 75 | Family Room | 143004 | Family Room | 0.0012318
Ceiling Fixture | Incandescent |  | Standard A Lamp | 1 | 60 | Family Room | 143004 | Family Room | 0.0012318
Table | Incandescent |  | Standard A Lamp | 1 | 60 | Family Room | 143004 | Family Room | 0.0012318
Table | Incandescent |  | Standard A Lamp | 1 | 60 | Family Room | 143004 | Family Room | 0.0012318
Garage door opener | Incandescent |  | Standard A Lamp | 1 | 60 | Garage | 143005 | Garage | 0.0012318
Ceiling Fixture | Linear Fluorescent | 48 | T-12 | 1 | 40 | Kitchen | 143006 | Kitchen | 0.0012318
Ceiling Fixture | Linear Fluorescent | 48 | T-12 | 2 | 40 | Kitchen | 143006 | Kitchen | 0.0012318
Other | Incandescent |  | Standard A Lamp | 1 | 40 | Kitchen | 143006 | Kitchen | 0.0012318
Ceiling Fixture | Incandescent |  | Standard A Lamp | 1 | 40 | Laundry Room | 143007 | Laundry Room | 0.0012318
Chandelier (Hanging) | Incandescent |  | Mini base | 1 | 15 | Living Room | 143008 | Living Room | 0.0012318
Chandelier (Hanging) | Incandescent |  | Mini base | 2 | 40 | Living Room | 143008 | Living Room | 0.0012318
Table | Incandescent |  | Standard A Lamp | 1 | 60 | Living Room | 143008 | Living Room | 0.0012318
Table | Incandescent |  | Standard A Lamp | 1 | 40 | Living Room | 143008 | Living Room | 0.0012318
Floor lamp | Compact Fluorescent |  | Pin base | 1 | 18 | Living Room | 143008 | Living Room | 0.0012318
Chandelier (Hanging) | Incandescent |  | Mini base | 3 | 40 | Living Room | 143008 | Living Room | 0.0012318
Ceiling Fixture | Incandescent |  | Standard A Lamp | 1 | 75 | Hall | 143009 | Hall | 0.0012318
Recessed - other | Incandescent |  | Standard A Lamp | 1 | 40 | Bathroom | 1430010 | Bathroom | 0.0012318
Ceiling Fixture | Incandescent |  | Standard A Lamp | 2 | 60 | Master Bedroom | 1430011 | Master Bedroom | 0.0012318
Table | Incandescent |  | Standard A Lamp | 1 | 25 | Master Bedroom | 1430011 | Master Bedroom | 0.0012318
Table | Incandescent |  | Standard A Lamp | 1 | 38 | Master Bedroom | 1430011 | Master Bedroom | 0.0012318
Ceiling Fixture | Incandescent |  | Standard A Lamp | 2 | 60 | Office | 1430012 | Office | 0.0012318
Wall Mount | Incandescent |  | Standard A Lamp | 1 | 60 | Bathroom | 143291 | Bathroom | 0.0017229
Wall Mount | Incandescent |  | Standard A Lamp | 1 | 40 | Bathroom | 143292 | Bathroom | 0.0017229
Ceiling Fixture | Compact Fluorescent |  | Twist | 1 | 13 | Bedroom | 143293 | Bedroom | 0.0017229
Table | Incandescent |  | Standard A Lamp | 2 | 52 | Bedroom | 143293 | Bedroom | 0.0017229
Chandelier (Hanging) | Incandescent |  | Decorative | 5 | 60 | Dining Room | 143294 | Dining Room | 0.0017229
Ceiling Fixture | Incandescent |  | Standard A Lamp | 1 | 60 | Hall | 143295 | Hall | 0.0017229
Ceiling Fan | Compact Fluorescent |  | Twist | 3 | 13 | Family Room | 143296 | Family Room | 0.0017229
Table | Compact Fluorescent |  | Twist | 1 | 13 | Family Room | 143296 | Family Room | 0.0017229
Ceiling Fixture | Incandescent |  | Standard A Lamp | 1 | 40 | Hall | 143297 | Hall | 0.0017229
Ceiling Fixture | Linear Fluorescent | 48 | T-12 | 2 | 40 | Kitchen | 143298 | Kitchen | 0.0017229
Ceiling Fixture | Compact Fluorescent |  | Twist | 1 | 22 | Kitchen | 143298 | Kitchen | 0.0017229
Recessed Can | Compact Fluorescent |  | Twist | 1 | 13 | Kitchen | 143298 | Kitchen | 0.0017229
Ceiling Fixture | Linear Fluorescent | 48 | T-12 | 2 | 40 | Laundry Room | 143299 | Laundry Room | 0.0017229
Table | Incandescent |  | 3-Way Incandescent | 1 | 100 | Living Room | 1432910 | Living Room | 0.0017229
Floor lamp | Incandescent |  | Standard A Lamp | 2 | 75 | Living Room | 1432910 | Living Room | 0.0017229
Floor lamp | Compact Fluorescent |  | Twist | 1 | 15 | Living Room | 1432910 | Living Room | 0.0017229
Wall Mount | Incandescent |  | Standard A Lamp | 2 | 60 | Bathroom | 1432911 | Bathroom | 0.0017229
Ceiling Fixture | Compact Fluorescent |  | Twist | 1 | 13 | Bathroom | 1432911 | Bathroom | 0.0017229
Floor lamp | Compact Fluorescent |  | Twist | 2 | 22 | Master Bedroom | 1432912 | Master Bedroom | 0.0017229
Ceiling Fixture | Incandescent |  | Standard A Lamp | 4 | 60 | Master Bedroom | 1432912 | Master Bedroom | 0.0017229
Ceiling Fixture | Compact Fluorescent |  | Twist | 1 | 22 | Closet | 1432913 | Closet | 0.0017229
Ceiling Fixture | Incandescent |  | Standard A Lamp | 2 | 60 | Office | 1432914 | Office | 0.0017229
Ceiling Fixture | Compact Fluorescent |  | Twist | 1 | 13 | Office | 1432914 | Office | 0.0017229
Wall Mount | Incandescent |  | Globe | 6 | 40 | Bathroom | 143311 | Bathroom | 0.0017229
Table | Incandescent |  | Standard A Lamp | 1 | 25 | Bathroom | 143311 | Bathroom | 0.0017229
Ceiling Fixture | Incandescent |  | Standard A Lamp | 3 | 55 | Bedroom | 143312 | Bedroom | 0.0017229
Chandelier (Hanging) | Incandescent |  | Globe | 1 | 100 | Dining Room | 143313 | Dining Room | 0.0017229
Ceiling Fixture | Incandescent |  | Standard A Lamp | 3 | 40 | Family Room | 143314 | Family Room | 0.0017229
Table | Incandescent |  | 3-Way Incandescent | 1 | 100 | Family Room | 143314 | Family Room | 0.0017229
Table | Incandescent |  | Standard A Lamp | 1 | 75 | Family Room | 143314 | Family Room | 0.0017229
Exterior | Incandescent |  | Standard A Lamp | 1 | 100 | Garage | 143315 | Garage | 0.0017229
Low bay | Linear Fluorescent | 48 | T-8 | 2 | 32 | Garage | 143315 | Garage | 0.0017229
Ceiling Fixture | Incandescent |  | Standard A Lamp | 1 | 40 | Hall | 143316 | Hall | 0.0017229
Ceiling Fixture | Linear Fluorescent | 48 | T-12 | 2 | 40 | Kitchen | 143317 | Kitchen | 0.0017229
Ceiling Fixture | Linear Fluorescent | 24 | T-8 | 1 | 17 | Laundry Room | 143318 | Laundry Room | 0.0017229
Ceiling Fixture | Incandescent |  | Standard A Lamp | 1 | 100 | Laundry Room | 143318 | Laundry Room | 0.0017229
Ceiling Fixture | Compact Fluorescent |  | Twist | 1 | 13 | Laundry Room | 143318 | Laundry Room | 0.0017229
Wall Mount | Incandescent |  | Globe | 6 | 40 | Bathroom | 143319 | Bathroom | 0.0017229
Ceiling Fixture | Incandescent |  | Standard A Lamp | 1 | 60 | Master Bedroom | 1433110 | Master Bedroom | 0.0017229
Wall Mount | Incandescent |  | Standard A Lamp | 1 | 60 | Master Bedroom | 1433110 | Master Bedroom | 0.0017229
Ceiling Fixture | Incandescent |  | Standard A Lamp | 1 | 60 | Bedroom | 1433111 | Bedroom | 0.0017229
Table | Incandescent |  | Standard A Lamp | 1 | 75 | Bedroom | 1433111 | Bedroom | 0.0017229
Wall Mount | Incandescent |  | Decorative | 2 | 40 | Bathroom | 144231 | Bathroom | 0.0012318
Chandelier (Hanging) | Incandescent |  | Decorative | 5 | 40 | Dining Room | 144232 | Dining Room | 0.0012318
Wall Mount | Incandescent |  | Decorative | 1 | 40 | Hall | 144233 | Hall | 0.0012318
Ceiling Fixture | Incandescent |  | Standard A Lamp | 2 | 60 | Kitchen | 144234 | Kitchen | 0.0012318
Other | Incandescent |  | Other | 1 | 40 | Kitchen | 144234 | Kitchen | 0.0012318
Ceiling Fixture | Linear Fluorescent | 48 | T-12 | 4 | 40 | Kitchen | 144234 | Kitchen | 0.0012318
Torchiere | Incandescent |  | Standard A Lamp | 1 | 60 | Laundry Room | 144235 | Laundry Room | 0.0012318
Wall Mount | Incandescent |  | Decorative | 1 | 40 | Laundry Room | 144235 | Laundry Room | 0.0012318
Ceiling Fixture | Incandescent |  | Standard A Lamp | 2 | 60 | Family Room | 144236 | Family Room | 0.0012318
Ceiling Fixture | Incandescent |  | Standard A Lamp | 1 | 60 | Hall | 144237 | Hall | 0.0012318
Wall Mount | Incandescent |  | Decorative | 2 | 40 | Bathroom | 144238 | Bathroom | 0.0012318
Wall Mount | Compact Fluorescent |  | Twist | 2 | 14 | Bathroom | 144239 | Bathroom | 0.0012318
Wall Mount | Incandescent |  | Decorative | 1 | 40 | Master Bedroom | 1442310 | Master Bedroom | 0.0012318
Table | Incandescent |  | Other | 1 | 25 | Master Bedroom | 1442310 | Master Bedroom | 0.0012318
Wall Mount | Incandescent |  | Decorative | 1 | 60 | Closet | 1442311 | Closet | 0.0012318
Ceiling Fixture | Incandescent |  | Standard A Lamp | 2 | 60 | Bedroom | 1442312 | Bedroom | 0.0012318
Wall Mount | Incandescent |  | Decorative | 2 | 40 | Hall | 1442313 | Hall | 0.0012318
Ceiling Fixture | Incandescent |  | Standard A Lamp | 1 | 60 | Garage | 1442314 | Garage | 0.0012318
Garage door opener | Incandescent |  | Standard A Lamp | 1 | 60 | Garage | 1442314 | Garage | 0.0012318
Wall Mount | Incandescent |  | Globe | 4 | 40 | Bathroom | 144571 | Bathroom | 0.00028601
Ceiling Fixture | Incandescent |  | Standard A Lamp | 2 | 25 | Bathroom | 144571 | Bathroom | 0.00028601
Ceiling Fixture | Incandescent |  | Standard A Lamp | 2 | 40 | Bedroom | 144572 | Bedroom | 0.00028601
Table | Incandescent |  | Standard A Lamp | 1 | 40 | Bedroom | 144572 | Bedroom | 0.00028601
Chandelier (Hanging) | Incandescent |  | Decorative | 4 | 25 | Bedroom | 144573 | Bedroom | 0.00028601
Table | Incandescent |  | Standard A Lamp | 1 | 60 | Bedroom | 144573 | Bedroom | 0.00028601
Table | Incandescent |  | Standard A Lamp | 1 | 25 | Bedroom | 144573 | Bedroom | 0.00028601
Ceiling Fixture | Incandescent |  | Globe | 1 | 75 | Dining Room | 144574 | Dining Room | 0.00028601
Table | Incandescent |  | Standard A Lamp | 1 | 60 | Dining Room | 144574 | Dining Room | 0.00028601
Ceiling Fixture | Compact Fluorescent |  | Twist | 2 | 22 | Family Room | 144575 | Family Room | 0.00028601
Ceiling Fan | Incandescent |  | Standard A Lamp | 4 | 40 | Family Room | 144575 | Family Room | 0.00028601
Table | Incandescent |  | Standard A Lamp | 1 | 40 | Family Room | 144575 | Family Room | 0.00028601
Floor lamp | Compact Fluorescent |  | Twist | 1 | 22 | Family Room | 144575 | Family Room | 0.00028601
Floor lamp | Incandescent |  | Decorative | 3 | 25 | Family Room | 144575 | Family Room | 0.00028601
Table | Halogen |  | Quartz Tube | 1 | 100 | Family Room | 144575 | Family Room | 0.00028601
Ceiling Fixture | Incandescent |  | Standard A Lamp | 1 | 75 | Bathroom | 144576 | Bathroom | 0.00028601
Ceiling Fixture | Compact Fluorescent |  | Twist | 2 | 22 | Hall | 144577 | Hall | 0.00028601
Ceiling Fixture | Linear Fluorescent | 48 | T-8 | 4 | 32 | Kitchen | 144578 | Kitchen | 0.00028601
Ceiling Fixture | Incandescent |  | Decorative | 3 | 25 | Kitchen | 144578 | Kitchen | 0.00028601
Architectural | Incandescent |  | Standard A Lamp | 2 | 40 | Kitchen | 144578 | Kitchen | 0.00028601
Ceiling Fixture | Compact Fluorescent |  | Circline (Screw Base) | 1 | 22 | Laundry Room | 144579 | Laundry Room | 0.00028601
Ceiling Fixture | Compact Fluorescent |  | Twist | 2 | 15 | Living Room | 1445710 | Living Room | 0.00028601
Floor lamp | Incandescent |  | Standard A Lamp | 1 | 75 | Living Room | 1445710 | Living Room | 0.00028601
Torchiere | Incandescent |  | 3-Way Incandescent | 1 | 200 | Living Room | 1445710 | Living Room | 0.00028601
Ceiling Fixture | Incandescent |  | Standard A Lamp | 2 | 60 | Bedroom | 1445711 | Bedroom | 0.00028601
Ceiling Fixture | Compact Fluorescent |  | Twist | 1 | 23 | Hall | 145081 | Hall | 0.0012318
Chandelier (Hanging) | Incandescent |  | Globe | 5 | 40 | Dining Room | 145082 | Dining Room | 0.0012318
Chandelier (Hanging) | Incandescent |  | Reflector | 1 | 45 | Dining Room | 145082 | Dining Room | 0.0012318
Ceiling Fixture | Compact Fluorescent |  | Twist | 1 | 13 | Hall | 145083 | Hall | 0.0012318
Wall Mount | Incandescent |  | Decorative | 1 | 40 | Bathroom | 145084 | Bathroom | 0.0012318
Ceiling Fixture | Compact Fluorescent |  | Pin base | 1 | 22 | Kitchen | 145085 | Kitchen | 0.0012318
Recessed Can | Compact Fluorescent |  | Reflector | 1 | 15 | Kitchen | 145085 | Kitchen | 0.0012318
Recessed Can | Halogen |  | PAR | 1 | 50 | Kitchen | 145085 | Kitchen | 0.0012318
Other | Linear Fluorescent | 12 | T-5 | 1 | 7 | Kitchen | 145085 | Kitchen | 0.0012318
Other | Linear Fluorescent | 24 | T-5 | 2 | 13 | Kitchen | 145085 | Kitchen | 0.0012318
Other | Linear Fluorescent | 24 | T-5 | 1 | 13 | Kitchen | 145085 | Kitchen | 0.0012318
Ceiling Fixture | Incandescent |  | Clear | 1 | 75 | Laundry Room | 145086 | Laundry Room | 0.0012318
Track | Incandescent |  | Reflector | 4 | 45 | Laundry Room | 145087 | Laundry Room | 0.0012318
Table | Compact Fluorescent |  | Twist | 1 | 25 | Laundry Room | 145087 | Laundry Room | 0.0012318
Table | Compact Fluorescent |  | Twist | 1 | 23 | Laundry Room | 145087 | Laundry Room | 0.0012318
Table | Incandescent |  | Mini base | 1 | 8 | Laundry Room | 145087 | Laundry Room | 0.0012318
Wall Mount | Incandescent |  | Clear | 2 | 60 | Bathroom | 145088 | Bathroom | 0.0012318
Ceiling Fixture | Halogen |  | PAR | 3 | 50 | Family Room | 145089 | Family Room | 0.0012318
Table | Incandescent |  | 3-Way Incandescent | 1 | 250 | Family Room | 145089 | Family Room | 0.0012318
Ceiling Fixture | Linear Fluorescent | 48 | T-12 | 6 | 34 | Office | 1450810 | Office | 0.0012318
Ceiling Fixture | Incandescent |  | Clear | 1 | 60 | Office | 1450810 | Office | 0.0012318
Table | Incandescent |  | Other | 1 | 40 | Office | 1450810 | Office | 0.0012318
Ceiling Fixture | Incandescent |  | Clear | 1 | 60 | Closet | 1450811 | Closet | 0.0012318
Ceiling Fixture | Incandescent |  | Globe | 3 | 40 | Bedroom | 1450812 | Bedroom | 0.0012318
Table | Incandescent |  | Standard A Lamp | 1 | 60 | Bedroom | 1450812 | Bedroom | 0.0012318
Ceiling Fixture | Compact Fluorescent |  | Twist | 1 | 23 | Hall | 1450813 | Hall | 0.0012318
Wall Mount | Incandescent |  | Mini base | 1 | 5 | Hall | 1450813 | Hall | 0.0012318
Recessed - other | Incandescent |  | Heat Lamp | 1 | 250 | Bathroom | 1450814 | Bathroom | 0.0012318
Wall Mount | Halogen |  | Other | 2 | 100 | Bathroom | 1450814 | Bathroom | 0.0012318
Recessed Can | Halogen |  | PAR | 1 | 50 | Bathroom | 1450814 | Bathroom | 0.0012318
Recessed - other | Incandescent |  | Heat Lamp | 1 | 250 | Bathroom | 1450815 | Bathroom | 0.0012318
Ceiling Fixture | Halogen |  | PAR | 1 | 50 | Bathroom | 1450815 | Bathroom | 0.0012318
Recessed Can | Halogen |  | PAR | 1 | 50 | Bathroom | 1450815 | Bathroom | 0.0012318
Wall Mount | Halogen |  | Other | 2 | 150 | Bathroom | 1450815 | Bathroom | 0.0012318
Wall Mount | Halogen |  | Other | 2 | 100 | Bathroom | 1450815 | Bathroom | 0.0012318
Wall Mount | Incandescent |  | Mini base | 1 | 40 | Bathroom | 1450815 | Bathroom | 0.0012318
Ceiling Fixture | Compact Fluorescent |  | Twist | 1 | 23 | Master Bedroom | 1450816 | Master Bedroom | 0.0012318
Table | Incandescent |  | Standard A Lamp | 1 | 60 | Master Bedroom | 1450816 | Master Bedroom | 0.0012318
Table | Incandescent |  | Mini base | 1 | 75 | Master Bedroom | 1450816 | Master Bedroom | 0.0012318
Table | Incandescent |  | Standard A Lamp | 1 | 25 | Master Bedroom | 1450816 | Master Bedroom | 0.0012318
Wall Mount | Incandescent |  | Clear | 3 | 60 | Bathroom | 1450817 | Bathroom | 0.0012318
Wall Mount | Incandescent |  | Clear | 1 | 75 | Bathroom | 1450817 | Bathroom | 0.0012318
Wall Mount | Incandescent |  | Mini base | 1 | 40 | Bathroom | 1450817 | Bathroom | 0.0012318
Ceiling Fixture | Compact Fluorescent |  | Twist | 1 | 18 | Bathroom | 1450818 | Bathroom | 0.0012318
Ceiling Fixture | Incandescent |  | Clear | 1 | 60 | Bathroom | 1450818 | Bathroom | 0.0012318
Table | Incandescent |  | 3-Way Incandescent | 1 | 200 | Bathroom | 1450818 | Bathroom | 0.0012318
Recessed Can | Incandescent |  | Reflector | 1 | 65 | Bedroom | 1450819 | Bedroom | 0.0012318
Ceiling Fixture | Incandescent |  | Clear | 2 | 60 | Bedroom | 1450819 | Bedroom | 0.0012318
Wall Mount | Incandescent |  | Clear | 1 | 60 | Hall | 1450820 | Hall | 0.0012318
Track | Incandescent |  | Globe | 4 | 100 | Garage | 1450821 | Garage | 0.0012318
Ceiling Fixture | Linear Fluorescent | 96 | T-12 | 2 | 96 | Garage | 1450821 | Garage | 0.0012318
Garage door opener | Incandescent |  | Standard A Lamp | 2 | 60 | Garage | 1450821 | Garage | 0.0012318
Chandelier (Hanging) | Incandescent |  | Standard A Lamp | 1 | 75 | Hall | 1450822 | Hall | 0.0012318
Wall Mount | Compact Fluorescent |  | Twist | 1 | 13 | Hall | 1450822 | Hall | 0.0012318
Ceiling Fixture | Compact Fluorescent |  | Twist | 1 | 23 | Other | 1450823 | Other | 0.0012318
Ceiling Fixture | Compact Fluorescent |  | Twist | 1 | 15 | Other | 1450823 | Other | 0.0012318
Ceiling Fixture | Incandescent |  | Standard A Lamp | 1 | 75 | Other | 1450823 | Other | 0.0012318
Wall Mount | Incandescent |  | Standard A Lamp | 4 | 60 | Bathroom | 145421 | Bathroom | 0.00029524
Wall Mount | Incandescent |  | Standard A Lamp | 1 | 40 | Bathroom | 145422 | Bathroom | 0.00029524
Wall Mount | Compact Fluorescent |  | Twist | 2 | 14 | Bathroom | 145423 | Bathroom | 0.00029524
Ceiling Fixture | Incandescent |  | Standard A Lamp | 3 | 60 | Bedroom | 145424 | Bedroom | 0.00029524
Ceiling Fixture | Incandescent |  | Standard A Lamp | 1 | 60 | Bedroom | 145425 | Bedroom | 0.00029524
Ceiling Fixture | Incandescent |  | Standard A Lamp | 2 | 60 | Bedroom | 145426 | Bedroom | 0.00029524
Ceiling Fixture | Incandescent |  | Standard A Lamp | 10 | 60 | Dining Room | 145427 | Dining Room | 0.00029524
Ceiling Fixture | Incandescent |  | Standard A Lamp | 1 | 75 | Hall | 145428 | Hall | 0.00029524
Recessed Can | Incandescent |  | Reflector | 1 | 90 | Hall | 145429 | Hall | 0.00029524
Recessed Can | Compact Fluorescent |  | Twist | 1 | 13 | Hall | 145429 | Hall | 0.00029524
Recessed Can | Compact Fluorescent |  | Twist | 1 | 13 | Family Room | 1454210 | Family Room | 0.00029524
Chandelier (Hanging) | Incandescent |  | Mini base | 8 | 60 | Family Room | 1454210 | Family Room | 0.00029524
Ceiling Fan | Incandescent |  | Standard A Lamp | 2 | 60 | Family Room | 1454210 | Family Room | 0.00029524
Ceiling Fixture | Incandescent |  | Standard A Lamp | 1 | 85 | Family Room | 1454211 | Family Room | 0.00029524
Ceiling Fixture | Incandescent |  | Globe | 1 | 60 | Garage | 1454212 | Garage | 0.00029524
Chandelier (Hanging) | Incandescent |  | Standard A Lamp | 16 | 60 | Hall | 1454213 | Hall | 0.00029524
Chandelier (Hanging) | Incandescent |  | Standard A Lamp | 3 | 60 | Kitchen | 1454214 | Kitchen | 0.00029524
Ceiling Fixture | Compact Fluorescent |  | Twist | 1 | 13 | Laundry Room | 1454215 | Laundry Room | 0.00029524
Table | Incandescent |  | Standard A Lamp | 1 | 40 | Living Room | 1454216 | Living Room | 0.00029524
Table | Incandescent |  | Mini base | 4 | 60 | Living Room | 1454216 | Living Room | 0.00029524
Wall Mount | Incandescent |  | Standard A Lamp | 3 | 55 | Bathroom | 1454217 | Bathroom | 0.00029524
Chandelier (Hanging) | Incandescent |  | Globe | 1 | 75 | Master Bedroom | 1454218 | Master Bedroom | 0.00029524
Ceiling Fixture | Linear Fluorescent | 48 | T-12 | 2 | 40 | Closet | 1454219 | Closet | 0.00029524
Ceiling Fixture | Compact Fluorescent |  | Twist | 3 | 13 | Office | 1454220 | Office | 0.00029524
Chandelier (Hanging) | Incandescent |  | Mini base | 5 | 60 | Closet | 1454221 | Closet | 0.00029524
Ceiling Fixture | Compact Fluorescent |  | Twist | 1 | 13 | Closet | 1454221 | Closet | 0.00029524
Ceiling Fixture | Linear Fluorescent | 48 | T-12 | 2 | 40 | Closet | 1454221 | Closet | 0.00029524
Wall Mount | Incandescent |  | Standard A Lamp | 2 | 75 | Bathroom | 145451 | Bathroom | 0.00029524
Ceiling Fixture | Incandescent |  | Standard A Lamp | 1 | 75 | Bathroom | 145452 | Bathroom | 0.00029524
Table | Compact Fluorescent |  | Twist | 1 | 22 | Bedroom | 145453 | Bedroom | 0.00029524
Ceiling Fixture | Incandescent |  | Standard A Lamp | 1 | 60 | Bedroom | 145453 | Bedroom | 0.00029524
Floor lamp | Incandescent |  | Standard A Lamp | 4 | 75 | Bedroom | 145454 | Bedroom | 0.00029524
Ceiling Fixture | Compact Fluorescent |  | Twist | 1 | 15 | Bedroom | 145454 | Bedroom | 0.00029524
Ceiling Fan | Compact Fluorescent |  | Twist | 4 | 15 | Dining Room | 145455 | Dining Room | 0.00029524
Ceiling Fixture | Incandescent |  | Standard A Lamp | 1 | 60 | Hall | 145456 | Hall | 0.00029524
Ceiling Fixture | Incandescent |  | Standard A Lamp | 2 | 75 | Kitchen | 145457 | Kitchen | 0.00029524
Ceiling Fixture | Incandescent |  | Standard A Lamp | 1 | 60 | Laundry Room | 145458 | Laundry Room | 0.00029524
Table | Compact Fluorescent |  | Twist | 1 | 15 | Living Room | 145459 | Living Room | 0.00029524
Ceiling Fixture | Incandescent |  | Standard A Lamp | 1 | 60 | Living Room | 145459 | Living Room | 0.00029524
Ceiling Fixture | Compact Fluorescent |  | Twist | 1 | 22 | Living Room | 145459 | Living Room | 0.00029524
Ceiling Fixture | Incandescent |  | Standard A Lamp | 1 | 60 | Master Bedroom | 1454510 | Master Bedroom | 0.00029524
Table | Incandescent |  | Standard A Lamp | 1 | 75 | Master Bedroom | 1454510 | Master Bedroom | 0.00029524
Wall Mount | Compact Fluorescent |  | Twist | 2 | 14 | Bathroom | 145601 | Bathroom | 0.0017229
Wall Mount | Incandescent |  | Standard A Lamp | 5 | 100 | Bathroom | 145602 | Bathroom | 0.0017229
Ceiling Fixture | Compact Fluorescent |  | Twist | 2 | 14 | Bedroom | 145603 | Bedroom | 0.0017229
Ceiling Fixture | Compact Fluorescent |  | Twist | 2 | 14 | Bedroom | 145604 | Bedroom | 0.0017229
Chandelier (Hanging) | Incandescent |  | Standard A Lamp | 6 | 100 | Dining Room | 145605 | Dining Room | 0.0017229
Chandelier (Hanging) | Incandescent |  | Clear | 3 | 60 | Dining Room | 145605 | Dining Room | 0.0017229
Ceiling Fixture | Compact Fluorescent |  | Twist | 2 | 14 | Hall | 145606 | Hall | 0.0017229
Ceiling Fixture | Incandescent |  | Clear | 3 | 60 | Hall | 145606 | Hall | 0.0017229
Ceiling Fixture | Compact Fluorescent |  | Twist | 2 | 14 | Family Room | 145607 | Family Room | 0.0017229
Recessed Can | Compact Fluorescent |  | Flood | 1 | 14 | Hall | 145608 | Hall | 0.0017229
Recessed Can | Compact Fluorescent |  | Flood | 1 | 14 | Kitchen | 145609 | Kitchen | 0.0017229
Ceiling Fixture | Compact Fluorescent |  | Twist | 2 | 14 | Laundry Room | 1456010 | Laundry Room | 0.0017229
Recessed Can | Compact Fluorescent |  | Reflector |  | 14 | Living Room | 1456011 | Living Room | 0.0017229
Wall Mount | Incandescent |  | Standard A Lamp | 5 | 100 | Bathroom | 1456012 | Bathroom | 0.0017229
Ceiling Fixture | Compact Fluorescent |  | Twist | 2 | 14 | Bathroom | 1456012 | Bathroom | 0.0017229
Table | Compact Fluorescent |  | Twist | 2 | 14 | Master Bedroom | 1456013 | Master Bedroom | 0.0017229
Floor lamp | Incandescent |  | 3-Way Incandescent | 1 | 100 | Master Bedroom | 1456013 | Master Bedroom | 0.0017229
Ceiling Fixture | Compact Fluorescent |  | Twist | 2 | 14 | Closet | 1456014 | Closet | 0.0017229
Recessed Can | Compact Fluorescent |  | Flood | 1 | 14 | Office | 1456015 | Office | 0.0017229
Ceiling Fixture | Incandescent |  | Standard A Lamp | 2 | 60 | Closet | 1456016 | Closet | 0.0017229
Ceiling Fixture | Incandescent |  | Standard A Lamp | 1 | 100 | Other | 145771 | Other | 0.0017229
Ceiling Fixture | Compact Fluorescent |  | Twist | 1 | 13 | Other | 145771 | Other | 0.0017229
Low bay | Linear Fluorescent | 48 | T-8 | 2 | 32 | Other | 145771 | Other | 0.0017229
Ceiling Fixture | Incandescent |  | Decorative | 2 | 40 | Bathroom | 145772 | Bathroom | 0.0017229
Ceiling Fixture | Compact Fluorescent |  | Twist | 4 | 15 | Bedroom | 145773 | Bedroom | 0.0017229
Ceiling Fixture | Incandescent |  | Standard A Lamp | 2 | 60 | Bedroom | 145774 | Bedroom | 0.0017229
Ceiling Fixture | Compact Fluorescent |  | Twist | 3 | 15 | Bedroom | 145775 | Bedroom | 0.0017229
Table | Incandescent |  | Standard A Lamp | 2 | 40 | Bedroom | 145775 | Bedroom | 0.0017229
Ceiling Fixture | Incandescent |  | Mini base | 6 | 40 | Dining Room | 145776 | Dining Room | 0.0017229
Low bay | Linear Fluorescent | 48 | T-12 | 2 | 40 | Garage | 145777 | Garage | 0.0017229
Ceiling Fixture | Incandescent |  | Standard A Lamp | 1 | 60 | Garage | 145777 | Garage | 0.0017229
Ceiling Fixture | Compact Fluorescent |  | Twist | 1 | 15 | Hall | 145778 | Hall | 0.0017229
Ceiling Fixture | Linear Fluorescent | 48 | T-8 | 2 | 32 | Kitchen | 145779 | Kitchen | 0.0017229
Ceiling Fixture | Compact Fluorescent |  | Twist | 1 | 14 | Kitchen | 145779 | Kitchen | 0.0017229
Table | Incandescent |  | 3-Way Incandescent | 1 | 100 | Living Room | 1457710 | Living Room | 0.0017229
Table | Compact Fluorescent |  | 3-Way CFL | 1 | 23 | Living Room | 1457710 | Living Room | 0.0017229
Wall Mount | Incandescent |  | Standard A Lamp | 1 | 40 | Bathroom | 1457711 | Bathroom | 0.0017229
Ceiling Fixture | Incandescent |  | Other | 2 | 55 | Bathroom | 1457711 | Bathroom | 0.0017229
Ceiling Fixture | Compact Fluorescent |  | Twist | 2 | 15 | Master Bedroom | 1457712 | Master Bedroom | 0.0017229
Table | Incandescent |  | 3-Way Incandescent | 1 | 100 | Master Bedroom | 1457712 | Master Bedroom | 0.0017229
Ceiling Fixture | Compact Fluorescent |  | Twist | 1 | 15 | Hall | 1457713 | Hall | 0.0017229
Wall Mount | Compact Fluorescent |  | Globe | 3 | 22 | Bathroom | 146461 | Bathroom | 0.00029524
Ceiling Fixture | Compact Fluorescent |  | Twist | 1 | 15 | Bedroom | 146462 | Bedroom | 0.00029524
Table | Compact Fluorescent |  | Twist | 1 | 22 | Bedroom | 146462 | Bedroom | 0.00029524
Ceiling Fixture | Compact Fluorescent |  | Twist | 1 | 15 | Hall | 146463 | Hall | 0.00029524
Ceiling Fixture | Compact Fluorescent |  | Circline (Screw Base) | 1 | 28 | Kitchen | 146464 | Kitchen | 0.00029524
Wall Mount | Linear Fluorescent | 20 | T-5 | 2 | 16 | Kitchen | 146464 | Kitchen | 0.00029524
Ceiling Fixture | Incandescent |  | Standard A Lamp | 2 | 60 | Laundry Room | 146465 | Laundry Room | 0.00029524
Wall Mount | Incandescent |  | Standard A Lamp | 3 | 60 | Laundry Room | 146465 | Laundry Room | 0.00029524
Ceiling Fan | Incandescent |  | Decorative | 3 | 40 | Living Room | 146466 | Living Room | 0.00029524
Recessed Can | Compact Fluorescent |  | Globe | 1 | 22 | Living Room | 146466 | Living Room | 0.00029524
Recessed Can | Incandescent |  | Standard A Lamp | 1 | 60 | Living Room | 146466 | Living Room | 0.00029524
Ceiling Fixture | Compact Fluorescent |  | Twist | 2 | 22 | Master Bedroom | 146467 | Master Bedroom | 0.00029524
Table | Incandescent |  | Decorative | 2 | 60 | Master Bedroom | 146467 | Master Bedroom | 0.00029524
Wall Mount | Incandescent |  | Globe | 8 | 60 | Bathroom | 146741 | Bathroom | 0.0017229
Chandelier (Hanging) | Incandescent |  | Clear | 3 | 100 | Dining Room | 146743 | Dining Room | 0.0017229
Ceiling Fixture | Incandescent |  | Standard A Lamp | 1 | 75 | Hall | 146744 | Hall | 0.0017229
Ceiling Fixture | Incandescent |  | Mini base | 3 | 60 | Hall | 146744 | Hall | 0.0017229
Ceiling Fixture | Incandescent |  | Standard A Lamp | 2 | 60 | Family Room | 146745 | Family Room | 0.0017229
Exterior | Linear Fluorescent | 48 | T-12 | 2 | 40 | Other | 146746 | Other | 0.0017229
Ceiling Fixture | Linear Fluorescent | 48 | T-12 | 6 | 40 | Kitchen | 146747 | Kitchen | 0.0017229
Ceiling Fixture | Linear Fluorescent | 36 | T-12 | 1 | 30 | Kitchen | 146747 | Kitchen | 0.0017229
Ceiling Fixture | Linear Fluorescent | 24 | T-5 | 1 | 13 | Kitchen | 146747 | Kitchen | 0.0017229
Recessed Can | Incandescent |  | Reflector | 1 | 65 | Kitchen | 146747 | Kitchen | 0.0017229
Ceiling Fixture | Incandescent |  | Standard A Lamp | 2 | 60 | Laundry Room | 146748 | Laundry Room | 0.0017229
Table | Incandescent |  | 3-Way Incandescent | 1 | 100 | Living Room | 146749 | Living Room | 0.0017229
Table | Incandescent |  | Standard A Lamp | 1 | 60 | Living Room | 146749 | Living Room | 0.0017229
Torchiere | Halogen |  | Quartz Tube | 1 | 300 | Living Room | 146749 | Living Room | 0.0017229
Wall Mount | Incandescent |  | Globe | 4 | 60 | Bathroom | 1467410 | Bathroom | 0.0017229
Table | Incandescent |  | Standard A Lamp | 1 | 60 | Bedroom | 1467411 | Bedroom | 0.0017229
Table | Incandescent |  | 3-Way Incandescent | 1 | 100 | Bedroom | 1467411 | Bedroom | 0.0017229
Table | Incandescent |  | 3-Way Incandescent | 1 | 70 | Bedroom | 1467412 | Bedroom | 0.0017229
Table | Incandescent |  | Mini base | 1 | 40 | Bedroom | 1467412 | Bedroom | 0.0017229
Ceiling Fixture | Compact Fluorescent |  | Twist | 1 | 22 | Bathroom | 200071 | Bathroom | 0.0005169
Ceiling Fixture | Incandescent |  | Standard A Lamp | 2 | 60 | Bedroom | 200072 | Bedroom | 0.0005169
Ceiling Fixture | Incandescent |  | Standard A Lamp | 2 | 60 | Bedroom | 200073 | Bedroom | 0.0005169
Ceiling Fixture | Compact Fluorescent |  | Twist | 2 | 22 | Bedroom | 200073 | Bedroom | 0.0005169
Ceiling Fixture | Incandescent |  | Standard A Lamp | 3 | 60 | Bedroom | 200074 | Bedroom | 0.0005169
Ceiling Fixture | Compact Fluorescent |  | Twist | 1 | 22 | Bedroom | 200074 | Bedroom | 0.0005169
Ceiling Fixture | Incandescent |  | Decorative | 2 | 25 | Dining Room | 200075 | Dining Room | 0.0005169
Chandelier (Hanging) | Incandescent |  | Decorative | 8 | 25 | Dining Room | 200075 | Dining Room | 0.0005169
Wall Mount | Incandescent |  | Standard A Lamp | 2 | 60 | Other | 200076 | Other | 0.0005169
Ceiling Fixture | Incandescent |  | Standard A Lamp | 1 | 60 | Living Room | 200077 | Living Room | 0.0005169
Ceiling Fixture | Compact Fluorescent |  | Twist | 1 | 22 | Living Room | 200077 | Living Room | 0.0005169
Floor lamp | Incandescent |  | Standard A Lamp | 1 | 60 | Living Room | 200077 | Living Room | 0.0005169
Ceiling Fixture | Incandescent |  | Standard A Lamp | 1 | 60 | Bathroom | 200078 | Bathroom | 0.0005169
Wall Mount | Incandescent |  | Globe | 2 | 40 | Bathroom | 200078 | Bathroom | 0.0005169
Ceiling Fixture | Incandescent |  | Standard A Lamp | 1 | 60 | Master Bedroom | 200079 | Master Bedroom | 0.0005169
Ceiling Fixture | Compact Fluorescent |  | Twist | 2 | 22 | Master Bedroom | 200079 | Master Bedroom | 0.0005169
Ceiling Fixture | Incandescent |  | Standard A Lamp | 1 | 100 | Other | 2000710 | Other | 0.0005169
Ceiling Fixture | Linear Fluorescent | 36 | T-12 | 4 | 40 | Kitchen | 2000711 | Kitchen | 0.0005169
Ceiling Fixture | Compact Fluorescent |  | Twist | 1 | 22 | Hall | 2000712 | Hall | 0.0005169
Ceiling Fixture | Compact Fluorescent |  | Twist | 1 | 22 | Laundry Room | 2000713 | Laundry Room | 0.0005169
Wall Mount | Linear Fluorescent | 48 | T-12 | 2 | 40 | Bathroom | 200161 | Bathroom | 0.0030496
Ceiling Fixture | Compact Fluorescent |  | Twist | 1 | 15 | Bathroom | 200161 | Bathroom | 0.0030496
Ceiling Fixture | Compact Fluorescent |  | Twist | 1 | 22 | Bedroom | 200162 | Bedroom | 0.0030496
Table | Incandescent |  | Standard A Lamp | 1 | 60 | Bedroom | 200162 | Bedroom | 0.0030496
Ceiling Fixture | Compact Fluorescent |  | Twist | 2 | 22 | Bedroom | 200163 | Bedroom | 0.0030496
Ceiling Fixture | Incandescent |  | Standard A Lamp | 1 | 75 | Other | 200164 | Other | 0.0030496
Ceiling Fixture | Compact Fluorescent |  | Twist | 1 | 22 | Other | 200164 | Other | 0.0030496
Ceiling Fixture | Compact Fluorescent |  | Twist | 1 | 15 | Hall | 200165 | Hall | 0.0030496
Ceiling Fixture | Linear Fluorescent | 48 | T-8 | 2 | 32 | Kitchen | 200166 | Kitchen | 0.0030496
Floor lamp | Compact Fluorescent |  | Straight Tube | 1 | 28 | Living Room | 200167 | Living Room | 0.0030496
Table | Incandescent |  | 3-Way Incandescent | 1 | 100 | Living Room | 200167 | Living Room | 0.0030496
Table | Incandescent |  | Mini base | 2 | 25 | Living Room | 200167 | Living Room | 0.0030496
Wall Mount | Incandescent |  | Mini base | 3 | 60 | Living Room | 200167 | Living Room | 0.0030496
Wall Mount | Incandescent |  | Standard A Lamp | 2 | 60 | Bathroom | 200201 | Bathroom | 0.00047324
Wall Mount | Compact Fluorescent |  | Twist | 3 | 13 | Bathroom | 200202 | Bathroom | 0.00047324
Recessed Can | Incandescent |  | Heat Lamp | 1 | 250 | Bathroom | 200202 | Bathroom | 0.00047324
Floor lamp | Incandescent |  | Standard A Lamp | 1 | 100 | Bedroom | 200203 | Bedroom | 0.00047324
Table | Incandescent |  | Decorative | 1 | 60 | Bedroom | 200203 | Bedroom | 0.00047324
Floor lamp | Compact Fluorescent |  | Twist | 3 | 13 | Bedroom | 200204 | Bedroom | 0.00047324
Table | Incandescent |  | Standard A Lamp | 1 | 60 | Bedroom | 200204 | Bedroom | 0.00047324
Chandelier (Hanging) | Incandescent |  | Globe | 5 | 40 | Dining Room | 200205 | Dining Room | 0.00047324
Ceiling Fixture | Compact Fluorescent |  | Twist | 1 | 13 | Hall | 200206 | Hall | 0.00047324
Ceiling Fan | Incandescent |  | Standard A Lamp | 1 | 100 | Family Room | 200207 | Family Room | 0.00047324
Wall Mount | Incandescent |  | Mini base | 1 | 5 | Family Room | 200207 | Family Room | 0.00047324
Ceiling Fixture | Compact Fluorescent |  | Twist | 1 | 22 | Garage | 200208 | Garage | 0.00047324
Ceiling Fixture | Incandescent |  | Standard A Lamp | 1 | 100 | Garage | 200208 | Garage | 0.00047324
Recessed - other | Compact Fluorescent |  | Twist | 1 | 13 | Kitchen | 200209 | Kitchen | 0.00047324
Chandelier (Hanging) | Incandescent |  | Mini base | 3 | 40 | Kitchen | 200209 | Kitchen | 0.00047324
Architectural | Compact Fluorescent |  | Twist | 1 | 13 | Kitchen | 200209 | Kitchen | 0.00047324
Recessed Can | Compact Fluorescent |  | Flood | 1 | 15 | Kitchen | 200209 | Kitchen | 0.00047324
Ceiling Fixture | Compact Fluorescent |  | Twist | 1 | 22 | Laundry Room | 2002010 | Laundry Room | 0.00047324
Table | Compact Fluorescent |  | Twist | 1 | 13 | Living Room | 2002011 | Living Room | 0.00047324
Floor lamp | Incandescent |  | 3-Way Incandescent | 1 | 100 | Living Room | 2002011 | Living Room | 0.00047324
Floor lamp | Incandescent |  | Decorative | 1 | 40 | Living Room | 2002011 | Living Room | 0.00047324
Wall Mount | Incandescent |  | Standard A Lamp | 2 | 60 | Bathroom | 2002012 | Bathroom | 0.00047324
Recessed Can | Incandescent |  | Heat Lamp | 1 | 250 | Bathroom | 2002012 | Bathroom | 0.00047324
Ceiling Fixture | Incandescent |  | Reflector | 1 | 65 | Bathroom | 2002012 | Bathroom | 0.00047324
Ceiling Fixture | Incandescent |  | Standard A Lamp | 1 | 40 | Bathroom | 2002012 | Bathroom | 0.00047324
Floor lamp | Compact Fluorescent |  | Twist | 1 | 13 | Master Bedroom | 2002013 | Master Bedroom | 0.00047324
Table | Incandescent |  | Standard A Lamp | 1 | 25 | Master Bedroom | 2002013 | Master Bedroom | 0.00047324
Floor lamp | Incandescent |  | Mini base | 3 | 40 | Office | 2002014 | Office | 0.00047324
Table | Incandescent |  | Standard A Lamp | 1 | 25 | Office | 2002014 | Office | 0.00047324
Table | Incandescent |  | Decorative | 1 | 60 | Office | 2002014 | Office | 0.00047324
Wall Mount | Incandescent |  | Standard A Lamp | 3 | 60 | Bathroom | 200281 | Bathroom | 0.0017229
Wall Mount | Incandescent |  | Standard A Lamp | 3 | 60 | Bathroom | 200282 | Bathroom | 0.0017229
Wall Mount | Incandescent |  | Standard A Lamp | 3 | 60 | Bathroom | 200283 | Bathroom | 0.0017229
Chandelier (Hanging) | Incandescent |  | Standard A Lamp | 3 | 60 | Bedroom | 200284 | Bedroom | 0.0017229
Ceiling Fixture | Incandescent |  | Standard A Lamp | 2 | 40 | Bedroom | 200285 | Bedroom | 0.0017229
Ceiling Fixture | Incandescent |  | Standard A Lamp | 2 | 60 | Bedroom | 200286 | Bedroom | 0.0017229
Table | Incandescent |  | Standard A Lamp | 1 | 60 | Bedroom | 200286 | Bedroom | 0.0017229
Ceiling Fixture | Incandescent |  | Standard A Lamp | 1 | 60 | Garage | 200287 | Garage | 0.0017229
Garage door opener | Incandescent |  | Standard A Lamp | 2 | 60 | Garage | 200287 | Garage | 0.0017229
Chandelier (Hanging) | Incandescent |  | Standard A Lamp | 3 | 60 | Other | 200288 | Other | 0.0017229
Table | Compact Fluorescent |  | Twist | 1 | 7 | Other | 200288 | Other | 0.0017229
Table | Linear Fluorescent | 24 | T-8 | 1 | 20 | Other | 200288 | Other | 0.0017229
Ceiling Fixture | Incandescent |  | Standard A Lamp | 2 | 60 | Hall | 200289 | Hall | 0.0017229
Wall Mount | Incandescent |  | Decorative | 1 | 40 | Hall | 200289 | Hall | 0.0017229
Chandelier (Hanging) | Incandescent |  | Globe | 5 | 40 | Kitchen | 2002810 | Kitchen | 0.0017229
Recessed Can | Compact Fluorescent |  | Twist | 1 | 15 | Kitchen | 2002810 | Kitchen | 0.0017229
Ceiling Fixture | Incandescent |  | Standard A Lamp | 1 | 60 | Laundry Room | 2002811 | Laundry Room | 0.0017229
Table | Incandescent |  | Standard A Lamp | 1 | 60 | Living Room | 2002812 | Living Room | 0.0017229
Ceiling Fixture | Incandescent |  | Standard A Lamp | 1 | 60 | Living Room | 2002812 | Living Room | 0.0017229
Ceiling Fixture | Compact Fluorescent |  | Twist | 1 | 22 | Other | 200341 | Other | 0.00094081
Ceiling Fixture | Linear Fluorescent | 48 | T-12 | 2 | 32 | Other | 200341 | Other | 0.00094081
Ceiling Fixture | Compact Fluorescent |  | Twist | 2 | 22 | Bathroom | 200342 | Bathroom | 0.00094081
Ceiling Fixture | Compact Fluorescent |  | Twist | 1 | 22 | Bedroom | 200343 | Bedroom | 0.00094081
Ceiling Fixture | Compact Fluorescent |  | Twist | 2 | 15 | Bedroom | 200343 | Bedroom | 0.00094081
Table | Compact Fluorescent |  | Twist | 1 | 15 | Bedroom | 200343 | Bedroom | 0.00094081
Floor lamp | Compact Fluorescent |  | Circline (Screw Base) | 1 | 15 | Bedroom | 200343 | Bedroom | 0.00094081
Ceiling Fixture | Linear Fluorescent | 48 | T-12 | 2 | 32 | Kitchen | 200344 | Kitchen | 0.00094081
Ceiling Fixture | Compact Fluorescent |  | Twist | 1 | 22 | Kitchen | 200344 | Kitchen | 0.00094081
Floor lamp | Compact Fluorescent |  | Twist | 1 | 22 | Living Room | 200345 | Living Room | 0.00094081
Table | Compact Fluorescent |  | Twist | 1 | 22 | Living Room | 200345 | Living Room | 0.00094081
Ceiling Fixture | Compact Fluorescent |  | Twist | 2 | 15 | Office | 200346 | Office | 0.00094081
Floor lamp | Compact Fluorescent |  | Twist | 2 | 15 | Office | 200346 | Office | 0.00094081
Floor lamp | Compact Fluorescent |  | Twist | 3 | 15 | Office | 200346 | Office | 0.00094081
Torchiere | Compact Fluorescent |  | Twist | 1 | 22 | Office | 200346 | Office | 0.00094081
Table | Compact Fluorescent |  | Twist | 1 | 22 | Office | 200346 | Office | 0.00094081
Table | Incandescent |  | Standard A Lamp | 1 | 40 | Office | 200346 | Office | 0.00094081
Table | Compact Fluorescent |  | Twist | 1 | 15 | Office | 200346 | Office | 0.00094081
Floor lamp | Halogen |  | Quartz Tube | 3 | 150 | Office | 200346 | Office | 0.00094081
Ceiling Fixture | Linear Fluorescent | 48 | T-12 | 2 | 32 | Other | 200347 | Other | 0.00094081
Ceiling Fixture | Incandescent |  | Standard A Lamp | 1 | 75 | Other | 200381 | Other | 0.00028447
Wall Mount | Incandescent |  | Standard A Lamp | 3 | 60 | Bathroom | 200382 | Bathroom | 0.00028447
Ceiling Fixture | Incandescent |  | Standard A Lamp | 2 | 60 | Bathroom | 200382 | Bathroom | 0.00028447
Ceiling Fixture | Incandescent |  | Standard A Lamp | 1 | 75 | Bedroom | 200383 | Bedroom | 0.00028447
Table | Incandescent |  | Standard A Lamp | 1 | 75 | Bedroom | 200383 | Bedroom | 0.00028447
Ceiling Fixture | Incandescent |  | Globe | 2 | 75 | Family Room | 200384 | Family Room | 0.00028447
Wall Mount | Incandescent |  | Standard A Lamp | 1 | 75 | Family Room | 200384 | Family Room | 0.00028447
Ceiling Fixture | Incandescent |  | Standard A Lamp | 1 | 60 | Hall | 200385 | Hall | 0.00028447
Ceiling Fixture | Incandescent |  | Standard A Lamp | 1 | 60 | Hall | 200386 | Hall | 0.00028447
Ceiling Fixture | Compact Fluorescent |  | Twist | 2 | 15 | Kitchen | 200387 | Kitchen | 0.00028447
Ceiling Fan | Incandescent |  | Standard A Lamp | 5 | 75 | Kitchen | 200387 | Kitchen | 0.00028447
Ceiling Fixture | Incandescent |  | Standard A Lamp | 2 | 75 | Laundry Room | 200388 | Laundry Room | 0.00028447
Ceiling Fan | Compact Fluorescent |  | Twist | 1 | 15 | Living Room | 200389 | Living Room | 0.00028447
Ceiling Fixture | Incandescent |  | Standard A Lamp | 1 | 75 | Bathroom | 2003810 | Bathroom | 0.00028447
Wall Mount | Incandescent |  | Standard A Lamp | 3 | 60 | Bathroom | 2003810 | Bathroom | 0.00028447
Ceiling Fixture | Incandescent |  | Standard A Lamp | 2 | 60 | Master Bedroom | 2003811 | Master Bedroom | 0.00028447
Table | Incandescent |  | Standard A Lamp | 1 | 75 | Master Bedroom | 2003811 | Master Bedroom | 0.00028447
Ceiling Fixture | Linear Fluorescent | 48 | T-5 | 2 | 40 | Other | 2003812 | Other | 0.00028447
Ceiling Fixture | Compact Fluorescent |  | Twist | 2 | 15 | Office | 2003813 | Office | 0.00028447
Floor lamp | Compact Fluorescent |  | Twist | 1 | 15 | Office | 2003813 | Office | 0.00028447
Ceiling Fixture | Halogen |  | PAR | 1 | 150 | Other | 2003814 | Other | 0.00028447
Ceiling Fixture | Incandescent |  | Standard A Lamp | 1 | 75 | Other | 2003814 | Other | 0.00028447
Wall Mount | Incandescent |  | Globe | 3 | 60 | Bathroom | 200421 | Bathroom | 0.00052955
Ceiling Fixture | Compact Fluorescent |  | Twist | 3 | 15 | Bathroom | 200422 | Bathroom | 0.00052955
Ceiling Fixture | Compact Fluorescent |  | Twist | 4 | 22 | Bathroom | 200422 | Bathroom | 0.00052955
Ceiling Fixture | Incandescent |  | Standard A Lamp | 2 | 60 | Bathroom | 200423 | Bathroom | 0.00052955
Ceiling Fan | Compact Fluorescent |  | Twist | 1 | 22 | Bedroom | 200424 | Bedroom | 0.00052955
Table | Incandescent |  | Standard A Lamp | 1 | 60 | Bedroom | 200424 | Bedroom | 0.00052955
Ceiling Fixture | Linear Fluorescent | 48 | T-12 | 2 | 60 | Bedroom | 200425 | Bedroom | 0.00052955
Table | Incandescent |  | Standard A Lamp | 1 | 60 | Bedroom | 200425 | Bedroom | 0.00052955
Ceiling Fixture | Compact Fluorescent |  | Twist | 2 | 22 | Bedroom | 200426 | Bedroom | 0.00052955
Ceiling Fixture | Incandescent |  | Standard A Lamp | 1 | 65 | Bedroom | 200427 | Bedroom | 0.00052955
Chandelier (Hanging) | Incandescent |  | Standard A Lamp | 5 | 60 | Kitchen | 200428 | Kitchen | 0.00052955
Ceiling Fan | Incandescent |  | Mini base | 3 | 40 | Kitchen | 200428 | Kitchen | 0.00052955
Ceiling Fixture | Incandescent |  | Standard A Lamp | 1 | 60 | Garage | 200429 | Garage | 0.00052955
Garage door opener | Incandescent |  | Standard A Lamp | 1 | 65 | Garage | 200429 | Garage | 0.00052955
Ceiling Fixture | Incandescent |  | Standard A Lamp | 1 | 60 | Hall | 2004210 | Hall | 0.00052955
Ceiling Fixture | Incandescent |  | Standard A Lamp | 2 | 60 | Kitchen | 2004211 | Kitchen | 0.00052955
Ceiling Fan | Incandescent |  | Mini base | 3 | 40 | Kitchen | 2004211 | Kitchen | 0.00052955
Ceiling Fixture | Compact Fluorescent |  | Twist | 2 | 15 | Laundry Room | 2004212 | Laundry Room | 0.00052955
Ceiling Fixture | Incandescent |  | Standard A Lamp | 1 | 40 | Living Room | 2004213 | Living Room | 0.00052955
Torchiere | Incandescent |  | 3-Way Incandescent | 1 | 100 | Living Room | 2004213 | Living Room | 0.00052955
Table | Incandescent |  | 3-Way Incandescent | 1 | 100 | Living Room | 2004213 | Living Room | 0.00052955
Floor lamp | Incandescent |  | Standard A Lamp | 1 | 60 | Living Room | 2004213 | Living Room | 0.00052955
Ceiling Fixture | Linear Fluorescent | 36 | T-12 | 2 | 60 | Closet | 2004214 | Closet | 0.00052955
Ceiling Fixture | Incandescent |  | Standard A Lamp | 1 | 40 | Closet | 2004214 | Closet | 0.00052955
Ceiling Fixture | Incandescent |  | Standard A Lamp | 1 | 60 | Closet | 2004214 | Closet | 0.00052955
Ceiling Fan | Compact Fluorescent |  | Twist | 3 | 15 | Office | 2004215 | Office | 0.00052955
Table | Incandescent |  | Standard A Lamp | 1 | 25 | Office | 2004215 | Office | 0.00052955
Ceiling Fixture | Compact Fluorescent |  | Twist | 2 | 15 | Family Room | 2004216 | Family Room | 0.00052955
Chandelier (Hanging) | Incandescent |  | Standard A Lamp | 3 | 40 | Family Room | 2004216 | Family Room | 0.00052955
Ceiling Fixture | Incandescent |  | Standard A Lamp | 1 | 75 | Family Room | 2004216 | Family Room | 0.00052955
Torchiere | Incandescent |  | 3-Way Incandescent | 1 | 90 | Family Room | 2004216 | Family Room | 0.00052955
Floor lamp | Incandescent |  | Standard A Lamp | 1 | 60 | Family Room | 2004216 | Family Room | 0.00052955
Ceiling Fixture | Linear Fluorescent | 48 | T-12 | 2 | 60 | Family Room | 2004216 | Family Room | 0.00052955
Ceiling Fixture | Incandescent |  | Standard A Lamp | 2 | 60 | Closet | 2004217 | Closet | 0.00052955
Ceiling Fixture | Incandescent |  | Standard A Lamp | 1 | 60 | Living Room | 200431 | Living Room | 0.00047324
Ceiling Fan | Incandescent |  | Standard A Lamp | 1 | 60 | Hall | 200432 | Hall | 0.00047324
Ceiling Fixture | Incandescent |  | Standard A Lamp | 2 | 60 | Kitchen | 200433 | Kitchen | 0.00047324
Ceiling Fixture | Incandescent |  | Standard A Lamp | 2 | 75 | Bathroom | 200434 | Bathroom | 0.00047324
Ceiling Fixture | Incandescent |  | Standard A Lamp | 1 | 60 | Bedroom | 200435 | Bedroom | 0.00047324
Table | Incandescent |  | Standard A Lamp | 1 | 75 | Bedroom | 200435 | Bedroom | 0.00047324
Ceiling Fixture | Compact Fluorescent |  | Twist | 1 | 15 | Office | 200436 | Office | 0.00047324
Ceiling Fixture | Incandescent |  | Standard A Lamp | 1 | 75 | Laundry Room | 200437 | Laundry Room | 0.00047324
Ceiling Fixture | Linear Fluorescent | 48 | T-12 | 2 | 40 | Other | 200438 | Other | 0.00047324
Ceiling Fan | Compact Fluorescent |  | Twist | 1 | 15 | Bathroom | 200511 | Bathroom | 0.00028447
Wall Mount | Incandescent |  | Standard A Lamp | 6 | 60 | Bathroom | 200511 | Bathroom | 0.00028447
Garage door opener | Incandescent |  | Standard A Lamp | 1 | 60 | Garage | 200512 | Garage | 0.00028447
Ceiling Fixture | Incandescent |  | Standard A Lamp | 1 | 60 | Garage | 200512 | Garage | 0.00028447
Ceiling Fan | Compact Fluorescent |  | Twist | 3 | 15 | Hall | 200513 | Hall | 0.00028447
Ceiling Fixture | Compact Fluorescent |  | Twist | 2 | 15 | Hall | 200514 | Hall | 0.00028447
Ceiling Fixture | Linear Fluorescent | 48 | T-8 | 3 | 40 | Kitchen | 200515 | Kitchen | 0.00028447
Recessed Can | Incandescent |  | Standard A Lamp | 1 | 65 | Kitchen | 200515 | Kitchen | 0.00028447
Ceiling Fan | Compact Fluorescent |  | Twist | 3 | 15 | Living Room | 200516 | Living Room | 0.00028447
Table | Compact Fluorescent |  | Twist | 1 | 15 | Living Room | 200516 | Living Room | 0.00028447
Ceiling Fan | Compact Fluorescent |  | Twist | 3 | 15 | Master Bedroom | 200517 | Master Bedroom | 0.00028447
Table | Compact Fluorescent |  | Twist | 1 | 15 | Master Bedroom | 200517 | Master Bedroom | 0.00028447
Ceiling Fan | Compact Fluorescent |  | Twist | 3 | 15 | Office | 200518 | Office | 0.00028447
Ceiling Fixture | Incandescent |  | Standard A Lamp | 5 | 40 | Garage | 200581 | Garage | 0.00094081
Ceiling Fixture | Incandescent |  | Standard A Lamp | 1 | 60 | Garage | 200582 | Garage | 0.00094081
Wall Mount | Incandescent |  | Standard A Lamp | 3 | 40 | Bathroom | 200583 | Bathroom | 0.00094081
Table | Incandescent |  | Standard A Lamp | 1 | 60 | Bedroom | 200584 | Bedroom | 0.00094081
Ceiling Fixture | Incandescent |  | Standard A Lamp | 1 | 100 | Bedroom | 200584 | Bedroom | 0.00094081
Ceiling Fixture | Incandescent |  | Standard A Lamp | 2 | 60 | Hall | 200585 | Hall | 0.00094081
Recessed - other | Linear Fluorescent | 48 | T-12 | 4 | 40 | Kitchen | 200586 | Kitchen | 0.00094081
Recessed Can | Incandescent |  | Standard A Lamp | 1 | 65 | Kitchen | 200586 | Kitchen | 0.00094081
Ceiling Fixture | Incandescent |  | Standard A Lamp | 1 | 60 | Laundry Room | 200587 | Laundry Room | 0.00094081
Torchiere | Incandescent |  | Standard A Lamp | 1 | 100 | Living Room | 200588 | Living Room | 0.00094081
Ceiling Fixture | Incandescent |  | Standard A Lamp | 2 | 60 | Living Room | 200588 | Living Room | 0.00094081
Wall Mount | Incandescent |  | Standard A Lamp | 2 | 40 | Bathroom | 200589 | Bathroom | 0.00094081
Ceiling Fixture | Incandescent |  | Standard A Lamp | 2 | 75 | Master Bedroom | 2005810 | Master Bedroom | 0.00094081
Ceiling Fixture | Compact Fluorescent |  | Twist | 1 | 22 | Laundry Room | 200651 | Laundry Room | 0.00094081
Wall Mount | Compact Fluorescent |  | Twist | 3 | 22 | Bathroom | 200652 | Bathroom | 0.00094081
Ceiling Fixture | Incandescent |  | Standard A Lamp | 1 | 60 | Bedroom | 200653 | Bedroom | 0.00094081
Ceiling Fixture | Compact Fluorescent |  | Twist | 1 | 15 | Bedroom | 200654 | Bedroom | 0.00094081
Ceiling Fixture | Compact Fluorescent |  | Twist | 1 | 15 | Family Room | 200655 | Family Room | 0.00094081
Chandelier (Hanging) | Compact Fluorescent |  | Twist | 1 | 15 | Family Room | 200655 | Family Room | 0.00094081
Ceiling Fixture | Incandescent |  | Standard A Lamp | 1 | 100 | Garage | 200656 | Garage | 0.00094081
Ceiling Fixture | Compact Fluorescent |  | Twist | 2 | 15 | Kitchen | 200657 | Kitchen | 0.00094081
Ceiling Fan | Compact Fluorescent |  | Twist | 3 | 15 | Living Room | 200658 | Living Room | 0.00094081
Other | Linear Fluorescent | 24 | T-5 | 4 | 24 | Living Room | 200658 | Living Room | 0.00094081
Ceiling Fixture | Compact Fluorescent |  | Twist | 2 | 15 | Master Bedroom | 200659 | Master Bedroom | 0.00094081
Table | Incandescent |  | Standard A Lamp | 1 | 100 | Master Bedroom | 200659 | Master Bedroom | 0.00094081
Ceiling Fixture | Compact Fluorescent |  | Reflector | 3 | 15 | Dining Room | 200661 | Dining Room | 0.0005169
Floor lamp | Compact Fluorescent |  | Circline (Screw Base) | 1 | 15 | Dining Room | 200661 | Dining Room | 0.0005169
Table | Incandescent |  | Standard A Lamp | 1 | 40 | Dining Room | 200661 | Dining Room | 0.0005169
Table | Incandescent |  | Standard A Lamp | 1 | 100 | Dining Room | 200661 | Dining Room | 0.0005169
Ceiling Fixture | Linear Fluorescent | 18 | T-12 | 1 | 16 | Closet | 200662 | Closet | 0.0005169
Table | Incandescent |  | Standard A Lamp | 1 | 100 | Bedroom | 200663 | Bedroom | 0.0005169
Floor lamp | Incandescent |  | 3-Way Incandescent | 1 | 125 | Bedroom | 200663 | Bedroom | 0.0005169
Table | Incandescent |  | Standard A Lamp | 1 | 60 | Bedroom | 200663 | Bedroom | 0.0005169
Ceiling Fixture | Compact Fluorescent |  | Twist | 3 | 22 | Bedroom | 200663 | Bedroom | 0.0005169
Ceiling Fixture | Compact Fluorescent |  | Reflector | 3 | 15 | Living Room | 200664 | Living Room | 0.0005169
Ceiling Fixture | Linear Fluorescent | 18 | T-12 | 1 | 16 | Closet | 200665 | Closet | 0.0005169
Floor lamp | Compact Fluorescent |  | Twist | 1 | 15 | Closet | 200665 | Closet | 0.0005169
Ceiling Fixture | Linear Fluorescent | 18 | T-12 | 1 | 16 | Closet | 200666 | Closet | 0.0005169
Ceiling Fixture | Compact Fluorescent |  | Reflector | 3 | 15 | Kitchen | 200667 | Kitchen | 0.0005169
Ceiling Fixture | Compact Fluorescent |  | Reflector | 3 | 15 | Closet | 200668 | Closet | 0.0005169
Ceiling Fixture | Compact Fluorescent |  | Reflector | 1 | 15 | Other | 200669 | Other | 0.0005169
Ceiling Fan | Linear Fluorescent | 48 | T-8 | 2 | 32 | Office | 2006610 | Office | 0.0005169
Ceiling Fixture | Incandescent |  | Standard A Lamp | 1 | 100 | Office | 2006610 | Office | 0.0005169
Garage door opener | Incandescent |  | Standard A Lamp | 2 | 60 | Office | 2006610 | Office | 0.0005169
Exterior | Halogen |  | PAR | 2 | 50 | Office | 2006610 | Office | 0.0005169
Ceiling Fixture | Incandescent |  | Standard A Lamp | 1 | 60 | Garage | 2006611 | Garage | 0.0005169
Garage door opener | Incandescent |  | Standard A Lamp | 1 | 40 | Garage | 2006611 | Garage | 0.0005169
Ceiling Fixture | Compact Fluorescent |  | Reflector | 3 | 15 | Hall | 2006612 | Hall | 0.0005169
Ceiling Fixture | Compact Fluorescent |  | Reflector | 3 | 15 | Master Bedroom | 2006613 | Master Bedroom | 0.0005169
Table | Incandescent |  | Decorative | 1 | 60 | Master Bedroom | 2006613 | Master Bedroom | 0.0005169
Ceiling Fixture | Compact Fluorescent |  | Twist | 1 | 15 | Bathroom | 2006614 | Bathroom | 0.0005169
Ceiling Fixture | Compact Fluorescent |  | Reflector | 3 | 15 | Office | 2006615 | Office | 0.0005169
Ceiling Fixture | Linear Fluorescent | 18 | T-12 | 1 | 16 | Closet | 2006616 | Closet | 0.0005169
Ceiling Fixture | Compact Fluorescent |  | Twist | 1 | 15 | Bathroom | 2006617 | Bathroom | 0.0005169
Ceiling Fixture | Compact Fluorescent |  | Twist | 1 | 18 | Bathroom | 200761 | Bathroom | 0.00094081
Wall Mount | Compact Fluorescent |  | Twist | 1 | 18 | Bathroom | 200761 | Bathroom | 0.00094081
Ceiling Fixture | Compact Fluorescent |  | Twist | 2 | 7 | Closet | 200762 | Closet | 0.00094081
Recessed Can | Compact Fluorescent |  | Twist | 1 | 15 | Other | 200763 | Other | 0.00094081
Ceiling Fan | Compact Fluorescent |  | Twist | 3 | 18 | Family Room | 200764 | Family Room | 0.00094081
Ceiling Fixture | Compact Fluorescent |  | Twist | 3 | 15 | Bedroom | 200765 | Bedroom | 0.00094081
Recessed - other | Compact Fluorescent |  | Twist | 1 | 18 | Other | 200766 | Other | 0.00094081
Ceiling Fixture | Compact Fluorescent |  | Twist | 2 | 18 | Bedroom | 200767 | Bedroom | 0.00094081
Ceiling Fixture | Compact Fluorescent |  | Twist | 2 | 15 | Bathroom | 200768 | Bathroom | 0.00094081
Ceiling Fan | Compact Fluorescent |  | Twist | 4 | 18 | Living Room | 200769 | Living Room | 0.00094081
Recessed Can | Compact Fluorescent |  | Twist | 1 | 18 | Kitchen | 2007610 | Kitchen | 0.00094081
Ceiling Fixture | Compact Fluorescent |  | Twist | 2 | 18 | Other | 2007611 | Other | 0.00094081
Ceiling Fixture | Compact Fluorescent |  | Twist | 2 | 18 | Hall | 2007612 | Hall | 0.00094081
Ceiling Fixture | Compact Fluorescent |  | Twist | 1 | 18 | Bathroom | 2007613 | Bathroom | 0.00094081
Wall Mount | Compact Fluorescent |  | Twist | 2 | 18 | Bathroom | 2007613 | Bathroom | 0.00094081
Ceiling Fixture | Compact Fluorescent |  | Twist | 1 | 18 | Laundry Room | 2007614 | Laundry Room | 0.00094081
Ceiling Fan | Incandescent |  | Decorative | 2 | 60 | Master Bedroom | 2007615 | Master Bedroom | 0.00094081
Ceiling Fixture | Compact Fluorescent |  | Twist | 2 | 15 | Closet | 2007616 | Closet | 0.00094081
Ceiling Fixture | Incandescent |  | Standard A Lamp | 1 | 60 | Other | 200781 | Other | 0.00028447
Ceiling Fixture | Linear Fluorescent | 96 | T-12 | 2 | 60 | Other | 200781 | Other | 0.00028447
Ceiling Fixture | Linear Fluorescent | 48 | T-8 | 2 | 40 | Other | 200781 | Other | 0.00028447
Wall Mount | Incandescent |  | Globe | 4 | 40 | Bathroom | 200782 | Bathroom | 0.00028447
Ceiling Fan | Compact Fluorescent |  | Twist | 3 | 22 | Bedroom | 200783 | Bedroom | 0.00028447
Ceiling Fixture | Incandescent |  | Standard A Lamp | 2 | 60 | Dining Room | 200784 | Dining Room | 0.00028447
Garage door opener | Incandescent |  | Standard A Lamp | 1 | 60 | Garage | 200785 | Garage | 0.00028447
Ceiling Fixture | Incandescent |  | Standard A Lamp | 1 | 60 | Garage | 200785 | Garage | 0.00028447
Ceiling Fixture | Compact Fluorescent |  | Twist | 1 | 15 | Hall | 200786 | Hall | 0.00028447
Ceiling Fixture | Compact Fluorescent |  | Twist | 1 | 15 | Kitchen | 200787 | Kitchen | 0.00028447
Ceiling Fixture | Compact Fluorescent |  | Twist | 2 | 22 | Living Room | 200788 | Living Room | 0.00028447
Floor lamp | Incandescent |  | Standard A Lamp | 2 | 60 | Living Room | 200788 | Living Room | 0.00028447
Ceiling Fixture | Incandescent |  | Standard A Lamp | 1 | 60 | Master Bedroom | 200789 | Master Bedroom | 0.00028447
Table | Incandescent |  | Standard A Lamp | 1 | 60 | Master Bedroom | 200789 | Master Bedroom | 0.00028447
Ceiling Fixture | Incandescent |  | Standard A Lamp | 4 | 60 | Office | 2007810 | Office | 0.00028447
Ceiling Fixture | Incandescent |  | Standard A Lamp | 1 | 60 | Other | 2007811 | Other | 0.00028447
Ceiling Fixture | Incandescent |  | Standard A Lamp | 2 | 60 | Other | 2007812 | Other | 0.00028447
Wall Mount | Incandescent |  | Mini base | 4 | 60 | Bathroom | 200801 | Bathroom | 0.00047324
Ceiling Fixture | Compact Fluorescent |  | Twist | 1 | 22 | Bathroom | 200801 | Bathroom | 0.00047324
Ceiling Fixture | Incandescent |  | Standard A Lamp | 1 | 60 | Bedroom | 200802 | Bedroom | 0.00047324
Ceiling Fixture | Compact Fluorescent |  | Twist | 1 | 15 | Bedroom | 200802 | Bedroom | 0.00047324
Ceiling Fixture | Compact Fluorescent |  | Twist | 2 | 22 | Bedroom | 200803 | Bedroom | 0.00047324
Table | Compact Fluorescent |  | Twist | 1 | 15 | Bedroom | 200803 | Bedroom | 0.00047324
Chandelier (Hanging) | Incandescent |  | Mini base | 6 | 60 | Dining Room | 200804 | Dining Room | 0.00047324
Chandelier (Hanging) | Compact Fluorescent |  | Twist | 3 | 15 | Dining Room | 200804 | Dining Room | 0.00047324
Ceiling Fixture | Compact Fluorescent |  | Twist | 1 | 15 | Hall | 200805 | Hall | 0.00047324
Chandelier (Hanging) | Incandescent |  | Mini base | 3 | 60 | Hall | 200805 | Hall | 0.00047324
Recessed Can | Incandescent |  | Reflector | 1 | 65 | Kitchen | 200806 | Kitchen | 0.00047324
Ceiling Fixture | Compact Fluorescent |  | Twist | 2 | 22 | Kitchen | 200806 | Kitchen | 0.00047324
Chandelier (Hanging) | Compact Fluorescent |  | Twist | 3 | 15 | Kitchen | 200806 | Kitchen | 0.00047324
Ceiling Fixture | Incandescent |  | Standard A Lamp | 1 | 60 | Laundry Room | 200807 | Laundry Room | 0.00047324
Table | Compact Fluorescent |  | Twist | 2 | 28 | Living Room | 200808 | Living Room | 0.00047324
Floor lamp | Compact Fluorescent |  | Twist | 1 | 15 | Living Room | 200808 | Living Room | 0.00047324
Table | Incandescent |  | Mini base | 1 | 60 | Living Room | 200808 | Living Room | 0.00047324
Table | Compact Fluorescent |  | Twist | 1 | 28 | Living Room | 200808 | Living Room | 0.00047324
Other | Incandescent |  | Other | 1 | 25 | Living Room | 200808 | Living Room | 0.00047324
Ceiling Fixture | Compact Fluorescent |  | Twist | 2 | 15 | Master Bedroom | 200809 | Master Bedroom | 0.00047324
Table | Incandescent |  | Standard A Lamp | 1 | 60 | Master Bedroom | 200809 | Master Bedroom | 0.00047324
Table | Compact Fluorescent |  | Twist | 1 | 15 | Master Bedroom | 200809 | Master Bedroom | 0.00047324
Wall Mount | Incandescent |  | Mini base | 2 | 40 | Bathroom | 2008010 | Bathroom | 0.00047324
Ceiling Fixture | Compact Fluorescent |  | Twist | 1 | 15 | Bathroom | 2008010 | Bathroom | 0.00047324
Ceiling Fixture | Linear Fluorescent | 48 | T-8 | 4 | 32 | Other | 2008011 | Other | 0.00047324
Ceiling Fixture | Linear Fluorescent | 48 | T-8 | 4 | 32 | Office | 2008012 | Office | 0.00047324
Ceiling Fixture | Linear Fluorescent | 48 | T-8 | 2 | 32 | Family Room | 2008013 | Family Room | 0.00047324
Recessed Can | Incandescent |  | Reflector | 1 | 75 | Hall | 2008014 | Hall | 0.00047324
Wall Mount | Incandescent |  | Globe | 3 | 40 | Bathroom | 2008015 | Bathroom | 0.00047324
Ceiling Fixture | Incandescent |  | Reflector | 1 | 60 | Bathroom | 2008015 | Bathroom | 0.00047324
Ceiling Fixture | Incandescent |  | Standard A Lamp | 1 | 60 | Closet | 200811 | Closet | 0.00052955
Wall Mount | Incandescent |  | Clear | 5 | 40 | Bathroom | 200812 | Bathroom | 0.00052955
Recessed Can | Incandescent |  | Reflector | 1 | 65 | Bedroom | 200813 | Bedroom | 0.00052955
Ceiling Fixture | Incandescent |  | Standard A Lamp | 1 | 75 | Bedroom | 200813 | Bedroom | 0.00052955
Recessed Can | Incandescent |  | Reflector | 1 | 65 | Living Room | 200814 | Living Room | 0.00052955
Wall Mount | Incandescent |  | Standard A Lamp | 1 | 75 | Living Room | 200814 | Living Room | 0.00052955
Chandelier (Hanging) | Incandescent |  | Standard A Lamp | 1 | 75 | Living Room | 200814 | Living Room | 0.00052955
Table | Incandescent |  | 3-Way Incandescent | 1 | 125 | Living Room | 200814 | Living Room | 0.00052955
Table | Incandescent |  | 3-Way Incandescent | 1 | 100 | Living Room | 200814 | Living Room | 0.00052955
Recessed Can | Incandescent |  | Clear | 1 | 75 | Other | 200815 | Other | 0.00052955
Ceiling Fixture | Linear Fluorescent | 48 | T-12 | 2 | 25 | Other | 200815 | Other | 0.00052955
Ceiling Fixture | Incandescent |  | Globe | 1 | 65 | Other | 200816 | Other | 0.00052955
Recessed Can | Incandescent |  | Standard A Lamp | 1 | 65 | Other | 200816 | Other | 0.00052955
Table | Incandescent |  | Standard A Lamp | 1 | 40 | Other | 200816 | Other | 0.00052955
Ceiling Fixture | Incandescent |  | Standard A Lamp | 1 | 75 | Garage | 200817 | Garage | 0.00052955
Ceiling Fixture | Incandescent |  | Standard A Lamp | 2 | 60 | Hall | 200818 | Hall | 0.00052955
Ceiling Fan | Incandescent |  | Standard A Lamp | 2 | 60 | Hall | 200818 | Hall | 0.00052955
Table | Incandescent |  | Decorative | 1 | 60 | Hall | 200818 | Hall | 0.00052955
Recessed Can | Incandescent |  | Reflector | 1 | 65 | Kitchen | 200819 | Kitchen | 0.00052955
Table | Incandescent |  | Standard A Lamp | 1 | 40 | Kitchen | 200819 | Kitchen | 0.00052955
Ceiling Fixture | Incandescent |  | Globe | 1 | 75 | Kitchen | 200819 | Kitchen | 0.00052955
Wall Mount | Incandescent |  | Mini base | 2 | 25 | Kitchen | 200819 | Kitchen | 0.00052955
Recessed Can | Incandescent |  | Reflector | 1 | 65 | Laundry Room | 2008110 | Laundry Room | 0.00052955
Recessed Can | Incandescent |  | Reflector | 1 | 65 | Living Room | 2008111 | Living Room | 0.00052955
Table | Incandescent |  | 3-Way Incandescent | 1 | 100 | Living Room | 2008111 | Living Room | 0.00052955
Table | Incandescent |  | Decorative | 2 | 45 | Living Room | 2008111 | Living Room | 0.00052955
Chandelier (Hanging) | Incandescent |  | Decorative | 5 | 65 | Bathroom | 2008112 | Bathroom | 0.00052955
Wall Mount | Incandescent |  | Clear | 3 | 60 | Bathroom | 2008112 | Bathroom | 0.00052955
Recessed Can | Incandescent |  | Standard A Lamp | 1 | 60 | Closet | 2008113 | Closet | 0.00052955
Chandelier (Hanging) | Incandescent |  | Standard A Lamp | 1 | 100 | Master Bedroom | 2008114 | Master Bedroom | 0.00052955
Table | Incandescent |  | Standard A Lamp | 1 | 100 | Master Bedroom | 2008114 | Master Bedroom | 0.00052955
Table | Incandescent |  | Decorative | 1 | 45 | Master Bedroom | 2008114 | Master Bedroom | 0.00052955
Chandelier (Hanging) | Incandescent |  | Decorative | 3 | 60 | Master Bedroom | 2008114 | Master Bedroom | 0.00052955
Table | Incandescent |  | Decorative | 2 | 65 | Office | 2008115 | Office | 0.00052955
Recessed Can | Incandescent |  | Reflector | 1 | 65 | Office | 2008115 | Office | 0.00052955
Table | Incandescent |  | Standard A Lamp | 1 | 100 | Office | 2008115 | Office | 0.00052955
Floor lamp | Incandescent |  | Clear | 1 | 100 | Family Room | 2008116 | Family Room | 0.00052955
Wall Mount | Incandescent |  | Decorative | 1 | 60 | Family Room | 2008116 | Family Room | 0.00052955
Table | Incandescent |  | 3-Way Incandescent | 1 | 100 | Family Room | 2008116 | Family Room | 0.00052955
Chandelier (Hanging) | Incandescent |  | Clear | 5 | 65 | Family Room | 2008116 | Family Room | 0.00052955
Ceiling Fixture | Compact Fluorescent |  | Twist | 2 | 15 | Kitchen | 200851 | Kitchen | 0.0010836
Ceiling Fixture | Compact Fluorescent |  | Twist | 2 | 15 | Bedroom | 200852 | Bedroom | 0.0010836
Table | Compact Fluorescent |  | Twist | 1 | 22 | Bedroom | 200852 | Bedroom | 0.0010836
Ceiling Fixture | Compact Fluorescent |  | Twist | 1 | 22 | Bedroom | 200853 | Bedroom | 0.0010836
Ceiling Fixture | Compact Fluorescent |  | Twist | 2 | 22 | Laundry Room | 200854 | Laundry Room | 0.0010836
Ceiling Fan | Compact Fluorescent |  | Twist | 3 | 15 | Dining Room | 200855 | Dining Room | 0.0010836
Ceiling Fixture | Compact Fluorescent |  | Twist | 4 | 15 | Living Room | 200856 | Living Room | 0.0010836
Chandelier (Hanging) | Compact Fluorescent |  | Straight Tube | 1 | 22 | Living Room | 200856 | Living Room | 0.0010836
Ceiling Fixture | Compact Fluorescent |  | Twist | 1 | 15 | Closet | 200857 | Closet | 0.0010836
Ceiling Fixture | Compact Fluorescent |  | Twist | 2 | 15 | Bathroom | 200858 | Bathroom | 0.0010836
Wall Mount | Compact Fluorescent |  | A shape bulb | 2 | 15 | Bathroom | 200858 | Bathroom | 0.0010836
Ceiling Fixture | Compact Fluorescent |  | Twist | 2 | 15 | Bedroom | 200859 | Bedroom | 0.0010836
Floor lamp | Compact Fluorescent |  | Twist | 1 | 22 | Family Room | 2008510 | Family Room | 0.0010836
Table | Compact Fluorescent |  | 3-Way CFL | 1 | 22 | Family Room | 2008510 | Family Room | 0.0010836
Wall Mount | Compact Fluorescent |  | Twist | 1 | 15 | Bedroom | 2008511 | Bedroom | 0.0010836
Track | Compact Fluorescent |  | Twist | 4 | 15 | Bedroom | 2008511 | Bedroom | 0.0010836
Chandelier (Hanging) | Incandescent |  | Standard A Lamp | 2 | 40 | Bathroom | 200881 | Bathroom | 0.00094081
Ceiling Fixture | Compact Fluorescent |  | Twist | 2 | 22 | Bedroom | 200882 | Bedroom | 0.00094081
Torchiere | Incandescent |  | Standard A Lamp | 1 | 60 | Bedroom | 200882 | Bedroom | 0.00094081
Table | Incandescent |  | 3-Way Incandescent | 1 | 100 | Bedroom | 200882 | Bedroom | 0.00094081
Ceiling Fixture | Compact Fluorescent |  | Straight Tube | 1 | 13 | Bedroom | 200883 | Bedroom | 0.00094081
Table | Compact Fluorescent |  | Twist | 1 | 13 | Bedroom | 200883 | Bedroom | 0.00094081
Ceiling Fixture | Incandescent |  | Standard A Lamp | 2 | 65 | Living Room | 200884 | Living Room | 0.00094081
Torchiere | Incandescent |  | Standard A Lamp | 1 | 60 | Living Room | 200884 | Living Room | 0.00094081
Torchiere | Halogen |  | Quartz Tube | 1 | 300 | Living Room | 200884 | Living Room | 0.00094081
Table | Incandescent |  | 3-Way Incandescent | 1 | 100 | Living Room | 200884 | Living Room | 0.00094081
Wall Mount | Incandescent |  | Standard A Lamp | 4 | 60 | Bathroom | 200886 | Bathroom | 0.00094081
Ceiling Fixture | Incandescent |  | Standard A Lamp | 2 | 40 | Bedroom | 200887 | Bedroom | 0.00094081
Torchiere | Halogen |  | Quartz Tube | 1 | 300 | Bedroom | 200887 | Bedroom | 0.00094081
Table | Incandescent |  | Standard A Lamp | 1 | 60 | Bedroom | 200887 | Bedroom | 0.00094081
Table | Halogen |  | MR | 1 | 20 | Bedroom | 200888 | Bedroom | 0.00094081
Ceiling Fixture | Compact Fluorescent |  | Twist | 2 | 22 | Bedroom | 200888 | Bedroom | 0.00094081
Torchiere | Halogen |  | Quartz Tube | 1 | 300 | Bedroom | 200888 | Bedroom | 0.00094081
Table | Incandescent |  | Standard A Lamp | 1 | 60 | Bedroom | 200888 | Bedroom | 0.00094081
Ceiling Fixture | Compact Fluorescent |  | Twist | 1 | 22 | Hall | 200889 | Hall | 0.00094081
Chandelier (Hanging) | Incandescent |  | Decorative | 3 | 60 | Dining Room | 2008810 | Dining Room | 0.00094081
Garage door opener | Compact Fluorescent |  | Twist | 1 | 15 | Garage | 2008811 | Garage | 0.00094081
Ceiling Fixture | Compact Fluorescent |  | Straight Tube | 1 | 15 | Garage | 2008811 | Garage | 0.00094081
Ceiling Fixture | Incandescent |  | Standard A Lamp | 1 | 40 | Hall | 2008812 | Hall | 0.00094081
Ceiling Fixture | Linear Fluorescent | 48 | T-12 | 5 | 40 | Kitchen | 2008813 | Kitchen | 0.00094081
Table | Incandescent |  | 3-Way Incandescent | 1 | 70 | Living Room | 2008814 | Living Room | 0.00094081
Floor lamp | Incandescent |  | 3-Way Incandescent | 1 | 100 | Living Room | 2008814 | Living Room | 0.00094081
Table | Incandescent |  | 3-Way Incandescent | 1 | 100 | Living Room | 2008814 | Living Room | 0.00094081
Torchiere | Halogen |  | Quartz Tube | 1 | 300 | Living Room | 2008814 | Living Room | 0.00094081
Chandelier (Hanging) | Incandescent |  | Standard A Lamp | 1 | 40 | Garage | 2008815 | Garage | 0.00094081
Torchiere | Incandescent |  | Standard A Lamp | 4 | 125 | Laundry Room | 2008816 | Laundry Room | 0.00094081
Ceiling Fixture | Incandescent |  | Standard A Lamp | 2 | 40 | Laundry Room | 2008816 | Laundry Room | 0.00094081
Table | Compact Fluorescent |  | Straight Tube | 1 | 15 | Laundry Room | 2008816 | Laundry Room | 0.00094081
Wall Mount | Incandescent |  | Standard A Lamp | 2 | 60 | Bathroom | 200891 | Bathroom | 0.00028447
Wall Mount | Incandescent |  | Standard A Lamp | 3 | 40 | Bathroom | 200892 | Bathroom | 0.00028447
Ceiling Fixture | Incandescent |  | Standard A Lamp | 2 | 65 | Bedroom | 200893 | Bedroom | 0.00028447
Table | Incandescent |  | Standard A Lamp | 1 | 60 | Bedroom | 200893 | Bedroom | 0.00028447
Ceiling Fixture | Incandescent |  | Standard A Lamp | 2 | 60 | Bedroom | 200894 | Bedroom | 0.00028447
Ceiling Fixture | Compact Fluorescent |  | Twist | 2 | 22 | Bedroom | 200895 | Bedroom | 0.00028447
Ceiling Fan | Incandescent |  | Standard A Lamp | 4 | 60 | Bedroom | 200896 | Bedroom | 0.00028447
Wall Mount | Incandescent |  | Standard A Lamp | 4 | 60 | Bedroom | 200896 | Bedroom | 0.00028447
Chandelier (Hanging) | Compact Fluorescent |  | Twist | 5 | 28 | Hall | 200897 | Hall | 0.00028447
Ceiling Fixture | Compact Fluorescent |  | Twist | 2 | 22 | Hall | 200897 | Hall | 0.00028447
Table | Compact Fluorescent |  | Twist | 1 | 22 | Family Room | 200898 | Family Room | 0.00028447
Ceiling Fixture | Incandescent |  | Standard A Lamp | 1 | 60 | Garage | 200899 | Garage | 0.00028447
Ceiling Fixture | Incandescent |  | Standard A Lamp | 2 | 60 | Hall | 2008910 | Hall | 0.00028447
Recessed Can | Incandescent |  | Reflector | 1 | 40 | Dining Room | 2008911 | Dining Room | 0.00028447
Ceiling Fixture | Compact Fluorescent |  | Twist | 2 | 22 | Dining Room | 2008911 | Dining Room | 0.00028447
Table | Compact Fluorescent |  | Twist | 1 | 22 | Dining Room | 2008911 | Dining Room | 0.00028447
Ceiling Fixture | Linear Fluorescent | 48 | T-8 | 4 | 40 | Laundry Room | 2008912 | Laundry Room | 0.00028447
Ceiling Fixture | Compact Fluorescent |  | Twist | 2 | 22 | Office | 2008913 | Office | 0.00028447
Ceiling Fixture | Incandescent |  | Standard A Lamp | 2 | 60 | Office | 200951 | Office | 0.00047324
Table | Incandescent |  | Standard A Lamp | 1 | 60 | Office | 200951 | Office | 0.00047324
Ceiling Fixture | Compact Fluorescent |  | Pin base | 1 | 22 | Other | 200952 | Other | 0.00047324
Ceiling Fixture | Compact Fluorescent |  | Pin base | 1 | 22 | Other | 200952 | Other | 0.00047324
Ceiling Fixture | Compact Fluorescent |  | Twist | 2 | 15 | Bedroom | 200953 | Bedroom | 0.00047324
Recessed Can | Incandescent |  | Reflector | 1 | 65 | Bedroom | 200953 | Bedroom | 0.00047324
Table | Incandescent |  | Mini base | 1 | 40 | Bedroom | 200953 | Bedroom | 0.00047324
Ceiling Fixture | Incandescent |  | Standard A Lamp | 1 | 60 | Master Bedroom | 200954 | Master Bedroom | 0.00047324
Recessed Can | Incandescent |  | Reflector | 1 | 65 | Hall | 200955 | Hall | 0.00047324
Recessed Can | Compact Fluorescent |  | Twist | 1 | 20 | Hall | 200955 | Hall | 0.00047324
Ceiling Fixture | Compact Fluorescent |  | Pin base | 1 | 22 | Bedroom | 200956 | Bedroom | 0.00047324
Ceiling Fixture | Compact Fluorescent |  | Pin base | 1 | 15 | Closet | 200957 | Closet | 0.00047324
Ceiling Fixture | Compact Fluorescent |  | Twist | 1 | 15 | Bathroom | 200958 | Bathroom | 0.00047324
Wall Mount | Incandescent |  | Standard A Lamp | 4 | 60 | Bathroom | 200958 | Bathroom | 0.00047324
Ceiling Fixture | Compact Fluorescent |  | Pin base | 1 | 22 | Bedroom | 200959 | Bedroom | 0.00047324
Ceiling Fixture | Compact Fluorescent |  | Pin base | 1 | 22 | Bedroom | 2009510 | Bedroom | 0.00047324
Recessed Can | Incandescent |  | Reflector | 1 | 65 | Hall | 2009511 | Hall | 0.00047324
Recessed Can | Compact Fluorescent |  | Flood | 1 | 15 | Hall | 2009511 | Hall | 0.00047324
Ceiling Fixture | Incandescent |  | Standard A Lamp | 2 | 60 | Family Room | 2009512 | Family Room | 0.00047324
Ceiling Fixture | Compact Fluorescent |  | Twist | 2 | 15 | Family Room | 2009512 | Family Room | 0.00047324
Wall Mount | Incandescent |  | Globe | 5 | 40 | Bathroom | 2009513 | Bathroom | 0.00047324
Ceiling Fixture | Incandescent |  | Standard A Lamp | 2 | 60 | Bathroom | 2009513 | Bathroom | 0.00047324
Recessed Can | Incandescent |  | Reflector | 1 | 65 | Kitchen | 2009514 | Kitchen | 0.00047324
Recessed Can | Compact Fluorescent |  | Flood | 1 | 15 | Kitchen | 2009514 | Kitchen | 0.00047324
Chandelier (Hanging) | Incandescent |  | Standard A Lamp | 1 | 60 | Kitchen | 2009514 | Kitchen | 0.00047324
Chandelier (Hanging) | Incandescent |  | Globe | 1 | 60 | Living Room | 2009515 | Living Room | 0.00047324
Chandelier (Hanging) | Incandescent |  | Standard A Lamp | 1 | 60 | Living Room | 2009515 | Living Room | 0.00047324
Table | Incandescent |  | Standard A Lamp | 1 | 100 | Living Room | 2009515 | Living Room | 0.00047324
Floor lamp | Compact Fluorescent |  | Twist | 1 | 22 | Living Room | 2009515 | Living Room | 0.00047324
Chandelier (Hanging) | Compact Fluorescent |  | Globe | 5 | 15 | Living Room | 2009515 | Living Room | 0.00047324
Ceiling Fixture | Incandescent |  | Standard A Lamp | 1 | 60 | Closet | 2009516 | Closet | 0.00047324
Ceiling Fixture | Incandescent |  | Standard A Lamp | 1 | 60 | Hall | 2009517 | Hall | 0.00047324
Ceiling Fixture | Compact Fluorescent |  | Pin base | 1 | 22 | Laundry Room | 2009518 | Laundry Room | 0.00047324
Ceiling Fixture | Compact Fluorescent |  | Twist | 1 | 15 | Bathroom | 201001 | Bathroom | 0.00052955
Ceiling Fixture | Compact Fluorescent |  | Twist | 2 | 15 | Bedroom | 201002 | Bedroom | 0.00052955
Ceiling Fixture | Compact Fluorescent |  | Twist | 2 | 15 | Bedroom | 201003 | Bedroom | 0.00052955
Ceiling Fixture | Compact Fluorescent |  | Twist | 2 | 15 | Bedroom | 201004 | Bedroom | 0.00052955
Ceiling Fixture | Compact Fluorescent |  | Twist | 1 | 15 | Other | 201005 | Other | 0.00052955
Ceiling Fan | Incandescent |  | Decorative | 4 | 40 | Family Room | 201006 | Family Room | 0.00052955
Floor lamp | Compact Fluorescent |  | Twist | 1 | 15 | Family Room | 201006 | Family Room | 0.00052955
Table | Compact Fluorescent |  | Twist | 1 | 15 | Family Room | 201006 | Family Room | 0.00052955
Ceiling Fixture | Incandescent |  | Standard A Lamp | 1 | 60 | Garage | 201007 | Garage | 0.00052955
Ceiling Fixture | Compact Fluorescent |  | Twist | 1 | 15 | Hall | 201008 | Hall | 0.00052955
Ceiling Fixture | Compact Fluorescent |  | Twist | 2 | 15 | Kitchen | 201009 | Kitchen | 0.00052955
Ceiling Fixture | Compact Fluorescent |  | Twist | 1 | 15 | Laundry Room | 2010010 | Laundry Room | 0.00052955
Wall Mount | Incandescent |  | Clear | 4 | 40 | Bathroom | 201061 | Bathroom | 0.00094081
Ceiling Fixture | Incandescent |  | Colored | 2 | 60 | Bathroom | 201061 | Bathroom | 0.00094081
Ceiling Fan | Compact Fluorescent |  | Circline (Screw Base) | 1 | 22 | Dining Room | 201062 | Dining Room | 0.00094081
Ceiling Fixture | Incandescent |  | Standard A Lamp | 2 | 60 | Hall | 201063 | Hall | 0.00094081
Track | Halogen |  | MR | 4 | 50 | Kitchen | 201064 | Kitchen | 0.00094081
Torchiere | Compact Fluorescent |  | Twist | 1 | 22 | Master Bedroom | 201065 | Master Bedroom | 0.00094081
Chandelier (Hanging) | Compact Fluorescent |  | Twist | 1 | 15 | Master Bedroom | 201065 | Master Bedroom | 0.00094081
Ceiling Fixture | Incandescent |  | Standard A Lamp | 1 | 60 | Master Bedroom | 201066 | Master Bedroom | 0.00094081
Ceiling Fixture | Compact Fluorescent |  | Twist | 1 | 15 | Master Bedroom | 201066 | Master Bedroom | 0.00094081
Ceiling Fixture | Incandescent |  | Standard A Lamp | 1 | 100 | Other | 201067 | Other | 0.00094081
Ceiling Fixture | Incandescent |  | Standard A Lamp | 1 | 100 | Bedroom | 201068 | Bedroom | 0.00094081
Wall Mount | Incandescent |  | Standard A Lamp | 3 | 60 | Bathroom | 201081 | Bathroom | 0.00094081
Ceiling Fan | Incandescent |  | Reflector | 2 | 250 | Bathroom | 201081 | Bathroom | 0.00094081
Ceiling Fixture | Incandescent |  | Standard A Lamp | 2 | 60 | Bedroom | 201082 | Bedroom | 0.00094081
Ceiling Fixture | Incandescent |  | Standard A Lamp | 1 | 60 | Bedroom | 201083 | Bedroom | 0.00094081
Ceiling Fixture | Incandescent |  | Standard A Lamp | 2 | 60 | Bedroom | 201083 | Bedroom | 0.00094081
Ceiling Fixture | Compact Fluorescent |  | Twist | 2 | 22 | Bedroom | 201084 | Bedroom | 0.00094081
Ceiling Fixture | Incandescent |  | Standard A Lamp | 1 | 60 | Hall | 201085 | Hall | 0.00094081
Ceiling Fixture | Compact Fluorescent |  | Twist | 1 | 15 | Garage | 201086 | Garage | 0.00094081
Garage door opener | Incandescent |  | Standard A Lamp | 1 | 60 | Garage | 201086 | Garage | 0.00094081
Ceiling Fixture | Incandescent |  | Standard A Lamp | 1 | 60 | Hall | 201087 | Hall | 0.00094081
Ceiling Fixture | Incandescent |  | Standard A Lamp | 1 | 60 | Hall | 201088 | Hall | 0.00094081
Ceiling Fan | Incandescent |  | Mini base | 3 | 40 | Hall | 201089 | Hall | 0.00094081
Ceiling Fixture | Incandescent |  | Standard A Lamp | 1 | 60 | Hall | 201089 | Hall | 0.00094081
Ceiling Fixture | Linear Fluorescent | 48 | T-12 | 2 | 40 | Hall | 201089 | Hall | 0.00094081
Recessed Can | Incandescent |  | Reflector | 1 | 65 | Hall | 201089 | Hall | 0.00094081
Ceiling Fixture | Linear Fluorescent | 48 | T-12 | 2 | 40 | Laundry Room | 2010810 | Laundry Room | 0.00094081
Ceiling Fan | Compact Fluorescent |  | Twist | 4 | 22 | Living Room | 2010811 | Living Room | 0.00094081
Wall Mount | Incandescent |  | Standard A Lamp | 3 | 60 | Bathroom | 2010812 | Bathroom | 0.00094081
Ceiling Fan | Incandescent |  | Standard A Lamp | 1 | 60 | Bathroom | 2010812 | Bathroom | 0.00094081
Ceiling Fan | Incandescent |  | Reflector | 2 | 250 | Bathroom | 2010812 | Bathroom | 0.00094081
Ceiling Fixture | Incandescent |  | Standard A Lamp | 1 | 60 | Bathroom | 2010812 | Bathroom | 0.00094081
Recessed Can | Incandescent |  | Reflector | 2 | 65 | Bathroom | 2010812 | Bathroom | 0.00094081
Ceiling Fan | Compact Fluorescent |  | Twist | 4 | 22 | Master Bedroom | 2010813 | Master Bedroom | 0.00094081
Ceiling Fixture | Compact Fluorescent |  | Twist | 1 | 15 | Bathroom | 201091 | Bathroom | 0.00040077
Ceiling Fixture | Compact Fluorescent |  | Twist | 1 | 15 | Bedroom | 201092 | Bedroom | 0.00040077
Ceiling Fixture | Compact Fluorescent |  | Twist | 1 | 15 | Bedroom | 201093 | Bedroom | 0.00040077
Table | Linear Fluorescent | 15 | T-8 | 1 | 12 | Bedroom | 201093 | Bedroom | 0.00040077
Ceiling Fixture | Incandescent |  | Standard A Lamp | 1 | 60 | Garage | 201094 | Garage | 0.00040077
Ceiling Fixture | Incandescent |  | Standard A Lamp | 1 | 25 | Kitchen | 201095 | Kitchen | 0.00040077
Ceiling Fixture | Incandescent |  | Standard A Lamp | 2 | 40 | Kitchen | 201096 | Kitchen | 0.00040077
Ceiling Fixture | Incandescent |  | Standard A Lamp | 1 | 60 | Laundry Room | 201097 | Laundry Room | 0.00040077
Ceiling Fan | Incandescent |  | Standard A Lamp | 2 | 25 | Living Room | 201098 | Living Room | 0.00040077
Ceiling Fan | Compact Fluorescent |  | Twist | 2 | 15 | Living Room | 201098 | Living Room | 0.00040077
Ceiling Fixture | Incandescent |  | Standard A Lamp | 1 | 60 | Other | 201099 | Other | 0.00040077
Ceiling Fixture | Compact Fluorescent |  | Pin base | 3 | 15 | Bathroom | 201111 | Bathroom | 0.0005169
Ceiling Fixture | Incandescent |  | Standard A Lamp | 2 | 60 | Bedroom | 201112 | Bedroom | 0.0005169
Ceiling Fixture | Halogen |  | MR | 3 | 20 | Kitchen | 201113 | Kitchen | 0.0005169
Ceiling Fixture | Incandescent |  | Standard A Lamp | 1 | 60 | Kitchen | 201113 | Kitchen | 0.0005169
Torchiere | Halogen |  | Quartz Tube | 1 | 50 | Living Room | 201114 | Living Room | 0.0005169
Ceiling Fixture | Incandescent |  | Standard A Lamp | 1 | 60 | Office | 201115 | Office | 0.0005169
Floor lamp | Compact Fluorescent |  | Twist | 3 | 22 | Office | 201115 | Office | 0.0005169
Ceiling Fixture | Linear Fluorescent | 48 | T-5 | 3 | 20 | Office | 201115 | Office | 0.0005169
Wall Mount | Linear Fluorescent | 24 | T-8 | 1 | 32 | Bathroom | 201171 | Bathroom | 0.00052955
Ceiling Fixture | Incandescent |  | Standard A Lamp | 2 | 60 | Bedroom | 201172 | Bedroom | 0.00052955
Ceiling Fixture | Compact Fluorescent |  | Twist | 2 | 15 | Bedroom | 201173 | Bedroom | 0.00052955
Ceiling Fixture | Linear Fluorescent | 48 | T-8 | 2 | 40 | Kitchen | 201174 | Kitchen | 0.00052955
Ceiling Fixture | Compact Fluorescent |  | Twist | 1 | 15 | Kitchen | 201174 | Kitchen | 0.00052955
Ceiling Fixture | Incandescent |  | Standard A Lamp | 2 | 60 | Laundry Room | 201175 | Laundry Room | 0.00052955
Ceiling Fixture | Linear Fluorescent | 48 | T-8 | 2 | 40 | Living Room | 201176 | Living Room | 0.00052955
Table | Incandescent |  | Standard A Lamp | 1 | 60 | Living Room | 201176 | Living Room | 0.00052955
Ceiling Fixture | Incandescent |  | Standard A Lamp | 2 | 60 | Hall | 201177 | Hall | 0.00052955
Ceiling Fixture | Compact Fluorescent |  | Twist | 2 | 15 | Bedroom | 201251 | Bedroom | 0.00094081
Table | Incandescent |  | Standard A Lamp | 1 | 60 | Bedroom | 201251 | Bedroom | 0.00094081
Ceiling Fan | Compact Fluorescent |  | Twist | 1 | 22 | Master Bedroom | 201252 | Master Bedroom | 0.00094081
Wall Mount | Incandescent |  | Globe | 3 | 60 | Bathroom | 201253 | Bathroom | 0.00094081
Ceiling Fixture | Linear Fluorescent | 48 | T-12 | 2 | 40 | Garage | 201254 | Garage | 0.00094081
Ceiling Fixture | Incandescent |  | Reflector | 3 | 65 | Garage | 201254 | Garage | 0.00094081
Ceiling Fixture | Linear Fluorescent | 24 | T-12 | 1 | 40 | Hall | 201255 | Hall | 0.00094081
Ceiling Fixture | Incandescent |  | Reflector | 3 | 40 | Hall | 201255 | Hall | 0.00094081
Ceiling Fixture | Incandescent |  | Globe | 2 | 100 | Hall | 201255 | Hall | 0.00094081
Ceiling Fixture | Linear Fluorescent | 48 | T-12 | 2 | 40 | Kitchen | 201256 | Kitchen | 0.00094081
Other | Incandescent |  | Standard A Lamp | 1 | 40 | Kitchen | 201256 | Kitchen | 0.00094081
Table | Compact Fluorescent |  | Twist | 2 | 15 | Living Room | 201257 | Living Room | 0.00094081
Floor lamp | Compact Fluorescent |  | Twist | 2 | 15 | Living Room | 201257 | Living Room | 0.00094081
Table | Incandescent |  | Standard A Lamp | 1 | 100 | Living Room | 201257 | Living Room | 0.00094081
Ceiling Fixture | Linear Fluorescent | 48 | T-12 | 2 | 40 | Master Bedroom | 201258 | Master Bedroom | 0.00094081
Table | Compact Fluorescent |  | Twist | 1 | 15 | Master Bedroom | 201258 | Master Bedroom | 0.00094081
Wall Mount | Linear Fluorescent | 24 | T-12 | 2 | 20 | Bathroom | 201259 | Bathroom | 0.00094081
Chandelier (Hanging) | Incandescent |  | Mini base | 5 | 40 | Dining Room | 2012510 | Dining Room | 0.00094081
Wall Mount | Incandescent |  | Globe | 8 | 40 | Bathroom | 201521 | Bathroom | 0.00094081
Ceiling Fixture | Incandescent |  | Standard A Lamp | 1 | 60 | Bathroom | 201521 | Bathroom | 0.00094081
Ceiling Fixture | Incandescent |  | Standard A Lamp | 1 | 100 | Hall | 201522 | Hall | 0.00094081
Ceiling Fixture | Incandescent |  | Standard A Lamp | 1 | 100 | Bedroom | 201523 | Bedroom | 0.00094081
Table | Incandescent |  | Standard A Lamp | 1 | 150 | Bedroom | 201523 | Bedroom | 0.00094081
Ceiling Fixture | Linear Fluorescent | 48 | T-12 | 2 | 40 | Family Room | 201524 | Family Room | 0.00094081
Ceiling Fixture | Linear Fluorescent | 48 | T-12 | 2 | 40 | Other | 201525 | Other | 0.00094081
Recessed Can | Incandescent |  | Heat Lamp | 1 | 150 | Bathroom | 201526 | Bathroom | 0.00094081
Wall Mount | Incandescent |  | Globe | 4 | 40 | Bathroom | 201526 | Bathroom | 0.00094081
Ceiling Fixture | Incandescent |  | Standard A Lamp | 1 | 100 | Bedroom | 201527 | Bedroom | 0.00094081
Ceiling Fixture | Incandescent |  | Standard A Lamp | 1 | 100 | Bedroom | 201528 | Bedroom | 0.00094081
Table | Compact Fluorescent |  | Pin base | 1 | 7 | Bedroom | 201528 | Bedroom | 0.00094081
Ceiling Fixture | Incandescent |  | Standard A Lamp | 1 | 60 | Bedroom | 201529 | Bedroom | 0.00094081
Ceiling Fixture | Incandescent |  | Standard A Lamp | 1 | 100 | Bedroom | 2015210 | Bedroom | 0.00094081
Ceiling Fixture | Incandescent |  | Standard A Lamp | 1 | 60 | Other | 2015211 | Other | 0.00094081
Ceiling Fixture | Compact Fluorescent |  | Twist | 1 | 22 | Other | 2015211 | Other | 0.00094081
Ceiling Fixture | Linear Fluorescent | 96 | T-12 | 2 | 60 | Garage | 2015212 | Garage | 0.00094081
Garage door opener | Incandescent |  | Standard A Lamp | 1 | 60 | Garage | 2015212 | Garage | 0.00094081
Table | Incandescent |  | Standard A Lamp | 1 | 60 | Garage | 2015212 | Garage | 0.00094081
Ceiling Fixture | Linear Fluorescent | 48 | T-12 | 2 | 40 | Garage | 2015212 | Garage | 0.00094081
Ceiling Fixture | Incandescent |  | Standard A Lamp | 1 | 100 | Hall | 2015213 | Hall | 0.00094081
Ceiling Fixture | Linear Fluorescent | 48 | T-12 | 2 | 40 | Kitchen | 2015214 | Kitchen | 0.00094081
Ceiling Fixture | Incandescent |  | Standard A Lamp | 1 | 60 | Kitchen | 2015214 | Kitchen | 0.00094081
Chandelier (Hanging) | Incandescent |  | Standard A Lamp | 4 | 60 | Kitchen | 2015214 | Kitchen | 0.00094081
Ceiling Fixture | Compact Fluorescent |  | Pin base | 1 | 22 | Laundry Room | 2015215 | Laundry Room | 0.00094081
Ceiling Fixture | Incandescent |  | Standard A Lamp | 1 | 100 | Living Room | 2015216 | Living Room | 0.00094081
Ceiling Fixture | Incandescent |  | Standard A Lamp | 3 | 60 | Living Room | 2015216 | Living Room | 0.00094081
Wall Mount | Incandescent |  | Globe | 3 | 40 | Bathroom | 2015217 | Bathroom | 0.00094081
Ceiling Fixture | Incandescent |  | Standard A Lamp | 1 | 100 | Master Bedroom | 2015218 | Master Bedroom | 0.00094081
Table | Incandescent |  | Decorative | 1 | 60 | Master Bedroom | 2015218 | Master Bedroom | 0.00094081
Ceiling Fixture | Incandescent |  | Standard A Lamp | 1 | 60 | Laundry Room | 201541 | Laundry Room | 0.00094081
Wall Mount | Incandescent |  | Standard A Lamp | 1 | 60 | Bathroom | 201542 | Bathroom | 0.00094081
Chandelier (Hanging) | Incandescent |  | Mini base | 5 | 40 | Dining Room | 201543 | Dining Room | 0.00094081
Chandelier (Hanging) | Incandescent |  | Mini base | 5 | 40 | Hall | 201544 | Hall | 0.00094081
Recessed Can | Incandescent |  | Reflector | 1 | 65 | Family Room | 201545 | Family Room | 0.00094081
Ceiling Fan | Incandescent |  | Standard A Lamp | 4 | 60 | Living Room | 201546 | Living Room | 0.00094081
Ceiling Fixture | Linear Fluorescent | 48 | T-12 | 4 | 40 | Garage | 201547 | Garage | 0.00094081
Garage door opener | Incandescent |  | Standard A Lamp | 2 | 40 | Garage | 201547 | Garage | 0.00094081
Recessed Can | Incandescent |  | Reflector | 1 | 65 | Kitchen | 201548 | Kitchen | 0.00094081
Ceiling Fan | Incandescent |  | Standard A Lamp | 2 | 60 | Master Bedroom | 201549 | Master Bedroom | 0.00094081
Wall Mount | Incandescent |  | Standard A Lamp | 4 | 60 | Bathroom | 2015410 | Bathroom | 0.00094081
Ceiling Fixture | Incandescent |  | Standard A Lamp | 2 | 60 | Closet | 2015411 | Closet | 0.00094081
Recessed Can | Incandescent |  | Standard A Lamp | 1 | 60 | Bathroom | 2015412 | Bathroom | 0.00094081
Ceiling Fixture | Incandescent |  | Standard A Lamp | 3 | 60 | Bedroom | 2015413 | Bedroom | 0.00094081
Ceiling Fixture | Incandescent |  | Standard A Lamp | 2 | 60 | Bedroom | 2015414 | Bedroom | 0.00094081
Table | Incandescent |  | Mini base | 1 | 5 | Bedroom | 2015414 | Bedroom | 0.00094081
Ceiling Fixture | Incandescent |  | Standard A Lamp | 2 | 60 | Bedroom | 2015415 | Bedroom | 0.00094081
Ceiling Fixture | Compact Fluorescent |  | Twist | 2 | 22 | Hall | 2015416 | Hall | 0.00094081
Ceiling Fixture | Incandescent |  | Standard A Lamp | 2 | 60 | Hall | 2015417 | Hall | 0.00094081
Wall Mount | Incandescent |  | Standard A Lamp | 3 | 40 | Bathroom | 2015418 | Bathroom | 0.00094081
Ceiling Fixture | Incandescent |  | Standard A Lamp | 3 | 100 | Bedroom | 201551 | Bedroom | 0.00040077
Floor lamp | Incandescent |  | Standard A Lamp | 1 | 100 | Bedroom | 201551 | Bedroom | 0.00040077
Ceiling Fixture | Incandescent |  | Standard A Lamp | 3 | 60 | Bedroom | 201552 | Bedroom | 0.00040077
Table | Incandescent |  | Standard A Lamp | 1 | 75 | Bedroom | 201552 | Bedroom | 0.00040077
Torchiere | Incandescent |  | Standard A Lamp | 2 | 60 | Bedroom | 201552 | Bedroom | 0.00040077
Wall Mount | Incandescent |  | Standard A Lamp | 4 | 60 | Bathroom | 201553 | Bathroom | 0.00040077
Ceiling Fan | Incandescent |  | Reflector | 2 | 125 | Bathroom | 201553 | Bathroom | 0.00040077
Wall Mount | Incandescent |  | Standard A Lamp | 4 | 75 | Bathroom | 201554 | Bathroom | 0.00040077
Ceiling Fan | Incandescent |  | Reflector | 2 | 125 | Bathroom | 201554 | Bathroom | 0.00040077
Recessed Can | Incandescent |  | Reflector | 1 | 125 | Dining Room | 201555 | Dining Room | 0.00040077
Recessed Can | Incandescent |  | Reflector | 1 | 65 | Family Room | 201556 | Family Room | 0.00040077
Track | Incandescent |  | Reflector | 4 | 65 | Family Room | 201556 | Family Room | 0.00040077
Torchiere | Incandescent |  | Standard A Lamp | 1 | 75 | Family Room | 201556 | Family Room | 0.00040077
Ceiling Fixture | Compact Fluorescent |  | Pin base | 2 | 15 | Hall | 201557 | Hall | 0.00040077
Ceiling Fixture | Compact Fluorescent |  | Twist | 2 | 15 | Hall | 201558 | Hall | 0.00040077
Recessed Can | Compact Fluorescent |  | Reflector | 1 | 22 | Kitchen | 201559 | Kitchen | 0.00040077
Ceiling Fixture | Linear Fluorescent | 44 | T-12 | 2 | 20 | Kitchen | 201559 | Kitchen | 0.00040077
Other | Incandescent |  | Clear | 1 | 25 | Kitchen | 201559 | Kitchen | 0.00040077
Ceiling Fixture | Incandescent |  | Standard A Lamp | 1 | 100 | Laundry Room | 2015510 | Laundry Room | 0.00040077
Recessed Can | Incandescent |  | Reflector | 1 | 65 | Laundry Room | 2015510 | Laundry Room | 0.00040077
Table | Incandescent |  | Standard A Lamp | 1 | 40 | Living Room | 2015511 | Living Room | 0.00040077
Torchiere | Incandescent |  | Standard A Lamp | 1 | 75 | Living Room | 2015511 | Living Room | 0.00040077
Ceiling Fixture | Incandescent |  | Standard A Lamp | 3 | 60 | Master Bedroom | 2015512 | Master Bedroom | 0.00040077
Table | Incandescent |  | Standard A Lamp | 1 | 40 | Master Bedroom | 2015512 | Master Bedroom | 0.00040077
Other | Linear Fluorescent | 23 | T-12 | 1 | 16 | Master Bedroom | 2015512 | Master Bedroom | 0.00040077
Table | Incandescent |  | Mini base | 1 | 25 | Master Bedroom | 2015512 | Master Bedroom | 0.00040077
Ceiling Fixture | Linear Fluorescent | 96 | T-12 | 2 | 100 | Garage | 2015513 | Garage | 0.00040077
Ceiling Fixture | Linear Fluorescent | 96 | T-12 | 2 | 100 | Other | 2015514 | Other | 0.00040077
Ceiling Fixture | Incandescent |  | Heat Lamp | 2 | 125 | Bathroom | 201561 | Bathroom | 0.00040077
Wall Mount | Incandescent |  | Globe | 4 | 60 | Bathroom | 201561 | Bathroom | 0.00040077
Wall Mount | Incandescent |  | Globe | 4 | 60 | Bathroom | 201562 | Bathroom | 0.00040077
Chandelier (Hanging) | Incandescent |  | Standard A Lamp | 1 | 75 | Bedroom | 201563 | Bedroom | 0.00040077
Table | Incandescent |  | Standard A Lamp | 1 | 65 | Bedroom | 201563 | Bedroom | 0.00040077
Ceiling Fixture | Incandescent |  | Standard A Lamp | 2 | 65 | Dining Room | 201564 | Dining Room | 0.00040077
Ceiling Fixture | Incandescent |  | Standard A Lamp | 1 | 65 | Hall | 201565 | Hall | 0.00040077
Chandelier (Hanging) | Compact Fluorescent |  | Twist | 1 | 22 | Family Room | 201566 | Family Room | 0.00040077
Table | Incandescent |  | Standard A Lamp | 1 | 75 | Family Room | 201566 | Family Room | 0.00040077
Ceiling Fixture | Incandescent |  | Decorative | 1 | 65 | Bedroom | 201567 | Bedroom | 0.00040077
Ceiling Fixture | Incandescent |  | Standard A Lamp | 2 | 75 | Hall | 201568 | Hall | 0.00040077
Ceiling Fixture | Incandescent |  | Standard A Lamp | 2 | 65 | Kitchen | 201569 | Kitchen | 0.00040077
Ceiling Fixture | Incandescent |  | Standard A Lamp | 1 | 65 | Office | 2015610 | Office | 0.00040077
Ceiling Fixture | Incandescent |  | Standard A Lamp | 2 | 65 | Bedroom | 2015611 | Bedroom | 0.00040077
Ceiling Fixture | Incandescent |  | Standard A Lamp | 2 | 65 | Laundry Room | 2015612 | Laundry Room | 0.00040077
Table | Incandescent |  | Standard A Lamp | 1 | 60 | Other | 201631 | Other | 0.0005169
Wall Mount | Incandescent |  | Standard A Lamp | 3 | 60 | Closet | 201632 | Closet | 0.0005169
Wall Mount | Compact Fluorescent |  | A shape bulb | 1 | 15 | Bathroom | 201633 | Bathroom | 0.0005169
Ceiling Fixture | Incandescent |  | Standard A Lamp | 1 | 60 | Bathroom | 201633 | Bathroom | 0.0005169
Floor lamp | Incandescent |  | Standard A Lamp | 1 | 60 | Closet | 201634 | Closet | 0.0005169
Ceiling Fixture | Incandescent |  | Standard A Lamp | 5 | 60 | Dining Room | 201635 | Dining Room | 0.0005169
Table | Compact Fluorescent |  | Straight Tube | 1 | 27 | Dining Room | 201635 | Dining Room | 0.0005169
Table | Incandescent |  | Standard A Lamp | 1 | 60 | Dining Room | 201635 | Dining Room | 0.0005169
Ceiling Fixture | Incandescent |  | Standard A Lamp | 2 | 60 | Garage | 201636 | Garage | 0.0005169
Garage door opener | Incandescent |  | Standard A Lamp | 2 | 60 | Garage | 201637 | Garage | 0.0005169
Garage door opener | Incandescent |  | Standard A Lamp | 1 | 60 | Garage | 201637 | Garage | 0.0005169
Ceiling Fixture | Linear Fluorescent | 48 | T-12 | 2 | 40 | Kitchen | 201638 | Kitchen | 0.0005169
Ceiling Fixture | Incandescent |  | Standard A Lamp | 1 | 60 | Laundry Room | 201639 | Laundry Room | 0.0005169
Floor lamp | Incandescent |  | 3-Way Incandescent | 1 | 300 | Living Room | 2016310 | Living Room | 0.0005169
Wall Mount | Incandescent |  | 3-Way Incandescent | 1 | 250 | Living Room | 2016310 | Living Room | 0.0005169
Wall Mount | Incandescent |  | 3-Way Incandescent | 1 | 150 | Living Room | 2016310 | Living Room | 0.0005169
Table | Incandescent |  | 3-Way Incandescent | 1 | 150 | Living Room | 2016310 | Living Room | 0.0005169
Floor lamp | Compact Fluorescent |  | Straight Tube | 1 | 27 | Living Room | 2016310 | Living Room | 0.0005169
Wall Mount | Incandescent |  | Standard A Lamp | 2 | 60 | Master Bedroom | 2016311 | Master Bedroom | 0.0005169
Table | Incandescent |  | Standard A Lamp | 1 | 60 | Master Bedroom | 2016311 | Master Bedroom | 0.0005169
Wall Mount | Incandescent |  | Standard A Lamp | 1 | 60 | Other | 2016312 | Other | 0.0005169
Wall Mount | Incandescent |  | Standard A Lamp | 1 | 100 | Office | 2016313 | Office | 0.0005169
Ceiling Fixture | Incandescent |  | Standard A Lamp | 1 | 60 | Office | 2016313 | Office | 0.0005169
Table | Incandescent |  | Standard A Lamp | 1 | 60 | Office | 2016313 | Office | 0.0005169
Ceiling Fixture | Linear Fluorescent | 48 | T-12 | 2 | 40 | Other | 2016314 | Other | 0.0005169
Ceiling Fixture | Incandescent |  | Reflector | 1 | 75 | Family Room | 201661 | Family Room | 0.0005169
Recessed Can | Incandescent |  | Reflector | 1 | 65 | Master Bedroom | 201662 | Master Bedroom | 0.0005169
Ceiling Fixture | Incandescent |  | Reflector | 3 | 75 | Closet | 201663 | Closet | 0.0005169
Wall Mount | Incandescent |  | Globe | 8 | 25 | Bathroom | 201664 | Bathroom | 0.0005169
Ceiling Fixture | Incandescent |  | Reflector | 2 | 150 | Bathroom | 201664 | Bathroom | 0.0005169
Ceiling Fixture | Linear Fluorescent | 48 | T-4 | 2 | 40 | Garage | 201665 | Garage | 0.0005169
Garage door opener | Incandescent |  | Standard A Lamp | 1 | 100 | Garage | 201665 | Garage | 0.0005169
Other | Halogen |  | MR | 2 | 150 | Garage | 201665 | Garage | 0.0005169
Ceiling Fixture | Incandescent |  | Standard A Lamp | 2 | 60 | Laundry Room | 201666 | Laundry Room | 0.0005169
Ceiling Fixture | Incandescent |  | Standard A Lamp | 2 | 60 | Bedroom | 201667 | Bedroom | 0.0005169
Table | Incandescent |  | Standard A Lamp | 1 | 100 | Bedroom | 201667 | Bedroom | 0.0005169
Recessed Can | Incandescent |  | Reflector | 1 | 65 | Dining Room | 201668 | Dining Room | 0.0005169
Recessed Can | Incandescent |  | Reflector | 1 | 75 | Kitchen | 201669 | Kitchen | 0.0005169
Table | Compact Fluorescent |  | Twist | 1 | 15 | Kitchen | 201669 | Kitchen | 0.0005169
Floor lamp | Halogen |  | Quartz Tube | 1 | 300 | Kitchen | 201669 | Kitchen | 0.0005169
Table | Incandescent |  | Standard A Lamp | 1 | 100 | Living Room | 2016610 | Living Room | 0.0005169
Recessed Can | Incandescent |  | Reflector | 1 | 75 | Living Room | 2016610 | Living Room | 0.0005169
Ceiling Fixture | Incandescent |  | Mini base | 4 | 25 | Hall | 2016611 | Hall | 0.0005169
Recessed Can | Incandescent |  | Reflector | 1 | 65 | Hall | 2016611 | Hall | 0.0005169
Ceiling Fixture | Incandescent |  | Standard A Lamp | 1 | 60 | Office | 2016612 | Office | 0.0005169
Floor lamp | Incandescent |  | Standard A Lamp | 1 | 60 | Office | 2016612 | Office | 0.0005169
Wall Mount | Incandescent |  | Globe | 6 | 25 | Bathroom | 2016613 | Bathroom | 0.0005169
Wall Mount | Incandescent |  | Standard A Lamp | 2 | 60 | Bathroom | 201681 | Bathroom | 0.00040077
Ceiling Fixture | Incandescent |  | Heat Lamp | 1 | 75 | Bathroom | 201681 | Bathroom | 0.00040077
Ceiling Fixture | Compact Fluorescent |  | Twist | 1 | 15 | Bathroom | 201682 | Bathroom | 0.00040077
Wall Mount | Compact Fluorescent |  | Twist | 1 | 15 | Bathroom | 201682 | Bathroom | 0.00040077
Chandelier (Hanging) | Compact Fluorescent |  | Twist | 4 | 15 | Dining Room | 201683 | Dining Room | 0.00040077
Table | Compact Fluorescent |  | Twist | 1 | 15 | Family Room | 201684 | Family Room | 0.00040077
Ceiling Fan | Incandescent |  | Decorative | 4 | 40 | Family Room | 201684 | Family Room | 0.00040077
Ceiling Fixture | Incandescent |  | Standard A Lamp | 2 | 60 | Family Room | 201684 | Family Room | 0.00040077
Ceiling Fixture | Compact Fluorescent |  | Twist | 1 | 22 | Garage | 201685 | Garage | 0.00040077
Garage door opener | Compact Fluorescent |  | Twist | 2 | 15 | Garage | 201685 | Garage | 0.00040077
Ceiling Fixture | Compact Fluorescent |  | Twist | 3 | 15 | Bedroom | 201686 | Bedroom | 0.00040077
Floor lamp | Incandescent |  | Decorative | 3 | 40 | Bedroom | 201686 | Bedroom | 0.00040077
Recessed Can | Incandescent |  | Reflector | 1 | 60 | Hall | 201687 | Hall | 0.00040077
Recessed Can | Incandescent |  | Reflector | 1 | 60 | Hall | 201688 | Hall | 0.00040077
Torchiere | Compact Fluorescent |  | Twist | 2 | 15 | Kitchen | 201689 | Kitchen | 0.00040077
Ceiling Fixture | Linear Fluorescent | 48 | T-12 | 2 | 40 | Kitchen | 201689 | Kitchen | 0.00040077
Recessed Can | Incandescent |  | Reflector | 1 | 60 | Kitchen | 201689 | Kitchen | 0.00040077
Ceiling Fixture | Linear Fluorescent | 48 | T-8 | 4 | 32 | Laundry Room | 2016810 | Laundry Room | 0.00040077
Recessed Can | Compact Fluorescent |  | Twist | 1 | 15 | Bathroom | 2016811 | Bathroom | 0.00040077
Wall Mount | Compact Fluorescent |  | A shape bulb | 3 | 15 | Bathroom | 2016811 | Bathroom | 0.00040077
Ceiling Fixture | Incandescent |  | Standard A Lamp | 2 | 60 | Master Bedroom | 2016812 | Master Bedroom | 0.00040077
Table | Incandescent |  | Decorative | 1 | 60 | Master Bedroom | 2016812 | Master Bedroom | 0.00040077
Recessed Can | Compact Fluorescent |  | Twist | 1 | 15 | Closet | 2016813 | Closet | 0.00040077
Ceiling Fixture | Compact Fluorescent |  | Twist | 3 | 15 | Office | 2016814 | Office | 0.00040077
Floor lamp | Compact Fluorescent |  | Twist | 1 | 15 | Office | 2016814 | Office | 0.00040077
Ceiling Fixture | Linear Fluorescent | 96 | T-12 | 2 | 110 | Other | 201801 | Other | 0.00040077
Wall Mount | Compact Fluorescent |  | Globe | 6 | 14 | Bathroom | 201802 | Bathroom | 0.00040077
Ceiling Fan | Compact Fluorescent |  | Twist | 1 | 15 | Bedroom | 201803 | Bedroom | 0.00040077
Table | Incandescent |  | Standard A Lamp | 1 | 60 | Bedroom | 201803 | Bedroom | 0.00040077
Ceiling Fan | Compact Fluorescent |  | Twist | 1 | 15 | Bedroom | 201804 | Bedroom | 0.00040077
Ceiling Fixture | Compact Fluorescent |  | Twist | 2 | 15 | Bedroom | 201805 | Bedroom | 0.00040077
Table | Incandescent |  | Standard A Lamp | 1 | 60 | Bedroom | 201805 | Bedroom | 0.00040077
Ceiling Fixture | Compact Fluorescent |  | Twist | 1 | 15 | Other | 201806 | Other | 0.00040077
Wall Mount | Compact Fluorescent |  | Globe | 8 | 14 | Bathroom | 201807 | Bathroom | 0.00040077
Ceiling Fixture | Compact Fluorescent |  | Twist | 1 | 15 | Bathroom | 201807 | Bathroom | 0.00040077
Wall Mount | Compact Fluorescent |  | Twist | 1 | 15 | Other | 201808 | Other | 0.00040077
Ceiling Fan | Compact Fluorescent |  | Twist | 4 | 22 | Other | 201808 | Other | 0.00040077
Table | Compact Fluorescent |  | Twist | 1 | 15 | Other | 201808 | Other | 0.00040077
Chandelier (Hanging) | Compact Fluorescent |  | Twist | 1 | 15 | Hall | 201809 | Hall | 0.00040077
Recessed Can | Compact Fluorescent |  | Reflector | 1 | 15 | Hall | 201809 | Hall | 0.00040077
Chandelier (Hanging) | Incandescent |  | Decorative | 3 | 40 | Kitchen | 2018010 | Kitchen | 0.00040077
Ceiling Fixture | Linear Fluorescent | 48 | T-12 | 4 | 40 | Kitchen | 2018010 | Kitchen | 0.00040077
Chandelier (Hanging) | Incandescent |  | Reflector | 1 | 60 | Kitchen | 2018010 | Kitchen | 0.00040077
Recessed - other | Halogen |  | PAR | 1 | 20 | Kitchen | 2018010 | Kitchen | 0.00040077
Ceiling Fixture | Compact Fluorescent |  | Twist | 2 | 15 | Laundry Room | 2018011 | Laundry Room | 0.00040077
Floor lamp | Compact Fluorescent |  | 3-Way CFL | 2 | 15 | Living Room | 2018012 | Living Room | 0.00040077
Track | Halogen |  | PAR | 2 | 20 | Living Room | 2018012 | Living Room | 0.00040077
Ceiling Fixture | Compact Fluorescent |  | Twist | 2 | 15 | Living Room | 2018012 | Living Room | 0.00040077
Table | Incandescent |  | Standard A Lamp | 1 | 60 | Living Room | 2018012 | Living Room | 0.00040077
Recessed Can | Compact Fluorescent |  | Reflector | 1 | 15 | Living Room | 2018012 | Living Room | 0.00040077
Wall Mount | Compact Fluorescent |  | 3-Way CFL | 3 | 11 | Bathroom | 2018013 | Bathroom | 0.00040077
Ceiling Fixture | Compact Fluorescent |  | Twist | 1 | 15 | Bathroom | 2018013 | Bathroom | 0.00040077
Recessed Can | Compact Fluorescent |  | Reflector | 1 | 15 | Master Bedroom | 2018014 | Master Bedroom | 0.00040077
Ceiling Fixture | Compact Fluorescent |  | Twist | 1 | 15 | Master Bedroom | 2018014 | Master Bedroom | 0.00040077
Ceiling Fixture | Compact Fluorescent |  | Twist | 1 | 15 | Master Bedroom | 2018014 | Master Bedroom | 0.00040077
Ceiling Fixture | Compact Fluorescent |  | Twist | 1 | 15 | Office | 2018015 | Office | 0.00040077
Recessed Can | Compact Fluorescent |  | Twist | 1 | 15 | Office | 2018015 | Office | 0.00040077
Ceiling Fixture | Incandescent |  | Reflector | 1 | 40 | Office | 2018015 | Office | 0.00040077
Ceiling Fixture | Compact Fluorescent |  | Circline (Screw Base) | 1 | 28 | Closet | 2018016 | Closet | 0.00040077
Ceiling Fixture | Linear Fluorescent | 48 | T-12 | 1 | 40 | Other | 2018017 | Other | 0.00040077
Ceiling Fixture | Linear Fluorescent | 48 | T-12 | 2 | 40 | Other | 2018018 | Other | 0.00040077
Recessed Can | Incandescent |  | Reflector | 1 | 75 | Bathroom | 201821 | Bathroom | 0.002127
Ceiling Fan | Incandescent |  | Standard A Lamp | 1 | 60 | Bathroom | 201821 | Bathroom | 0.002127
Ceiling Fixture | Incandescent |  | Standard A Lamp | 1 | 60 | Bedroom | 201822 | Bedroom | 0.002127
Ceiling Fixture | Incandescent |  | Standard A Lamp | 1 | 60 | Hall | 201823 | Hall | 0.002127
Recessed Can | Incandescent |  | Reflector | 1 | 75 | Kitchen | 201824 | Kitchen | 0.002127
Ceiling Fixture | Linear Fluorescent | 44 | T-12 | 2 | 40 | Kitchen | 201824 | Kitchen | 0.002127
Ceiling Fixture | Linear Fluorescent | 44 | T-12 | 2 | 40 | Laundry Room | 201825 | Laundry Room | 0.002127
Table | Incandescent |  | Standard A Lamp | 1 | 125 | Living Room | 201826 | Living Room | 0.002127
Table | Incandescent |  | Standard A Lamp | 1 | 60 | Living Room | 201826 | Living Room | 0.002127
Table | Compact Fluorescent |  | Twist | 1 | 15 | Living Room | 201826 | Living Room | 0.002127
Ceiling Fixture | Incandescent |  | Standard A Lamp | 3 | 60 | Living Room | 201826 | Living Room | 0.002127
Recessed Can | Incandescent |  | Reflector | 1 | 75 | Bathroom | 201827 | Bathroom | 0.002127
Recessed Can | Incandescent |  | Standard A Lamp | 1 | 60 | Bathroom | 201827 | Bathroom | 0.002127
Ceiling Fan | Incandescent |  | Standard A Lamp | 1 | 60 | Bathroom | 201827 | Bathroom | 0.002127
Ceiling Fixture | Linear Fluorescent | 20 | Fluorescent Unknown | 2 | 20 | Bathroom | 201827 | Bathroom | 0.002127
Ceiling Fixture | Linear Fluorescent | 96 | T-12 | 2 | 100 | Garage | 201828 | Garage | 0.002127
Garage door opener | Incandescent |  | Standard A Lamp | 2 | 60 | Garage | 201828 | Garage | 0.002127
Ceiling Fan | Incandescent |  | Standard A Lamp | 1 | 60 | Bedroom | 201829 | Bedroom | 0.002127
Table | Compact Fluorescent |  | Twist | 1 | 15 | Bedroom | 201829 | Bedroom | 0.002127
Wall Mount | Incandescent |  | Clear | 2 | 75 | Other | 2018210 | Other | 0.002127
Ceiling Fixture | Incandescent |  | Standard A Lamp | 1 | 75 | Other | 201841 | Other | 0.00040077
Ceiling Fixture | Incandescent |  | Standard A Lamp | 1 | 75 | Bathroom | 201842 | Bathroom | 0.00040077
Ceiling Fixture | Incandescent |  | Standard A Lamp | 1 | 75 | Bedroom | 201843 | Bedroom | 0.00040077
Table | Incandescent |  | Standard A Lamp | 1 | 75 | Bedroom | 201843 | Bedroom | 0.00040077
Ceiling Fan | Compact Fluorescent |  | Twist | 4 | 15 | Dining Room | 201844 | Dining Room | 0.00040077
Ceiling Fixture | Incandescent |  | Standard A Lamp | 1 | 75 | Kitchen | 201845 | Kitchen | 0.00040077
Ceiling Fixture | Incandescent |  | Standard A Lamp | 2 | 60 | Master Bedroom | 201846 | Master Bedroom | 0.00040077
Ceiling Fixture | Incandescent |  | Decorative | 4 | 40 | Master Bedroom | 201846 | Master Bedroom | 0.00040077
Ceiling Fan | Compact Fluorescent |  | Twist | 1 | 22 | Living Room | 201847 | Living Room | 0.00040077
Floor lamp | Compact Fluorescent |  | Twist | 3 | 22 | Living Room | 201847 | Living Room | 0.00040077
Ceiling Fixture | Incandescent |  | Standard A Lamp | 1 | 60 | Laundry Room | 201848 | Laundry Room | 0.00040077
Ceiling Fixture | Compact Fluorescent |  | Twist | 1 | 15 | Kitchen | 201851 | Kitchen | 0.00047324
Recessed Can | Compact Fluorescent |  | Flood | 1 | 15 | Kitchen | 201851 | Kitchen | 0.00047324
Ceiling Fixture | Compact Fluorescent |  | Twist | 1 | 15 | Bathroom | 201852 | Bathroom | 0.00047324
Wall Mount | Incandescent |  | Mini base | 2 | 60 | Bathroom | 201852 | Bathroom | 0.00047324
Ceiling Fixture | Compact Fluorescent |  | Twist | 2 | 15 | Master Bedroom | 201853 | Master Bedroom | 0.00047324
Table | Compact Fluorescent |  | Twist | 2 | 15 | Master Bedroom | 201853 | Master Bedroom | 0.00047324
Table | Incandescent |  | Standard A Lamp | 2 | 60 | Master Bedroom | 201853 | Master Bedroom | 0.00047324
Ceiling Fixture | Incandescent |  | Standard A Lamp | 1 | 60 | Closet | 201854 | Closet | 0.00047324
Chandelier (Hanging) | Incandescent |  | Standard A Lamp | 3 | 60 | Dining Room | 201855 | Dining Room | 0.00047324
Table | Compact Fluorescent |  | Twist | 1 | 22 | Living Room | 201856 | Living Room | 0.00047324
Floor lamp | Compact Fluorescent |  | Twist | 1 | 28 | Living Room | 201856 | Living Room | 0.00047324
Ceiling Fixture | Compact Fluorescent |  | Twist | 2 | 15 | Hall | 201857 | Hall | 0.00047324
Chandelier (Hanging) | Incandescent |  | Clear | 3 | 60 | Hall | 201857 | Hall | 0.00047324
Ceiling Fixture | Compact Fluorescent |  | Twist | 2 | 15 | Bedroom | 201858 | Bedroom | 0.00047324
Wall Mount | Compact Fluorescent |  | Twist | 3 | 15 | Bathroom | 201859 | Bathroom | 0.00047324
Ceiling Fixture | Compact Fluorescent |  | Pin base | 2 | 15 | Bedroom | 2018510 | Bedroom | 0.00047324
Table | Compact Fluorescent |  | Twist | 1 | 15 | Bedroom | 2018510 | Bedroom | 0.00047324
Ceiling Fixture | Compact Fluorescent |  | Twist | 2 | 15 | Bedroom | 2018511 | Bedroom | 0.00047324
Table | Compact Fluorescent |  | Twist | 1 | 15 | Bedroom | 2018511 | Bedroom | 0.00047324
Floor lamp | Compact Fluorescent |  | Straight Tube | 1 | 15 | Bedroom | 2018511 | Bedroom | 0.00047324
Ceiling Fixture | Linear Fluorescent | 48 | T-12 | 2 | 40 | Garage | 2018512 | Garage | 0.00047324
Wall Mount | Compact Fluorescent |  | A shape bulb | 4 | 7 | Bathroom | 201881 | Bathroom | 0.00040077
Chandelier (Hanging) | Compact Fluorescent |  | Twist | 6 | 15 | Bathroom | 201882 | Bathroom | 0.00040077
Ceiling Fan | Incandescent |  | Standard A Lamp | 5 | 40 | Dining Room | 201883 | Dining Room | 0.00040077
Ceiling Fixture | Compact Fluorescent |  | Twist | 1 | 22 | Hall | 201884 | Hall | 0.00040077
Ceiling Fixture | Compact Fluorescent |  | Pin base | 1 | 28 | Garage | 201885 | Garage | 0.00040077
Ceiling Fixture | Incandescent |  | Standard A Lamp | 2 | 40 | Bedroom | 201886 | Bedroom | 0.00040077
Table | Incandescent |  | Standard A Lamp | 1 | 60 | Bedroom | 201886 | Bedroom | 0.00040077
Table | Compact Fluorescent |  | Twist | 1 | 22 | Bedroom | 201887 | Bedroom | 0.00040077
Ceiling Fixture | Compact Fluorescent |  | Twist | 1 | 22 | Bedroom | 201887 | Bedroom | 0.00040077
Ceiling Fixture | Compact Fluorescent |  | Twist | 1 | 22 | Hall | 201888 | Hall | 0.00040077
Ceiling Fixture | Incandescent |  | Standard A Lamp | 2 | 40 | Kitchen | 201889 | Kitchen | 0.00040077
High bay | Compact Fluorescent |  | Twist | 1 | 15 | Kitchen | 201889 | Kitchen | 0.00040077
High bay | Compact Fluorescent |  | Twist | 1 | 22 | Kitchen | 201889 | Kitchen | 0.00040077
Table | Compact Fluorescent |  | A shape bulb | 1 | 15 | Living Room | 2018810 | Living Room | 0.00040077
Ceiling Fixture | Incandescent |  | Standard A Lamp | 2 | 40 | Master Bedroom | 2018811 | Master Bedroom | 0.00040077
Track | Incandescent |  | Standard A Lamp | 1 | 40 | Master Bedroom | 2018811 | Master Bedroom | 0.00040077
Ceiling Fixture | Incandescent |  | Standard A Lamp | 1 | 60 | Laundry Room | 2018812 | Laundry Room | 0.00040077
Wall Mount | Incandescent |  | Globe | 4 | 40 | Bathroom | 202001 | Bathroom | 0.0004784
Ceiling Fixture | Incandescent |  | Heat Lamp | 1 | 150 | Bathroom | 202001 | Bathroom | 0.0004784
Wall Mount | Compact Fluorescent |  | Twist | 3 | 15 | Bathroom | 202002 | Bathroom | 0.0004784
Ceiling Fixture | Incandescent |  | Heat Lamp | 1 | 150 | Bathroom | 202002 | Bathroom | 0.0004784
Ceiling Fixture | Incandescent |  | Standard A Lamp | 1 | 60 | Bedroom | 202003 | Bedroom | 0.0004784
Ceiling Fixture | Compact Fluorescent |  | Twist | 2 | 15 | Closet | 202004 | Closet | 0.0004784
Ceiling Fixture | Compact Fluorescent |  | A shape bulb | 1 | 15 | Garage | 202005 | Garage | 0.0004784
Recessed Can | Compact Fluorescent |  | Twist | 1 | 15 | Hall | 202006 | Hall | 0.0004784
Recessed Can | Compact Fluorescent |  | Reflector | 1 | 22 | Kitchen | 202007 | Kitchen | 0.0004784
Chandelier (Hanging) | Incandescent |  | Globe | 1 | 60 | Kitchen | 202007 | Kitchen | 0.0004784
Torchiere | Compact Fluorescent |  | A shape bulb | 1 | 15 | Living Room | 202008 | Living Room | 0.0004784
Ceiling Fixture | Incandescent |  | Reflector | 1 | 75 | Living Room | 202008 | Living Room | 0.0004784
Ceiling Fan | Compact Fluorescent |  | A shape bulb | 3 | 7 | Office | 202009 | Office | 0.0004784
Ceiling Fixture | Compact Fluorescent |  | Twist | 2 | 15 | Office | 2020010 | Office | 0.0004784
Ceiling Fan | Incandescent |  | Standard A Lamp | 1 | 60 | Master Bedroom | 2020011 | Master Bedroom | 0.0004784
Ceiling Fan | Incandescent |  | Standard A Lamp | 1 | 60 | Bedroom | 202061 | Bedroom | 0.00040077
Ceiling Fan | Incandescent |  | Standard A Lamp | 1 | 60 | Bedroom | 202062 | Bedroom | 0.00040077
Track | Incandescent |  | Clear | 1 | 60 | Bedroom | 202062 | Bedroom | 0.00040077
Ceiling Fan | Incandescent |  | Standard A Lamp | 1 | 40 | Bedroom | 202063 | Bedroom | 0.00040077
Table | Incandescent |  | Standard A Lamp | 1 | 60 | Bedroom | 202063 | Bedroom | 0.00040077
Ceiling Fixture | Halogen |  | MR | 3 | 75 | Bathroom | 202064 | Bathroom | 0.00040077
Ceiling Fixture | Incandescent |  | Standard A Lamp | 1 | 60 | Bathroom | 202065 | Bathroom | 0.00040077
Ceiling Fixture | Incandescent |  | Standard A Lamp | 1 | 75 | Closet | 202066 | Closet | 0.00040077
Ceiling Fan | Incandescent |  | Standard A Lamp | 1 | 60 | Family Room | 202067 | Family Room | 0.00040077
Ceiling Fixture | Incandescent |  | Standard A Lamp | 1 | 60 | Hall | 202068 | Hall | 0.00040077
Ceiling Fixture | Incandescent |  | Standard A Lamp | 1 | 60 | Hall | 202069 | Hall | 0.00040077
Ceiling Fixture | Incandescent |  | Standard A Lamp | 1 | 60 | Kitchen | 2020610 | Kitchen | 0.00040077
Ceiling Fixture | Compact Fluorescent |  | Twist | 2 | 15 | Kitchen | 2020610 | Kitchen | 0.00040077
Ceiling Fan | Incandescent |  | Standard A Lamp | 1 | 60 | Kitchen | 2020610 | Kitchen | 0.00040077
Ceiling Fixture | Incandescent |  | Standard A Lamp | 2 | 60 | Living Room | 2020611 | Living Room | 0.00040077
Floor lamp | Incandescent |  | Mini base | 3 | 60 | Living Room | 2020611 | Living Room | 0.00040077
Ceiling Fan | Incandescent |  | Standard A Lamp | 1 | 60 | Master Bedroom | 2020612 | Master Bedroom | 0.00040077
Table | Incandescent |  | Standard A Lamp | 1 | 60 | Master Bedroom | 2020612 | Master Bedroom | 0.00040077
Ceiling Fixture | Incandescent |  | Standard A Lamp | 3 | 100 | Bedroom | 202151 | Bedroom | 0.00040077
Table | Incandescent |  | Standard A Lamp | 1 | 75 | Bedroom | 202151 | Bedroom | 0.00040077
Ceiling Fixture | Incandescent |  | Standard A Lamp | 3 | 75 | Bedroom | 202152 | Bedroom | 0.00040077
Table | Incandescent |  | Mini base | 3 | 40 | Bedroom | 202152 | Bedroom | 0.00040077
Chandelier (Hanging) | Incandescent |  | Decorative | 6 | 40 | Dining Room | 202153 | Dining Room | 0.00040077
Ceiling Fixture | Linear Fluorescent | 12 | T-8 | 1 | 15 | Dining Room | 202153 | Dining Room | 0.00040077
Ceiling Fixture | Incandescent |  | Standard A Lamp | 1 | 150 | Bathroom | 202154 | Bathroom | 0.00040077
Chandelier (Hanging) | Incandescent |  | Standard A Lamp | 2 | 75 | Bathroom | 202154 | Bathroom | 0.00040077
Ceiling Fixture | Incandescent |  | Standard A Lamp | 4 | 60 | Family Room | 202155 | Family Room | 0.00040077
Ceiling Fixture | Incandescent |  | Standard A Lamp | 1 | 100 | Hall | 202156 | Hall | 0.00040077
Ceiling Fixture | Incandescent |  | Standard A Lamp | 2 | 40 | Hall | 202157 | Hall | 0.00040077
Table | Incandescent |  | Standard A Lamp | 2 | 40 | Hall | 202157 | Hall | 0.00040077
Wall Mount | Incandescent |  | Mini base | 1 | 40 | Hall | 202157 | Hall | 0.00040077
Ceiling Fixture | Linear Fluorescent | 12 | T-8 | 1 | 20 | Hall | 202157 | Hall | 0.00040077
Ceiling Fixture | Incandescent |  | Standard A Lamp | 1 | 100 | Other | 202158 | Other | 0.00040077
Ceiling Fixture | Linear Fluorescent | 48 | T-12 | 2 | 40 | Kitchen | 202159 | Kitchen | 0.00040077
Recessed Can | Incandescent |  | Reflector | 1 | 75 | Kitchen | 202159 | Kitchen | 0.00040077
Ceiling Fixture | Incandescent |  | Standard A Lamp | 1 | 100 | Laundry Room | 2021510 | Laundry Room | 0.00040077
Ceiling Fixture | Incandescent |  | Standard A Lamp | 5 | 100 | Bathroom | 2021511 | Bathroom | 0.00040077
Ceiling Fixture | Incandescent |  | Standard A Lamp | 3 | 60 | Master Bedroom | 2021512 | Master Bedroom | 0.00040077
Table | Incandescent |  | Standard A Lamp | 1 | 75 | Master Bedroom | 2021512 | Master Bedroom | 0.00040077
Table | Compact Fluorescent |  | Twist | 1 | 13 | Master Bedroom | 2021512 | Master Bedroom | 0.00040077
Ceiling Fixture | Incandescent |  | Standard A Lamp | 2 | 60 | Office | 2021513 | Office | 0.00040077
Ceiling Fixture | Halogen |  | PAR | 2 | 75 | Office | 2021513 | Office | 0.00040077
Ceiling Fixture | Linear Fluorescent | 12 | T-8 | 1 | 20 | Office | 2021513 | Office | 0.00040077
Table | Incandescent |  | Standard A Lamp | 1 | 100 | Living Room | 2021514 | Living Room | 0.00040077
Chandelier (Hanging) | Incandescent |  | Globe | 1 | 60 | Living Room | 2021514 | Living Room | 0.00040077
Table | Compact Fluorescent |  | Twist | 1 | 22 | Living Room | 2021514 | Living Room | 0.00040077
Chandelier (Hanging) | Halogen |  | Quartz Tube | 3 | 50 | Living Room | 2021514 | Living Room | 0.00040077
Wall Mount | Incandescent |  | Globe | 4 | 40 | Bathroom | 2021515 | Bathroom | 0.00040077
Wall Mount | Compact Fluorescent |  | Globe | 7 | 14 | Bathroom | 202301 | Bathroom | 0.00028447
Chandelier (Hanging) | Incandescent |  | Clear | 1 | 75 | Bathroom | 202301 | Bathroom | 0.00028447
Chandelier (Hanging) | Compact Fluorescent |  | Twist | 3 | 13 | Bedroom | 202302 | Bedroom | 0.00028447
Table | Incandescent |  | Standard A Lamp | 1 | 100 | Bedroom | 202302 | Bedroom | 0.00028447
Ceiling Fixture | Linear Fluorescent | 48 | T-12 | 4 | 40 | Bedroom | 202303 | Bedroom | 0.00028447
Ceiling Fixture | Incandescent |  | Standard A Lamp | 1 | 75 | Closet | 202304 | Closet | 0.00028447
Chandelier (Hanging) | Compact Fluorescent |  | Twist | 3 | 13 | Dining Room | 202305 | Dining Room | 0.00028447
Ceiling Fixture | Compact Fluorescent |  | Twist | 1 | 18 | Hall | 202306 | Hall | 0.00028447
Chandelier (Hanging) | Compact Fluorescent |  | Twist | 1 | 23 | Hall | 202307 | Hall | 0.00028447
Chandelier (Hanging) | Incandescent |  | Standard A Lamp | 1 | 100 | Hall | 202307 | Hall | 0.00028447
Ceiling Fixture | Linear Fluorescent | 48 | T-12 | 4 | 40 | Kitchen | 202308 | Kitchen | 0.00028447
Ceiling Fixture | Compact Fluorescent |  | Twist | 1 | 23 | Kitchen | 202308 | Kitchen | 0.00028447
Chandelier (Hanging) | Incandescent |  | Standard A Lamp | 1 | 100 | Laundry Room | 202309 | Laundry Room | 0.00028447
Chandelier (Hanging) | Compact Fluorescent |  | Twist | 5 | 13 | Living Room | 2023010 | Living Room | 0.00028447
Chandelier (Hanging) | Compact Fluorescent |  | Twist | 2 | 13 | Living Room | 2023010 | Living Room | 0.00028447
Chandelier (Hanging) | Compact Fluorescent |  | Twist | 1 | 23 | Bathroom | 2023011 | Bathroom | 0.00028447
Chandelier (Hanging) | Incandescent |  | 3-Way Incandescent | 1 | 200 | Master Bedroom | 2023012 | Master Bedroom | 0.00028447
Table | Compact Fluorescent |  | Twist | 1 | 23 | Master Bedroom | 2023012 | Master Bedroom | 0.00028447
Ceiling Fixture | Incandescent |  | Standard A Lamp | 1 | 60 | Closet | 2023013 | Closet | 0.00028447
Chandelier (Hanging) | Incandescent |  | Standard A Lamp | 2 | 100 | Office | 2023014 | Office | 0.00028447
Ceiling Fixture | Incandescent |  | Standard A Lamp | 1 | 60 | Office | 2023014 | Office | 0.00028447
Ceiling Fixture | Compact Fluorescent |  | Straight Tube | 1 | 18 | Closet | 2023015 | Closet | 0.00028447
Ceiling Fixture | Linear Fluorescent | 48 | T-12 | 2 | 40 | Other | 2023016 | Other | 0.00028447
Ceiling Fixture | Compact Fluorescent |  | Circline (Screw Base) | 1 | 22 | Other | 2023016 | Other | 0.00028447
Wall Mount | Incandescent |  | Standard A Lamp | 1 | 60 | Hall | 2023017 | Hall | 0.00028447
Ceiling Fixture | Compact Fluorescent |  | Circline (Screw Base) | 1 | 22 | Other | 2023018 | Other | 0.00028447
Table | Incandescent |  | Standard A Lamp | 2 | 25 | Living Room | 202441 | Living Room | 0.0005169
Floor lamp | Halogen |  | MR | 1 | 150 | Living Room | 202441 | Living Room | 0.0005169
Ceiling Fixture | Linear Fluorescent | 48 | T-12 | 2 | 40 | Garage | 202442 | Garage | 0.0005169
Ceiling Fixture | Incandescent |  | Standard A Lamp | 1 | 60 | Hall | 202443 | Hall | 0.0005169
Wall Mount | Incandescent |  | Standard A Lamp | 1 | 25 | Closet | 202444 | Closet | 0.0005169
Ceiling Fixture | Incandescent |  | Standard A Lamp | 1 | 75 | Bathroom | 202445 | Bathroom | 0.0005169
Wall Mount | Incandescent |  | Standard A Lamp | 2 | 75 | Bathroom | 202445 | Bathroom | 0.0005169
Ceiling Fixture | Incandescent |  | Standard A Lamp | 2 | 100 | Bedroom | 202446 | Bedroom | 0.0005169
Ceiling Fixture | Incandescent |  | Standard A Lamp | 2 | 100 | Bedroom | 202447 | Bedroom | 0.0005169
Chandelier (Hanging) | Incandescent |  | Standard A Lamp | 6 | 40 | Dining Room | 202448 | Dining Room | 0.0005169
Table | Incandescent |  | Mini base | 1 | 60 | Dining Room | 202448 | Dining Room | 0.0005169
Ceiling Fixture | Compact Fluorescent |  | Twist | 2 | 15 | Kitchen | 202449 | Kitchen | 0.0005169
Ceiling Fixture | Incandescent |  | Clear | 3 | 40 | Hall | 2024410 | Hall | 0.0005169
Table | Incandescent |  | Standard A Lamp | 1 | 40 | Hall | 2024410 | Hall | 0.0005169
Ceiling Fixture | Incandescent |  | Standard A Lamp | 2 | 60 | Bedroom | 2024411 | Bedroom | 0.0005169
Ceiling Fixture | Incandescent |  | Standard A Lamp | 3 | 75 | Master Bedroom | 2024412 | Master Bedroom | 0.0005169
Table | Incandescent |  | Mini base | 1 | 60 | Master Bedroom | 2024412 | Master Bedroom | 0.0005169
Wall Mount | Incandescent |  | Standard A Lamp | 2 | 100 | Bathroom | 2024413 | Bathroom | 0.0005169
Ceiling Fixture | Incandescent |  | Heat Lamp | 2 | 150 | Bathroom | 2024413 | Bathroom | 0.0005169
Ceiling Fan | Incandescent |  | Standard A Lamp | 2 | 60 | Hall | 2024414 | Hall | 0.0005169
Ceiling Fixture | Incandescent |  | Standard A Lamp | 2 | 75 | Family Room | 2024415 | Family Room | 0.0005169
Ceiling Fixture | Compact Fluorescent |  | Twist | 1 | 15 | Bathroom | 202451 | Bathroom | 0.0005169
Table | Compact Fluorescent |  | A shape bulb | 1 | 14 | Kitchen | 202452 | Kitchen | 0.0005169
Wall Mount | Compact Fluorescent |  | Twist | 1 | 15 | Kitchen | 202452 | Kitchen | 0.0005169
Ceiling Fixture | Compact Fluorescent |  | Twist | 2 | 22 | Kitchen | 202452 | Kitchen | 0.0005169
Ceiling Fixture | Incandescent |  | Standard A Lamp | 1 | 60 | Other | 202501 | Other | 0.0030496
Ceiling Fixture | Incandescent |  | Standard A Lamp | 2 | 60 | Bathroom | 202502 | Bathroom | 0.0030496
Wall Mount | Compact Fluorescent |  | Twist | 1 | 15 | Bathroom | 202503 | Bathroom | 0.0030496
Ceiling Fixture | Incandescent |  | Standard A Lamp | 3 | 60 | Bedroom | 202504 | Bedroom | 0.0030496
Ceiling Fixture | Incandescent |  | Standard A Lamp | 2 | 60 | Bedroom | 202505 | Bedroom | 0.0030496
Floor lamp | Incandescent |  | Standard A Lamp | 1 | 60 | Bedroom | 202505 | Bedroom | 0.0030496
Ceiling Fixture | Incandescent |  | Standard A Lamp | 1 | 60 | Bedroom | 202506 | Bedroom | 0.0030496
Table | Incandescent |  | Standard A Lamp | 1 | 60 | Bedroom | 202506 | Bedroom | 0.0030496
Ceiling Fixture | Incandescent |  | Standard A Lamp | 1 | 60 | Bedroom | 202507 | Bedroom | 0.0030496
Recessed Can | Incandescent |  | Reflector | 1 | 65 | Bedroom | 202508 | Bedroom | 0.0030496
Table | Incandescent |  | Standard A Lamp | 1 | 60 | Bedroom | 202508 | Bedroom | 0.0030496
Ceiling Fixture | Linear Fluorescent | 16 | T-12 | 3 | 75 | Garage | 202509 | Garage | 0.0030496
Ceiling Fixture | Linear Fluorescent | 48 | T-12 | 2 | 40 | Garage | 202509 | Garage | 0.0030496
Garage door opener | Incandescent |  | Standard A Lamp | 1 | 60 | Garage | 202509 | Garage | 0.0030496
Ceiling Fixture | Compact Fluorescent |  | Twist | 2 | 15 | Garage | 202509 | Garage | 0.0030496
Chandelier (Hanging) | Incandescent |  | Decorative | 3 | 40 | Hall | 2025010 | Hall | 0.0030496
Ceiling Fixture | Incandescent |  | Standard A Lamp | 1 | 60 | Hall | 2025010 | Hall | 0.0030496
Ceiling Fixture | Linear Fluorescent | 48 | T-12 | 4 | 40 | Kitchen | 2025011 | Kitchen | 0.0030496
Recessed Can | Incandescent |  | Reflector | 1 | 65 | Kitchen | 2025011 | Kitchen | 0.0030496
Ceiling Fixture | Compact Fluorescent |  | Twist | 2 | 15 | Laundry Room | 2025012 | Laundry Room | 0.0030496
Ceiling Fixture | Linear Fluorescent | 48 | T-12 | 2 | 40 | Laundry Room | 2025012 | Laundry Room | 0.0030496
Table | Compact Fluorescent |  | Twist | 1 | 15 | Living Room | 2025013 | Living Room | 0.0030496
Chandelier (Hanging) | Incandescent |  | Standard A Lamp | 3 | 60 | Living Room | 2025013 | Living Room | 0.0030496
Ceiling Fixture | Compact Fluorescent |  | Twist | 1 | 15 | Other | 202641 | Other | 0.00029634
Ceiling Fixture | Incandescent |  | Standard A Lamp | 2 | 60 | Other | 202641 | Other | 0.00029634
Recessed Can | Compact Fluorescent |  | Flood | 1 | 22 | Kitchen | 202642 | Kitchen | 0.00029634
Recessed Can | Compact Fluorescent |  | Flood | 1 | 22 | Living Room | 202643 | Living Room | 0.00029634
Floor lamp | Incandescent |  | 3-Way Incandescent | 1 | 100 | Living Room | 202643 | Living Room | 0.00029634
Wall Mount | Compact Fluorescent |  | Twist | 1 | 15 | Hall | 202644 | Hall | 0.00029634
Ceiling Fixture | Compact Fluorescent |  | Twist | 1 | 15 | Hall | 202644 | Hall | 0.00029634
Ceiling Fixture | Compact Fluorescent |  | Twist | 3 | 22 | Bedroom | 202645 | Bedroom | 0.00029634
Wall Mount | Halogen |  | MR | 3 | 50 | Bathroom | 202646 | Bathroom | 0.00029634
Ceiling Fixture | Compact Fluorescent |  | Twist | 1 | 15 | Bathroom | 202646 | Bathroom | 0.00029634
Ceiling Fixture | Compact Fluorescent |  | Twist | 3 | 22 | Bedroom | 202647 | Bedroom | 0.00029634
Wall Mount | Compact Fluorescent |  | Flood | 4 | 15 | Bathroom | 202648 | Bathroom | 0.00029634
Ceiling Fixture | Compact Fluorescent |  | Twist | 1 | 15 | Bathroom | 202648 | Bathroom | 0.00029634
Ceiling Fixture | Compact Fluorescent |  | Twist | 1 | 15 | Closet | 202649 | Closet | 0.00029634
Ceiling Fixture | Compact Fluorescent |  | Twist | 1 | 15 | Master Bedroom | 2026410 | Master Bedroom | 0.00029634
Ceiling Fan | Compact Fluorescent |  | Twist | 1 | 15 | Master Bedroom | 2026411 | Master Bedroom | 0.00029634
Table | Incandescent |  | 3-Way Incandescent | 1 | 65 | Master Bedroom | 2026411 | Master Bedroom | 0.00029634
Table | Incandescent |  | Standard A Lamp | 1 | 100 | Master Bedroom | 2026411 | Master Bedroom | 0.00029634
Ceiling Fixture | Compact Fluorescent |  | Twist | 2 | 22 | Family Room | 2026412 | Family Room | 0.00029634
Ceiling Fixture | Compact Fluorescent |  | Twist | 3 | 22 | Laundry Room | 2026413 | Laundry Room | 0.00029634
Ceiling Fixture | Compact Fluorescent |  | Twist | 3 | 22 | Other | 2026414 | Other | 0.00029634
Wall Mount | Compact Fluorescent |  | Twist | 1 | 15 | Other | 2026414 | Other | 0.00029634
Ceiling Fixture | Compact Fluorescent |  | Twist | 1 | 22 | Garage | 2026415 | Garage | 0.00029634
Garage door opener | Incandescent |  | Standard A Lamp | 1 | 40 | Garage | 2026415 | Garage | 0.00029634
Ceiling Fixture | Compact Fluorescent |  | Twist | 2 | 22 | Bedroom | 2026416 | Bedroom | 0.00029634
Ceiling Fixture | Compact Fluorescent |  | Twist | 1 | 22 | Closet | 2026417 | Closet | 0.00029634
Ceiling Fixture | Compact Fluorescent |  | Twist | 2 | 22 | Bedroom | 2026418 | Bedroom | 0.00029634
Table | Linear Fluorescent | 24 | T-8 | 1 | 16 | Bedroom | 2026418 | Bedroom | 0.00029634
Ceiling Fixture | Compact Fluorescent |  | Twist | 1 | 22 | Closet | 2026419 | Closet | 0.00029634
Ceiling Fixture | Compact Fluorescent |  | Twist | 1 | 22 | Hall | 2026420 | Hall | 0.00029634
Wall Mount | Compact Fluorescent |  | Twist | 1 | 22 | Hall | 2026420 | Hall | 0.00029634
Wall Mount | Halogen |  | MR | 3 | 50 | Bathroom | 2026421 | Bathroom | 0.00029634
Ceiling Fixture | Compact Fluorescent |  | Twist | 1 | 15 | Bathroom | 2026421 | Bathroom | 0.00029634
Ceiling Fixture | Compact Fluorescent |  | Twist | 2 | 22 | Other | 2026422 | Other | 0.00029634
Table | Incandescent |  | Standard A Lamp | 1 | 60 | Other | 2026422 | Other | 0.00029634
Ceiling Fixture | Incandescent |  | Standard A Lamp | 1 | 40 | Bathroom | 202651 | Bathroom | 0.0004784
Ceiling Fixture | Incandescent |  | Standard A Lamp | 1 | 40 | Bathroom | 202652 | Bathroom | 0.0004784
Wall Mount | Incandescent |  | Standard A Lamp | 5 | 25 | Bathroom | 202652 | Bathroom | 0.0004784
Ceiling Fixture | Compact Fluorescent |  | Twist | 2 | 22 | Bedroom | 202653 | Bedroom | 0.0004784
Table | Incandescent |  | Standard A Lamp | 1 | 75 | Bedroom | 202653 | Bedroom | 0.0004784
Table | Incandescent |  | Standard A Lamp | 1 | 60 | Bedroom | 202654 | Bedroom | 0.0004784
Ceiling Fixture | Incandescent |  | Standard A Lamp | 1 | 75 | Bedroom | 202654 | Bedroom | 0.0004784
Ceiling Fixture | Incandescent |  | Standard A Lamp | 2 | 75 | Bedroom | 202655 | Bedroom | 0.0004784
Table | Linear Fluorescent | 16 | T-8 | 1 | 16 | Bedroom | 202655 | Bedroom | 0.0004784
Ceiling Fixture | Incandescent |  | Clear | 5 | 40 | Dining Room | 202656 | Dining Room | 0.0004784
Ceiling Fixture | Incandescent |  | Decorative | 3 | 25 | Hall | 202657 | Hall | 0.0004784
Table | Compact Fluorescent |  | Twist | 1 | 15 | Family Room | 202658 | Family Room | 0.0004784
Table | Incandescent |  | 3-Way Incandescent | 1 | 75 | Family Room | 202658 | Family Room | 0.0004784
Table | Incandescent |  | Standard A Lamp | 1 | 60 | Family Room | 202658 | Family Room | 0.0004784
Wall Mount | Incandescent |  | Standard A Lamp | 1 | 60 | Family Room | 202658 | Family Room | 0.0004784
Ceiling Fixture | Linear Fluorescent | 48 | T-12 | 2 | 40 | Hall | 202659 | Hall | 0.0004784
Garage door opener | Incandescent |  | Standard A Lamp | 1 | 40 | Hall | 202659 | Hall | 0.0004784
Ceiling Fixture | Incandescent |  | Standard A Lamp | 1 | 100 | Hall | 2026510 | Hall | 0.0004784
Wall Mount | Linear Fluorescent | 12 | T-5 | 1 | 12 | Kitchen | 2026511 | Kitchen | 0.0004784
Ceiling Fixture | Linear Fluorescent | 48 | T-12 | 2 | 40 | Kitchen | 2026511 | Kitchen | 0.0004784
Wall Mount | Incandescent |  | Standard A Lamp | 1 | 75 | Laundry Room | 2026512 | Laundry Room | 0.0004784
Table | Incandescent |  | Standard A Lamp | 1 | 40 | Living Room | 2026513 | Living Room | 0.0004784
Ceiling Fan | Compact Fluorescent |  | Twist | 3 | 15 | Living Room | 2026513 | Living Room | 0.0004784
Floor lamp | Compact Fluorescent |  | Straight Tube | 1 | 28 | Living Room | 2026513 | Living Room | 0.0004784
Ceiling Fixture | Incandescent |  | Other | 3 | 40 | Master Bedroom | 2026514 | Master Bedroom | 0.0004784
Floor lamp | Compact Fluorescent |  | Twist | 1 | 15 | Master Bedroom | 2026514 | Master Bedroom | 0.0004784
Ceiling Fixture | Incandescent |  | Standard A Lamp | 1 | 75 | Closet | 2026515 | Closet | 0.0004784
Ceiling Fixture | Incandescent |  | Standard A Lamp | 1 | 100 | Closet | 2026516 | Closet | 0.0004784
Recessed Can | Compact Fluorescent |  | Reflector | 1 | 22 | Family Room | 202661 | Family Room | 0.0004784
Wall Mount | Incandescent |  | Mini base | 1 | 40 | Family Room | 202661 | Family Room | 0.0004784
Ceiling Fan | Incandescent |  | Standard A Lamp | 2 | 60 | Family Room | 202661 | Family Room | 0.0004784
Wall Mount | Compact Fluorescent |  | Globe | 3 | 22 | Bathroom | 202662 | Bathroom | 0.0004784
Recessed Can | Compact Fluorescent |  | Reflector | 1 | 22 | Bathroom | 202662 | Bathroom | 0.0004784
Ceiling Fan | Incandescent |  | Standard A Lamp | 3 | 60 | Bedroom | 202663 | Bedroom | 0.0004784
Table | Incandescent |  | Standard A Lamp | 1 | 60 | Bedroom | 202663 | Bedroom | 0.0004784
Wall Mount | Compact Fluorescent |  | Globe | 3 | 22 | Bathroom | 202664 | Bathroom | 0.0004784
Recessed Can | Compact Fluorescent |  | Reflector | 1 | 22 | Bathroom | 202664 | Bathroom | 0.0004784
Wall Mount | Compact Fluorescent |  | Globe | 3 | 22 | Bathroom | 202665 | Bathroom | 0.0004784
Ceiling Fixture | Linear Fluorescent | 48 | T-8 | 2 | 32 | Closet | 202666 | Closet | 0.0004784
Chandelier (Hanging) | Incandescent |  | Standard A Lamp | 5 | 60 | Dining Room | 202667 | Dining Room | 0.0004784
Chandelier (Hanging) | Incandescent |  | Standard A Lamp | 3 | 60 | Hall | 202668 | Hall | 0.0004784
Recessed Can | Incandescent |  | Reflector | 1 | 60 | Hall | 202668 | Hall | 0.0004784
Ceiling Fixture | Linear Fluorescent | 48 | T-12 | 1 | 20 | Hall | 202668 | Hall | 0.0004784
Ceiling Fixture | Incandescent |  | Standard A Lamp | 2 | 60 | Other | 202669 | Other | 0.0004784
Ceiling Fixture | Linear Fluorescent | 48 | T-8 | 2 | 32 | Garage | 2026610 | Garage | 0.0004784
Garage door opener | Incandescent |  | Standard A Lamp | 2 | 60 | Garage | 2026610 | Garage | 0.0004784
Ceiling Fixture | Incandescent |  | Standard A Lamp | 1 | 60 | Garage | 2026611 | Garage | 0.0004784
Table | Incandescent |  | Standard A Lamp | 1 | 100 | Hall | 2026612 | Hall | 0.0004784
Recessed Can | Compact Fluorescent |  | Reflector | 1 | 28 | Hall | 2026612 | Hall | 0.0004784
Recessed Can | Compact Fluorescent |  | Reflector | 1 | 22 | Hall | 2026613 | Hall | 0.0004784
Chandelier (Hanging) | Compact Fluorescent |  | A shape bulb | 1 | 22 | Kitchen | 2026614 | Kitchen | 0.0004784
Recessed Can | Compact Fluorescent |  | Reflector | 1 | 28 | Kitchen | 2026614 | Kitchen | 0.0004784
Other | Compact Fluorescent |  | Twist | 2 | 15 | Kitchen | 2026614 | Kitchen | 0.0004784
Other | Linear Fluorescent | 48 | T-12 | 1 | 40 | Kitchen | 2026614 | Kitchen | 0.0004784
Ceiling Fixture | Linear Fluorescent | 48 | T-8 | 2 | 32 | Laundry Room | 2026615 | Laundry Room | 0.0004784
Ceiling Fan | Incandescent |  | Standard A Lamp | 4 | 75 | Living Room | 2026616 | Living Room | 0.0004784
Table | Incandescent |  | Standard A Lamp | 1 | 100 | Living Room | 2026616 | Living Room | 0.0004784
Wall Mount | Incandescent |  | Standard A Lamp | 1 | 60 | Living Room | 2026616 | Living Room | 0.0004784
Recessed Can | Incandescent |  | Reflector | 1 | 65 | Living Room | 2026616 | Living Room | 0.0004784
Ceiling Fan | Compact Fluorescent |  | Twist | 3 | 15 | Master Bedroom | 2026617 | Master Bedroom | 0.0004784
Table | Incandescent |  | Standard A Lamp | 1 | 60 | Master Bedroom | 2026617 | Master Bedroom | 0.0004784
Recessed Can | Compact Fluorescent |  | Reflector | 1 | 22 | Master Bedroom | 2026617 | Master Bedroom | 0.0004784
Wall Mount | Compact Fluorescent |  | Globe | 3 | 22 | Master Bedroom | 2026618 | Master Bedroom | 0.0004784
Recessed Can | Compact Fluorescent |  | Reflector | 1 | 22 | Master Bedroom | 2026618 | Master Bedroom | 0.0004784
Ceiling Fixture | Linear Fluorescent | 48 | T-8 | 2 | 32 | Closet | 2026619 | Closet | 0.0004784
Ceiling Fixture | Linear Fluorescent | 24 | T-8 | 2 | 16 | Closet | 2026619 | Closet | 0.0004784
Recessed Can | Compact Fluorescent |  | Reflector | 1 | 22 | Office | 2026620 | Office | 0.0004784
Wall Mount | Compact Fluorescent |  | Twist | 2 | 22 | Bathroom | 202741 | Bathroom | 0.00040077
Chandelier (Hanging) | Compact Fluorescent |  | Twist | 4 | 22 | Dining Room | 202742 | Dining Room | 0.00040077
Ceiling Fixture | Compact Fluorescent |  | Twist | 2 | 15 | Hall | 202743 | Hall | 0.00040077
Ceiling Fixture | Compact Fluorescent |  | Twist | 1 | 22 | Garage | 202744 | Garage | 0.00040077
Garage door opener | Compact Fluorescent |  | Twist | 1 | 22 | Garage | 202744 | Garage | 0.00040077
Ceiling Fixture | Compact Fluorescent |  | Twist | 2 | 22 | Bedroom | 202745 | Bedroom | 0.00040077
Ceiling Fixture | Compact Fluorescent |  | Twist | 2 | 15 | Hall | 202746 | Hall | 0.00040077
Recessed Can | Compact Fluorescent |  | Reflector | 1 | 28 | Kitchen | 202747 | Kitchen | 0.00040077
Ceiling Fixture | Compact Fluorescent |  | Twist | 2 | 22 | Kitchen | 202747 | Kitchen | 0.00040077
Ceiling Fixture | Linear Fluorescent | 48 | T-12 | 2 | 40 | Laundry Room | 202748 | Laundry Room | 0.00040077
Ceiling Fan | Compact Fluorescent |  | Twist | 4 | 22 | Living Room | 202749 | Living Room | 0.00040077
Floor lamp | Halogen |  | Quartz Tube | 2 | 50 | Living Room | 202749 | Living Room | 0.00040077
Floor lamp | Compact Fluorescent |  | Twist | 1 | 22 | Living Room | 202749 | Living Room | 0.00040077
Wall Mount | Compact Fluorescent |  | Twist | 3 | 22 | Bathroom | 2027410 | Bathroom | 0.00040077
Ceiling Fixture | Compact Fluorescent |  | Reflector | 1 | 28 | Bathroom | 2027410 | Bathroom | 0.00040077
Ceiling Fan | Compact Fluorescent |  | Twist | 2 | 22 | Master Bedroom | 2027411 | Master Bedroom | 0.00040077
Ceiling Fixture | Compact Fluorescent |  | Twist | 2 | 22 | Closet | 2027412 | Closet | 0.00040077
Ceiling Fan | Compact Fluorescent |  | Twist | 1 | 22 | Office | 2027413 | Office | 0.00040077
Table | Compact Fluorescent |  | Twist | 1 | 15 | Office | 2027413 | Office | 0.00040077
Ceiling Fixture | Compact Fluorescent |  | Twist | 1 | 22 | Garage | 2027414 | Garage | 0.00040077
Low bay | Linear Fluorescent | 48 | T-8 | 2 | 32 | Garage | 2027414 | Garage | 0.00040077
Low bay | Linear Fluorescent | 22 | T-12 | 1 | 20 | Garage | 2027414 | Garage | 0.00040077
Recessed Can | Compact Fluorescent |  | Twist | 1 | 15 | Bathroom | 202871 | Bathroom | 0.0005169
Wall Mount | Incandescent |  | Globe | 4 | 60 | Bathroom | 202871 | Bathroom | 0.0005169
Recessed Can | Compact Fluorescent |  | Twist | 1 | 15 | Bathroom | 202872 | Bathroom | 0.0005169
Wall Mount | Compact Fluorescent |  | Twist | 4 | 15 | Bathroom | 202872 | Bathroom | 0.0005169
Wall Mount | Incandescent |  | Globe | 1 | 60 | Bathroom | 202873 | Bathroom | 0.0005169
Recessed Can | Compact Fluorescent |  | Twist | 1 | 15 | Bathroom | 202873 | Bathroom | 0.0005169
Recessed Can | Compact Fluorescent |  | Reflector | 1 | 15 | Bedroom | 202874 | Bedroom | 0.0005169
Table | Incandescent |  | Standard A Lamp | 1 | 60 | Bedroom | 202874 | Bedroom | 0.0005169
Recessed Can | Incandescent |  | Reflector | 1 | 65 | Bedroom | 202875 | Bedroom | 0.0005169
Table | Compact Fluorescent |  | Twist | 1 | 15 | Bedroom | 202875 | Bedroom | 0.0005169
Recessed Can | Compact Fluorescent |  | Reflector | 1 | 15 | Bedroom | 202876 | Bedroom | 0.0005169
Other | Incandescent |  | Standard A Lamp | 1 | 90 | Bedroom | 202876 | Bedroom | 0.0005169
Other | Compact Fluorescent |  | Twist | 1 | 22 | Bedroom | 202876 | Bedroom | 0.0005169
Table | Compact Fluorescent |  | Twist | 1 | 15 | Bedroom | 202876 | Bedroom | 0.0005169
Recessed - other | Incandescent |  | Reflector | 1 | 65 | Closet | 202877 | Closet | 0.0005169
Chandelier (Hanging) | Incandescent |  | Decorative | 1 | 40 | Dining Room | 202878 | Dining Room | 0.0005169
Recessed Can | Compact Fluorescent |  | Reflector | 1 | 15 | Dining Room | 202878 | Dining Room | 0.0005169
Ceiling Fixture | Linear Fluorescent | 48 | T-8 | 2 | 32 | Garage | 2028710 | Garage | 0.0005169
Recessed Can | Compact Fluorescent |  | Reflector | 1 | 15 | Hall | 2028711 | Hall | 0.0005169
Recessed Can | Compact Fluorescent |  | Twist | 1 | 15 | Hall | 2028712 | Hall | 0.0005169
Recessed Can | Compact Fluorescent |  | Twist | 1 | 15 | Kitchen | 2028713 | Kitchen | 0.0005169
Other | Halogen |  | MR | 1 | 50 | Kitchen | 2028713 | Kitchen | 0.0005169
Other | Linear Fluorescent | 24 | Fluorescent Other | 2 | 16 | Kitchen | 2028713 | Kitchen | 0.0005169
Other | Linear Fluorescent | 18 | Fluorescent Other | 1 | 16 | Kitchen | 2028713 | Kitchen | 0.0005169
Recessed Can | Compact Fluorescent |  | Reflector | 1 | 15 | Living Room | 2028715 | Living Room | 0.0005169
Table | Compact Fluorescent |  | Twist | 1 | 15 | Master Bedroom | 2028716 | Master Bedroom | 0.0005169
Recessed Can | Compact Fluorescent |  | Twist | 1 | 15 | Master Bedroom | 2028716 | Master Bedroom | 0.0005169
Wall Mount | Compact Fluorescent |  | Twist | 3 | 15 | Bathroom | 202881 | Bathroom | 0.00028447
Ceiling Fixture | Compact Fluorescent |  | Twist | 2 | 15 | Bathroom | 202882 | Bathroom | 0.00028447
Ceiling Fixture | Compact Fluorescent |  | Twist | 2 | 15 | Bedroom | 202883 | Bedroom | 0.00028447
Table | Compact Fluorescent |  | Twist | 1 | 15 | Bedroom | 202883 | Bedroom | 0.00028447
Ceiling Fixture | Compact Fluorescent |  | Twist | 1 | 15 | Closet | 202884 | Closet | 0.00028447
Garage door opener | Incandescent |  | Standard A Lamp | 1 | 60 | Garage | 202885 | Garage | 0.00028447
Ceiling Fixture | Compact Fluorescent |  | Twist | 1 | 15 | Garage | 202885 | Garage | 0.00028447
Ceiling Fixture | Compact Fluorescent |  | Twist | 2 | 15 | Hall | 202886 | Hall | 0.00028447
Ceiling Fixture | Compact Fluorescent |  | Twist | 2 | 15 | Hall | 202887 | Hall | 0.00028447
Chandelier (Hanging) | Compact Fluorescent |  | Twist | 2 | 15 | Kitchen | 202888 | Kitchen | 0.00028447
Track | Incandescent |  | Clear | 5 | 100 | Kitchen | 202888 | Kitchen | 0.00028447
Ceiling Fixture | Compact Fluorescent |  | Twist | 1 | 15 | Kitchen | 202888 | Kitchen | 0.00028447
Ceiling Fixture | Compact Fluorescent |  | Twist | 2 | 15 | Laundry Room | 202889 | Laundry Room | 0.00028447
Ceiling Fan | Compact Fluorescent |  | Twist | 4 | 15 | Living Room | 2028810 | Living Room | 0.00028447
Table | Compact Fluorescent |  | Twist | 1 | 15 | Living Room | 2028810 | Living Room | 0.00028447
Wall Mount | Compact Fluorescent |  | Twist | 1 | 15 | Living Room | 2028810 | Living Room | 0.00028447
Ceiling Fan | Compact Fluorescent |  | Twist | 4 | 15 | Master Bedroom | 2028811 | Master Bedroom | 0.00028447
Ceiling Fixture | Compact Fluorescent |  | Twist | 2 | 15 | Office | 2028812 | Office | 0.00028447
Table | Compact Fluorescent |  | Twist | 1 | 15 | Office | 2028812 | Office | 0.00028447
Ceiling Fixture | Compact Fluorescent |  | Twist | 1 | 15 | Other | 2028813 | Other | 0.00028447
Ceiling Fan | Incandescent |  | Standard A Lamp | 4 | 60 | Bedroom | 2028814 | Bedroom | 0.00028447
Wall Mount | Compact Fluorescent |  | Twist | 4 | 15 | Bathroom | 202901 | Bathroom | 0.00028447
Wall Mount | Compact Fluorescent |  | Twist | 4 | 15 | Bathroom | 202902 | Bathroom | 0.00028447
Ceiling Fan | Incandescent |  | Standard A Lamp | 1 | 60 | Bedroom | 202903 | Bedroom | 0.00028447
Table | Compact Fluorescent |  | Twist | 1 | 15 | Bedroom | 202903 | Bedroom | 0.00028447
Ceiling Fan | Incandescent |  | Standard A Lamp | 1 | 60 | Bedroom | 202904 | Bedroom | 0.00028447
Table | Incandescent |  | Standard A Lamp | 1 | 40 | Bedroom | 202904 | Bedroom | 0.00028447
Ceiling Fixture | Incandescent |  | Standard A Lamp | 1 | 60 | Other | 202905 | Other | 0.00028447
Floor lamp | Incandescent |  | Standard A Lamp | 1 | 60 | Other | 202905 | Other | 0.00028447
Table | Incandescent |  | Standard A Lamp | 1 | 60 | Other | 202905 | Other | 0.00028447
Chandelier (Hanging) | Incandescent |  | Standard A Lamp | 1 | 60 | Family Room | 202906 | Family Room | 0.00028447
Table | Compact Fluorescent |  | Twist | 1 | 15 | Family Room | 202906 | Family Room | 0.00028447
Floor lamp | Incandescent |  | Standard A Lamp | 1 | 60 | Family Room | 202906 | Family Room | 0.00028447
Ceiling Fixture | Incandescent |  | Standard A Lamp | 1 | 60 | Garage | 202907 | Garage | 0.00028447
Garage door opener | Incandescent |  | Clear | 1 | 60 | Garage | 202907 | Garage | 0.00028447
Ceiling Fixture | Incandescent |  | Standard A Lamp | 1 | 60 | Hall | 202908 | Hall | 0.00028447
Ceiling Fixture | Incandescent |  | Standard A Lamp | 1 | 60 | Hall | 202909 | Hall | 0.00028447
Chandelier (Hanging) | Incandescent |  | Decorative | 8 | 25 | Kitchen | 2029010 | Kitchen | 0.00028447
Ceiling Fixture | Incandescent |  | Globe | 1 | 40 | Kitchen | 2029010 | Kitchen | 0.00028447
Ceiling Fixture | Incandescent |  | Standard A Lamp | 2 | 60 | Laundry Room | 2029011 | Laundry Room | 0.00028447
Ceiling Fixture | Incandescent |  | Standard A Lamp | 2 | 60 | Office | 2029012 | Office | 0.00028447
Table | Incandescent |  | Standard A Lamp | 1 | 60 | Office | 2029012 | Office | 0.00028447
Ceiling Fixture | Incandescent |  | Standard A Lamp | 1 | 60 | Other | 2029013 | Other | 0.00028447
Ceiling Fixture | Compact Fluorescent |  | Twist | 1 | 13 | Other | 202941 | Other | 0.0005169
Ceiling Fixture | Compact Fluorescent |  | Twist | 1 | 13 | Bathroom | 202942 | Bathroom | 0.0005169
Recessed Can | Incandescent |  | Reflector | 1 | 60 | Bathroom | 202942 | Bathroom | 0.0005169
Wall Mount | Incandescent |  | Standard A Lamp | 4 | 75 | Bathroom | 202943 | Bathroom | 0.0005169
Ceiling Fixture | Incandescent |  | Standard A Lamp | 1 | 65 | Closet | 202944 | Closet | 0.0005169
Ceiling Fixture | Compact Fluorescent |  | Twist | 2 | 13 | Closet | 202945 | Closet | 0.0005169
Ceiling Fixture | Linear Fluorescent | 36 | T-12 | 2 | 40 | Office | 202946 | Office | 0.0005169
Chandelier (Hanging) | Incandescent |  | Globe | 9 | 130 | Dining Room | 202947 | Dining Room | 0.0005169
Ceiling Fixture | Compact Fluorescent |  | Twist | 1 | 13 | Bedroom | 202948 | Bedroom | 0.0005169
Floor lamp | Compact Fluorescent |  | Twist | 1 | 13 | Bedroom | 202948 | Bedroom | 0.0005169
Floor lamp | Incandescent |  | Decorative | 35 | 1 | Bedroom | 202948 | Bedroom | 0.0005169
Ceiling Fixture | Compact Fluorescent |  | Twist | 2 | 13 | Bedroom | 202949 | Bedroom | 0.0005169
Floor lamp | Compact Fluorescent |  | Twist | 1 | 13 | Bedroom | 202949 | Bedroom | 0.0005169
Recessed Can | Incandescent |  | Reflector | 1 | 60 | Other | 2029410 | Other | 0.0005169
Recessed Can | Incandescent |  | Reflector | 1 | 60 | Hall | 2029411 | Hall | 0.0005169
Recessed Can | Incandescent |  | Reflector | 1 | 60 | Hall | 2029412 | Hall | 0.0005169
Ceiling Fixture | Incandescent |  | Standard A Lamp | 2 | 60 | Hall | 2029413 | Hall | 0.0005169
Recessed Can | Halogen |  | Other | 1 | 75 | Hall | 2029413 | Hall | 0.0005169
Ceiling Fixture | Compact Fluorescent |  | Twist | 2 | 13 | Hall | 2029414 | Hall | 0.0005169
Wall Mount | Incandescent |  | Clear | 1 | 100 | Hall | 2029414 | Hall | 0.0005169
Ceiling Fixture | Incandescent |  | Standard A Lamp | 1 | 60 | Hall | 2029415 | Hall | 0.0005169
Recessed Can | Compact Fluorescent |  | Twist | 1 | 13 | Kitchen | 2029416 | Kitchen | 0.0005169
High bay | Linear Fluorescent | 20 | T-4 | 1 | 16 | Kitchen | 2029416 | Kitchen | 0.0005169
Wall Mount | Linear Fluorescent | 12 | T-4 | 1 | 16 | Kitchen | 2029416 | Kitchen | 0.0005169
Ceiling Fixture | Compact Fluorescent |  | Twist | 1 | 13 | Closet | 2029417 | Closet | 0.0005169
Ceiling Fixture | Linear Fluorescent | 36 | T-12 | 2 | 40 | Living Room | 2029418 | Living Room | 0.0005169
Recessed Can | Compact Fluorescent |  | Twist | 1 | 13 | Living Room | 2029419 | Living Room | 0.0005169
Floor lamp | Incandescent |  | Standard A Lamp | 1 | 150 | Living Room | 2029419 | Living Room | 0.0005169
Ceiling Fixture | Compact Fluorescent |  | Twist | 1 | 13 | Other | 2029420 | Other | 0.0005169
Recessed Can | Incandescent |  | Reflector | 1 | 60 | Other | 2029420 | Other | 0.0005169
Recessed Can | Compact Fluorescent |  | Twist | 1 | 13 | Bathroom | 2029421 | Bathroom | 0.0005169
Wall Mount | Incandescent |  | Globe | 3 | 130 | Bathroom | 2029421 | Bathroom | 0.0005169
Wall Mount | Incandescent |  | Globe | 1 | 130 | Bathroom | 2029421 | Bathroom | 0.0005169
Floor lamp | Compact Fluorescent |  | A shape bulb | 1 | 13 | Master Bedroom | 2029422 | Master Bedroom | 0.0005169
Ceiling Fan | Incandescent |  | Standard A Lamp | 4 | 25 | Master Bedroom | 2029422 | Master Bedroom | 0.0005169
Ceiling Fixture | Incandescent |  | Mini base | 4 | 100 | Closet | 2029423 | Closet | 0.0005169
Ceiling Fixture | Halogen |  |  | 1 | 100 | Closet | 2029424 | Closet | 0.0005169
Ceiling Fixture | Compact Fluorescent |  | Twist | 2 | 13 | Office | 2029425 | Office | 0.0005169
Floor lamp | Compact Fluorescent |  | Twist | 1 | 13 | Office | 2029425 | Office | 0.0005169
Ceiling Fixture | Incandescent |  | Decorative | 1 | 100 | Other | 2029426 | Other | 0.0005169
Wall Mount | Incandescent |  | Decorative | 1 | 60 | Other | 2029427 | Other | 0.0005169
Floor lamp | Compact Fluorescent |  | Twist | 3 | 13 | Other | 2029427 | Other | 0.0005169
Ceiling Fixture | Linear Fluorescent | 36 | T-12 | 2 | 40 | Other | 2029428 | Other | 0.0005169
Ceiling Fixture | Compact Fluorescent |  | Twist | 1 | 22 | Other | 202971 | Other | 0.00040077
Ceiling Fixture | Linear Fluorescent | 48 | T-12 | 2 | 40 | Other | 202971 | Other | 0.00040077
Ceiling Fixture | Incandescent |  | Standard A Lamp | 1 | 60 | Other | 202971 | Other | 0.00040077
Ceiling Fixture | Incandescent |  | Standard A Lamp | 1 | 60 | Bathroom | 202972 | Bathroom | 0.00040077
Wall Mount | Incandescent |  | Standard A Lamp | 1 | 40 | Bathroom | 202972 | Bathroom | 0.00040077
Table | Incandescent |  | Standard A Lamp | 1 | 60 | Bedroom | 202973 | Bedroom | 0.00040077
Table | Incandescent |  | Decorative | 1 | 25 | Bedroom | 202973 | Bedroom | 0.00040077
Wall Mount | Incandescent |  | Standard A Lamp | 1 | 60 | Bedroom | 202973 | Bedroom | 0.00040077
Ceiling Fixture | Incandescent |  | Standard A Lamp | 2 | 60 | Dining Room | 202974 | Dining Room | 0.00040077
Ceiling Fixture | Compact Fluorescent |  | Twist | 2 | 15 | Kitchen | 202975 | Kitchen | 0.00040077
Ceiling Fixture | Incandescent |  | Globe | 1 | 60 | Kitchen | 202975 | Kitchen | 0.00040077
Architectural | Linear Fluorescent | 18 | T-8 | 1 | 16 | Kitchen | 202975 | Kitchen | 0.00040077
Table | Incandescent |  | 3-Way Incandescent | 1 | 170 | Living Room | 202976 | Living Room | 0.00040077
Floor lamp | Incandescent |  | 3-Way Incandescent | 1 | 200 | Living Room | 202976 | Living Room | 0.00040077
Torchiere | Incandescent |  | Standard A Lamp | 1 | 60 | Living Room | 202976 | Living Room | 0.00040077
Table | Compact Fluorescent |  | Twist | 1 | 15 | Living Room | 202976 | Living Room | 0.00040077
Floor lamp | Incandescent |  | 3-Way Incandescent | 1 | 50 | Living Room | 202976 | Living Room | 0.00040077
Ceiling Fixture | Incandescent |  | Standard A Lamp | 1 | 60 | Office | 202977 | Office | 0.00040077
Table | Compact Fluorescent |  | Twist | 1 | 15 | Office | 202977 | Office | 0.00040077
Wall Mount | Incandescent |  | Reflector | 1 | 65 | Office | 202977 | Office | 0.00040077
Ceiling Fixture | Incandescent |  | Standard A Lamp | 1 | 60 | Bathroom | 203031 | Bathroom | 0.00052955
Wall Mount | Incandescent |  | Globe | 6 | 40 | Bathroom | 203031 | Bathroom | 0.00052955
Ceiling Fixture | Incandescent |  | Standard A Lamp | 1 | 60 | Bathroom | 203032 | Bathroom | 0.00052955
Wall Mount | Incandescent |  | Clear | 3 | 40 | Bathroom | 203032 | Bathroom | 0.00052955
Ceiling Fixture | Incandescent |  | Standard A Lamp | 2 | 60 | Bedroom | 203033 | Bedroom | 0.00052955
Table | Compact Fluorescent |  | Twist | 1 | 15 | Bedroom | 203033 | Bedroom | 0.00052955
Ceiling Fixture | Compact Fluorescent |  | Twist | 2 | 22 | Bedroom | 203034 | Bedroom | 0.00052955
Ceiling Fixture | Incandescent |  | Standard A Lamp | 2 | 60 | Bedroom | 203035 | Bedroom | 0.00052955
Floor lamp | Incandescent |  | Standard A Lamp | 1 | 100 | Bedroom | 203035 | Bedroom | 0.00052955
Ceiling Fixture | Linear Fluorescent | 48 | T-8 | 2 | 32 | Other | 203036 | Other | 0.00052955
Floor lamp | Incandescent |  | Standard A Lamp | 1 | 60 | Other | 203036 | Other | 0.00052955
Ceiling Fixture | Linear Fluorescent | 48 | T-12 | 2 | 32 | Laundry Room | 203037 | Laundry Room | 0.00052955
Ceiling Fixture | Incandescent |  | Standard A Lamp | 1 | 40 | Other | 203038 | Other | 0.00052955
Ceiling Fixture | Linear Fluorescent | 48 | T-8 | 2 | 40 | Other | 203039 | Other | 0.00052955
Other | Incandescent |  | Standard A Lamp | 1 | 60 | Other | 2030310 | Other | 0.00052955
Ceiling Fixture | Compact Fluorescent |  | Twist | 1 | 22 | Hall | 2030311 | Hall | 0.00052955
Ceiling Fixture | Linear Fluorescent | 48 | T-8 | 2 | 60 | Kitchen | 2030312 | Kitchen | 0.00052955
Ceiling Fixture | Incandescent |  | Standard A Lamp | 2 | 65 | Kitchen | 2030312 | Kitchen | 0.00052955
Chandelier (Hanging) | Compact Fluorescent |  | Twist | 2 | 15 | Living Room | 2030313 | Living Room | 0.00052955
Ceiling Fixture | Incandescent |  | Standard A Lamp | 2 | 65 | Master Bedroom | 2030314 | Master Bedroom | 0.00052955
Table | Incandescent |  | Standard A Lamp | 1 | 60 | Master Bedroom | 2030314 | Master Bedroom | 0.00052955
Ceiling Fixture | Incandescent |  | Standard A Lamp | 1 | 40 | Hall | 2030315 | Hall | 0.00052955
Table | Compact Fluorescent |  | Twist | 1 | 15 | Hall | 2030315 | Hall | 0.00052955
Ceiling Fixture | Compact Fluorescent |  | Twist | 1 | 15 | Hall | 2030316 | Hall | 0.00052955
Ceiling Fixture | Incandescent |  | Standard A Lamp | 2 | 65 | Other | 2030317 | Other | 0.00052955
Ceiling Fixture | Incandescent |  | Standard A Lamp | 1 | 60 | Bathroom | 203051 | Bathroom | 0.00029634
Wall Mount | Incandescent |  | Globe | 3 | 60 | Bathroom | 203051 | Bathroom | 0.00029634
Ceiling Fixture | Incandescent |  | Standard A Lamp | 2 | 60 | Bathroom | 203052 | Bathroom | 0.00029634
Recessed Can | Incandescent |  | Standard A Lamp | 1 | 100 | Bathroom | 203052 | Bathroom | 0.00029634
Wall Mount | Incandescent |  | Globe | 3 | 60 | Bathroom | 203052 | Bathroom | 0.00029634
Ceiling Fixture | Incandescent |  | Standard A Lamp | 2 | 60 | Bedroom | 203053 | Bedroom | 0.00029634
Table | Incandescent |  | Decorative | 1 | 40 | Bedroom | 203053 | Bedroom | 0.00029634
Ceiling Fixture | Incandescent |  | Standard A Lamp | 2 | 60 | Bedroom | 203054 | Bedroom | 0.00029634
Ceiling Fixture | Incandescent |  | Standard A Lamp | 2 | 60 | Closet | 203055 | Closet | 0.00029634
Wall Mount | Incandescent |  | Globe | 3 | 60 | Closet | 203055 | Closet | 0.00029634
Ceiling Fixture | Incandescent |  | Standard A Lamp | 2 | 60 | Other | 203056 | Other | 0.00029634
Recessed Can | Incandescent |  | Reflector | 1 | 65 | Family Room | 203057 | Family Room | 0.00029634
Table | Incandescent |  | Standard A Lamp | 1 | 75 | Family Room | 203057 | Family Room | 0.00029634
Ceiling Fixture | Linear Fluorescent | 48 | T-12 | 2 | 40 | Garage | 203058 | Garage | 0.00029634
Garage door opener | Incandescent |  | Standard A Lamp | 1 | 60 | Garage | 203058 | Garage | 0.00029634
Recessed Can | Incandescent |  | Reflector | 1 | 65 | Kitchen | 203059 | Kitchen | 0.00029634
Track | Incandescent |  | Reflector | 3 | 65 | Kitchen | 203059 | Kitchen | 0.00029634
Other | Linear Fluorescent | 12 | T-4 | 2 | 16 | Kitchen | 203059 | Kitchen | 0.00029634
Ceiling Fixture | Incandescent |  | Standard A Lamp | 2 | 60 | Laundry Room | 2030510 | Laundry Room | 0.00029634
Chandelier (Hanging) | Incandescent |  | Standard A Lamp | 6 | 60 | Living Room | 2030511 | Living Room | 0.00029634
Table | Incandescent |  | Standard A Lamp | 1 | 100 | Living Room | 2030511 | Living Room | 0.00029634
Table | Compact Fluorescent |  | Twist | 1 | 22 | Living Room | 2030511 | Living Room | 0.00029634
Track | Halogen |  | PAR | 5 | 50 | Living Room | 2030511 | Living Room | 0.00029634
Table | Incandescent |  | Standard A Lamp | 1 | 75 | Master Bedroom | 2030512 | Master Bedroom | 0.00029634
Ceiling Fixture | Linear Fluorescent | 48 | T-12 | 2 | 40 | Other | 2030513 | Other | 0.00029634
Ceiling Fixture | Incandescent |  | Standard A Lamp | 2 | 60 | Bedroom | 2030514 | Bedroom | 0.00029634
Ceiling Fixture | Incandescent |  | Standard A Lamp | 1 | 60 | Hall | 2030515 | Hall | 0.00029634
Chandelier (Hanging) | Incandescent |  | Standard A Lamp | 2 | 75 | Other | 2030516 | Other | 0.00029634
Wall Mount | Compact Fluorescent |  | Twist | 8 | 15 | Bathroom | 203111 | Bathroom | 0.00040077
Wall Mount | Incandescent |  | Globe | 6 | 60 | Bathroom | 203112 | Bathroom | 0.00040077
Ceiling Fan | Incandescent |  | Standard A Lamp | 1 | 60 | Bedroom | 203113 | Bedroom | 0.00040077
Table | Compact Fluorescent |  | Twist | 1 | 15 | Bedroom | 203114 | Bedroom | 0.00040077
Ceiling Fixture | Compact Fluorescent |  | Twist | 2 | 15 | Bedroom | 203114 | Bedroom | 0.00040077
Ceiling Fixture | Compact Fluorescent |  | Twist | 2 | 15 | Bedroom | 203115 | Bedroom | 0.00040077
Table | Compact Fluorescent |  | Twist | 1 | 15 | Bedroom | 203115 | Bedroom | 0.00040077
Wall Mount | Linear Fluorescent | 48 | T-12 | 1 | 40 | Closet | 203116 | Closet | 0.00040077
Ceiling Fixture | Compact Fluorescent |  | Twist | 1 | 15 | Garage | 203117 | Garage | 0.00040077
Garage door opener | Incandescent |  | Standard A Lamp | 1 | 60 | Garage | 203117 | Garage | 0.00040077
Ceiling Fixture | Linear Fluorescent | 48 | T-12 | 2 | 40 | Garage | 203117 | Garage | 0.00040077
Ceiling Fixture | Compact Fluorescent |  | Twist | 2 | 15 | Hall | 203118 | Hall | 0.00040077
Recessed Can | Incandescent |  | Reflector | 1 | 65 | Kitchen | 203119 | Kitchen | 0.00040077
Chandelier (Hanging) | Incandescent |  | Decorative | 5 | 40 | Kitchen | 203119 | Kitchen | 0.00040077
Ceiling Fixture | Linear Fluorescent | 48 | T-12 | 2 | 40 | Laundry Room | 2031110 | Laundry Room | 0.00040077
Ceiling Fan | Incandescent |  | Decorative | 4 | 40 | Living Room | 2031111 | Living Room | 0.00040077
Recessed Can | Incandescent |  | Reflector | 1 | 65 | Living Room | 2031111 | Living Room | 0.00040077
Ceiling Fixture | Compact Fluorescent |  | Twist | 1 | 15 | Bathroom | 203241 | Bathroom | 0.0004784
Wall Mount | Incandescent |  | Globe | 5 | 60 | Bathroom | 203241 | Bathroom | 0.0004784
Wall Mount | Incandescent |  | Globe | 4 | 60 | Bathroom | 203242 | Bathroom | 0.0004784
Ceiling Fixture | Incandescent |  | Standard A Lamp | 2 | 60 | Bathroom | 203242 | Bathroom | 0.0004784
Ceiling Fixture | Incandescent |  | Standard A Lamp | 3 | 60 | Bedroom | 203243 | Bedroom | 0.0004784
Ceiling Fixture | Incandescent |  | Standard A Lamp | 2 | 60 | Bedroom | 203244 | Bedroom | 0.0004784
Table | Incandescent |  | Standard A Lamp | 2 | 60 | Bedroom | 203244 | Bedroom | 0.0004784
Ceiling Fixture | Compact Fluorescent |  | Twist | 4 | 15 | Bedroom | 203245 | Bedroom | 0.0004784
Wall Mount | Incandescent |  | Standard A Lamp | 1 | 60 | Bedroom | 203245 | Bedroom | 0.0004784
Ceiling Fixture | Linear Fluorescent | 48 | T-12 | 2 | 40 | Family Room | 203247 | Family Room | 0.0004784
Track | Halogen |  | MR | 4 | 20 | Family Room | 203247 | Family Room | 0.0004784
Ceiling Fixture | Incandescent |  | Standard A Lamp | 1 | 100 | Garage | 203248 | Garage | 0.0004784
Table | Compact Fluorescent |  | Circline (Screw Base) | 1 | 23 | Garage | 203248 | Garage | 0.0004784
Ceiling Fixture | Linear Fluorescent | 48 | T-12 | 3 | 40 | Garage | 203248 | Garage | 0.0004784
Garage door opener | Incandescent |  | Standard A Lamp | 2 | 60 | Garage | 203248 | Garage | 0.0004784
Table | Incandescent |  | Standard A Lamp | 1 | 60 | Garage | 203248 | Garage | 0.0004784
Ceiling Fixture | Linear Fluorescent | 48 | T-12 | 1 | 40 | Garage | 203248 | Garage | 0.0004784
Ceiling Fixture | Incandescent |  | Globe | 3 | 25 | Hall | 203249 | Hall | 0.0004784
Table | Incandescent |  | Standard A Lamp | 1 | 60 | Bedroom | 2032410 | Bedroom | 0.0004784
Ceiling Fixture | Linear Fluorescent | 48 | T-12 | 2 | 40 | Kitchen | 2032411 | Kitchen | 0.0004784
Chandelier (Hanging) | Incandescent |  | Decorative | 10 | 60 | Living Room | 2032412 | Living Room | 0.0004784
Wall Mount | Incandescent |  | Decorative | 2 | 60 | Living Room | 2032412 | Living Room | 0.0004784
Ceiling Fixture | Incandescent |  | Standard A Lamp | 1 | 60 | Other | 2032413 | Other | 0.0004784
Wall Mount | Incandescent |  | Standard A Lamp | 1 | 60 | Bathroom | 203251 | Bathroom | 0.0004784
Wall Mount | Incandescent |  | Globe | 3 | 40 | Bathroom | 203252 | Bathroom | 0.0004784
Ceiling Fan | Incandescent |  | Standard A Lamp | 1 | 60 | Bedroom | 203253 | Bedroom | 0.0004784
Floor lamp | Incandescent |  | Standard A Lamp | 3 | 60 | Bedroom | 203253 | Bedroom | 0.0004784
Chandelier (Hanging) | Incandescent |  | Standard A Lamp | 3 | 75 | Dining Room | 203254 | Dining Room | 0.0004784
Ceiling Fixture | Incandescent |  | Standard A Lamp | 2 | 60 | Hall | 203255 | Hall | 0.0004784
Wall Mount | Incandescent |  | Standard A Lamp | 1 | 60 | Hall | 203255 | Hall | 0.0004784
Ceiling Fixture | Incandescent |  | Standard A Lamp | 1 | 100 | Garage | 203256 | Garage | 0.0004784
Garage door opener | Incandescent |  | Standard A Lamp | 2 | 60 | Garage | 203256 | Garage | 0.0004784
Ceiling Fixture | Incandescent |  | Standard A Lamp | 1 | 200 | Garage | 203257 | Garage | 0.0004784
Track | Incandescent |  | Reflector | 4 | 75 | Hall | 203258 | Hall | 0.0004784
Track | Halogen |  | PAR | 9 | 50 | Kitchen | 203259 | Kitchen | 0.0004784
Recessed - other | Incandescent |  | Standard A Lamp | 1 | 60 | Kitchen | 203259 | Kitchen | 0.0004784
Ceiling Fixture | Incandescent |  | Standard A Lamp | 1 | 60 | Kitchen | 203259 | Kitchen | 0.0004784
Ceiling Fixture | Incandescent |  | Standard A Lamp | 1 | 60 | Laundry Room | 2032510 | Laundry Room | 0.0004784
Wall Mount | Incandescent |  | Standard A Lamp | 2 | 60 | Laundry Room | 2032510 | Laundry Room | 0.0004784
Recessed Can | Incandescent |  | Reflector | 1 | 65 | Living Room | 2032511 | Living Room | 0.0004784
Floor lamp | Incandescent |  | Standard A Lamp | 2 | 60 | Living Room | 2032511 | Living Room | 0.0004784
Table | Compact Fluorescent |  | Twist | 1 | 15 | Living Room | 2032511 | Living Room | 0.0004784
Wall Mount | Incandescent |  | Clear | 6 | 40 | Bathroom | 2032512 | Bathroom | 0.0004784
Ceiling Fixture | Incandescent |  | Standard A Lamp | 1 | 60 | Master Bedroom | 2032513 | Master Bedroom | 0.0004784
Table | Halogen |  | Quartz Tube | 1 | 100 | Master Bedroom | 2032513 | Master Bedroom | 0.0004784
Table | Incandescent |  | 3-Way Incandescent | 1 | 100 | Office | 2032515 | Office | 0.0004784
Ceiling Fan | Incandescent |  | Standard A Lamp | 1 | 75 | Office | 2032515 | Office | 0.0004784
Ceiling Fixture | Incandescent |  | Standard A Lamp | 1 | 60 | Hall | 2032516 | Hall | 0.0004784
Ceiling Fixture | Linear Fluorescent | 72 | T-12 | 2 | 42 | Other | 2032517 | Other | 0.0004784
Ceiling Fixture | Incandescent |  | Standard A Lamp | 1 | 75 | Garage | 2032518 | Garage | 0.0004784
Ceiling Fixture | Incandescent |  | Standard A Lamp | 2 | 60 | Closet | 2032519 | Closet | 0.0004784
Ceiling Fan | Incandescent |  | Standard A Lamp | 1 | 60 | Closet | 2032519 | Closet | 0.0004784
Table | Incandescent |  | Standard A Lamp | 1 | 60 | Closet | 2032519 | Closet | 0.0004784
Ceiling Fixture | Linear Fluorescent | 48 | T-8 | 3 | 32 | Kitchen | 203381 | Kitchen | 0.00029634
Ceiling Fixture | Compact Fluorescent |  | Twist | 1 | 15 | Kitchen | 203381 | Kitchen | 0.00029634
Ceiling Fixture | Compact Fluorescent |  | Twist | 2 | 15 | Master Bedroom | 203382 | Master Bedroom | 0.00029634
Wall Mount | Compact Fluorescent |  | Twist | 2 | 15 | Bathroom | 203383 | Bathroom | 0.00029634
Ceiling Fixture | Compact Fluorescent |  | Twist | 1 | 15 | Closet | 203384 | Closet | 0.00029634
Chandelier (Hanging) | Incandescent |  | Standard A Lamp | 6 | 60 | Living Room | 203385 | Living Room | 0.00029634
Table | Compact Fluorescent |  | Twist | 1 | 15 | Living Room | 203385 | Living Room | 0.00029634
Wall Mount | Compact Fluorescent |  | Twist | 1 | 15 | Hall | 203386 | Hall | 0.00029634
Ceiling Fixture | Compact Fluorescent |  | Twist | 2 | 15 | Bedroom | 203387 | Bedroom | 0.00029634
Ceiling Fixture | Linear Fluorescent | 48 | T-8 | 3 | 32 | Laundry Room | 203388 | Laundry Room | 0.00029634
Wall Mount | Compact Fluorescent |  | Twist | 2 | 15 | Bathroom | 203389 | Bathroom | 0.00029634
Ceiling Fixture | Compact Fluorescent |  | Twist | 2 | 15 | Bedroom | 2033810 | Bedroom | 0.00029634
Ceiling Fixture | Compact Fluorescent |  | Twist | 2 | 15 | Bedroom | 2033811 | Bedroom | 0.00029634
Ceiling Fixture | Compact Fluorescent |  | Twist | 1 | 15 | Closet | 2033812 | Closet | 0.00029634
Wall Mount | Compact Fluorescent |  | Twist | 4 | 15 | Bathroom | 203401 | Bathroom | 0.00040077
Wall Mount | Incandescent |  | Standard A Lamp | 3 | 60 | Bathroom | 203402 | Bathroom | 0.00040077
Ceiling Fixture | Compact Fluorescent |  | Twist | 1 | 15 | Bathroom | 203402 | Bathroom | 0.00040077
Table | Incandescent |  | Standard A Lamp | 1 | 60 | Bedroom | 203403 | Bedroom | 0.00040077
Ceiling Fixture | Incandescent |  | Standard A Lamp | 2 | 60 | Bedroom | 203403 | Bedroom | 0.00040077
Ceiling Fixture | Incandescent |  | Standard A Lamp | 2 | 60 | Bedroom | 203404 | Bedroom | 0.00040077
Table | Incandescent |  | Standard A Lamp | 1 | 40 | Bedroom | 203404 | Bedroom | 0.00040077
Ceiling Fixture | Compact Fluorescent |  | Twist | 2 | 22 | Bedroom | 203405 | Bedroom | 0.00040077
Ceiling Fixture | Linear Fluorescent | 48 | T-12 | 2 | 40 | Bedroom | 203406 | Bedroom | 0.00040077
Ceiling Fan | Incandescent |  | Standard A Lamp | 4 | 60 | Family Room | 203407 | Family Room | 0.00040077
Track | Compact Fluorescent |  | Reflector | 1 | 15 | Family Room | 203407 | Family Room | 0.00040077
Ceiling Fixture | Compact Fluorescent |  | Twist | 1 | 22 | Garage | 203408 | Garage | 0.00040077
Chandelier (Hanging) | Compact Fluorescent |  | Twist | 3 | 15 | Hall | 203409 | Hall | 0.00040077
Ceiling Fixture | Compact Fluorescent |  | Twist | 1 | 15 | Hall | 203409 | Hall | 0.00040077
Ceiling Fixture | Linear Fluorescent | 48 | T-5 | 2 | 32 | Kitchen | 2034010 | Kitchen | 0.00040077
Floor lamp | Compact Fluorescent |  | Twist | 1 | 22 | Laundry Room | 2034011 | Laundry Room | 0.00040077
Ceiling Fixture | Compact Fluorescent |  | Twist | 1 | 15 | Laundry Room | 2034011 | Laundry Room | 0.00040077
Wall Mount | Incandescent |  | Standard A Lamp | 2 | 60 | Bathroom | 203441 | Bathroom | 0.00028447
Table | Compact Fluorescent |  | Twist | 2 | 15 | Bedroom | 203442 | Bedroom | 0.00028447
Chandelier (Hanging) | Incandescent |  | Globe | 5 | 100 | Living Room | 203443 | Living Room | 0.00028447
Ceiling Fan | Incandescent |  | Standard A Lamp | 1 | 60 | Living Room | 203443 | Living Room | 0.00028447
Table | Incandescent |  | Standard A Lamp | 1 | 60 | Living Room | 203443 | Living Room | 0.00028447
Ceiling Fixture | Linear Fluorescent | 120 | T-8 | 2 | 60 | Garage | 203444 | Garage | 0.00028447
Chandelier (Hanging) | Incandescent |  | Standard A Lamp | 3 | 100 | Kitchen | 203445 | Kitchen | 0.00028447
Ceiling Fixture | Incandescent |  | Standard A Lamp | 2 | 60 | Laundry Room | 203446 | Laundry Room | 0.00028447
Ceiling Fan | Incandescent |  | Standard A Lamp | 3 | 60 | Master Bedroom | 203447 | Master Bedroom | 0.00028447
Table | Incandescent |  | Standard A Lamp | 1 | 60 | Master Bedroom | 203447 | Master Bedroom | 0.00028447
Wall Mount | Compact Fluorescent |  | Twist | 3 | 15 | Bathroom | 203448 | Bathroom | 0.00028447
Ceiling Fixture | Incandescent |  | Standard A Lamp | 2 | 60 | Bathroom | 203448 | Bathroom | 0.00028447
Wall Mount | Linear Fluorescent | 24 | T-8 | 2 | 17 | Bathroom | 203511 | Bathroom | 0.00052955
Ceiling Fixture | Incandescent |  | Standard A Lamp | 2 | 40 | Bedroom | 203512 | Bedroom | 0.00052955
Ceiling Fixture | Incandescent |  | Standard A Lamp | 2 | 40 | Bedroom | 203513 | Bedroom | 0.00052955
Table | Compact Fluorescent |  | Twist | 1 | 10 | Bedroom | 203513 | Bedroom | 0.00052955
Ceiling Fixture | Incandescent |  | Standard A Lamp | 2 | 60 | Hall | 203514 | Hall | 0.00052955
Ceiling Fixture | Linear Fluorescent | 48 | T-8 | 2 | 32 | Kitchen | 203515 | Kitchen | 0.00052955
Wall Mount | Compact Fluorescent |  | Twist | 1 | 15 | Kitchen | 203515 | Kitchen | 0.00052955
Table | Incandescent |  | Clear | 1 | 60 | Living Room | 203516 | Living Room | 0.00052955
Ceiling Fixture | Incandescent |  | Standard A Lamp | 2 | 40 | Other | 203517 | Other | 0.00052955
Wall Mount | Incandescent |  | Globe | 3 | 40 | Bathroom | 203571 | Bathroom | 0.00040077
Ceiling Fixture | Incandescent |  | Standard A Lamp | 1 | 60 | Bathroom | 203571 | Bathroom | 0.00040077
Table | Incandescent |  | Standard A Lamp | 2 | 60 | Bedroom | 203572 | Bedroom | 0.00040077
Ceiling Fixture | Incandescent |  | Standard A Lamp | 1 | 60 | Bedroom | 203572 | Bedroom | 0.00040077
Ceiling Fixture | Incandescent |  | Standard A Lamp | 1 | 60 | Other | 203573 | Other | 0.00040077
Ceiling Fixture | Linear Fluorescent | 48 | T-12 | 2 | 40 | Other | 203573 | Other | 0.00040077
Table | Incandescent |  | Reflector | 1 | 40 | Other | 203573 | Other | 0.00040077
Ceiling Fixture | Linear Fluorescent | 48 | T-12 | 1 | 40 | Kitchen | 203574 | Kitchen | 0.00040077
Ceiling Fixture | Linear Fluorescent | 48 | T-8 | 2 | 32 | Kitchen | 203574 | Kitchen | 0.00040077
Ceiling Fixture | Incandescent |  | Standard A Lamp | 1 | 60 | Kitchen | 203574 | Kitchen | 0.00040077
Ceiling Fixture | Linear Fluorescent | 24 | T-12 | 2 | 20 | Kitchen | 203574 | Kitchen | 0.00040077
Ceiling Fixture | Linear Fluorescent | 48 | T-8 | 2 | 32 | Laundry Room | 203575 | Laundry Room | 0.00040077
Ceiling Fixture | Incandescent |  | Standard A Lamp | 2 | 60 | Living Room | 203576 | Living Room | 0.00040077
Floor lamp | Incandescent |  | Standard A Lamp | 1 | 60 | Living Room | 203576 | Living Room | 0.00040077
Ceiling Fixture | Incandescent |  | Standard A Lamp | 1 | 60 | Bathroom | 203601 | Bathroom | 0.00047324
Ceiling Fixture | Incandescent |  | Standard A Lamp | 1 | 60 | Bathroom | 203602 | Bathroom | 0.00047324
Ceiling Fixture | Incandescent |  | Standard A Lamp | 2 | 60 | Bedroom | 203603 | Bedroom | 0.00047324
Torchiere | Compact Fluorescent |  | Twist | 1 | 22 | Bedroom | 203603 | Bedroom | 0.00047324
Ceiling Fan | Incandescent |  | Decorative | 3 | 40 | Bedroom | 203604 | Bedroom | 0.00047324
Ceiling Fan | Incandescent |  | Standard A Lamp | 1 | 100 | Office | 203605 | Office | 0.00047324
Ceiling Fixture | Incandescent |  | Standard A Lamp | 1 | 75 | Closet | 203606 | Closet | 0.00047324
Ceiling Fixture | Incandescent |  | Standard A Lamp | 2 | 60 | Family Room | 203607 | Family Room | 0.00047324
Table | Incandescent |  | Standard A Lamp | 1 | 60 | Family Room | 203607 | Family Room | 0.00047324
Exit | Incandescent |  | Standard A Lamp | 2 | 60 | Garage | 203608 | Garage | 0.00047324
Ceiling Fixture | Linear Fluorescent | 48 | T-8 | 2 | 32 | Garage | 203608 | Garage | 0.00047324
Ceiling Fixture | Incandescent |  | Standard A Lamp | 1 | 60 | Hall | 203609 | Hall | 0.00047324
Ceiling Fan | Incandescent |  | Standard A Lamp | 3 | 60 | Kitchen | 2036010 | Kitchen | 0.00047324
Architectural | Incandescent |  | Standard A Lamp | 1 | 60 | Kitchen | 2036010 | Kitchen | 0.00047324
Ceiling Fixture | Incandescent |  | Standard A Lamp | 3 | 60 | Laundry Room | 2036011 | Laundry Room | 0.00047324
Ceiling Fixture | Compact Fluorescent |  | Twist | 1 | 22 | Laundry Room | 2036011 | Laundry Room | 0.00047324
Table | Incandescent |  | Standard A Lamp | 1 | 75 | Living Room | 2036012 | Living Room | 0.00047324
Table | Incandescent |  | Standard A Lamp | 1 | 75 | Living Room | 2036012 | Living Room | 0.00047324
Table | Incandescent |  | Standard A Lamp | 1 | 40 | Living Room | 2036012 | Living Room | 0.00047324
Table | Incandescent |  | Standard A Lamp | 1 | 60 | Master Bedroom | 2036013 | Master Bedroom | 0.00047324
Ceiling Fixture | Incandescent |  | Standard A Lamp | 1 | 75 | Other | 2036014 | Other | 0.00047324
Ceiling Fixture | Incandescent |  | Standard A Lamp | 1 | 60 | Other | 2036015 | Other | 0.00047324
Ceiling Fixture | Compact Fluorescent |  | Twist | 1 | 40 | Living Room | 203631 | Living Room | 0.00052955
Ceiling Fan | Compact Fluorescent |  | Twist | 3 | 15 | Living Room | 203631 | Living Room | 0.00052955
Table | Incandescent |  | Standard A Lamp | 1 | 75 | Living Room | 203631 | Living Room | 0.00052955
Ceiling Fixture | Incandescent |  | Standard A Lamp | 1 | 75 | Bathroom | 203632 | Bathroom | 0.00052955
Wall Mount | Incandescent |  | Globe | 6 | 40 | Bathroom | 203632 | Bathroom | 0.00052955
Ceiling Fixture | Incandescent |  | Standard A Lamp | 2 | 60 | Bedroom | 203633 | Bedroom | 0.00052955
Ceiling Fixture | Incandescent |  | Standard A Lamp | 1 | 60 | Bedroom | 203634 | Bedroom | 0.00052955
Ceiling Fixture | Incandescent |  | Standard A Lamp | 2 | 60 | Bedroom | 203635 | Bedroom | 0.00052955
Table | Incandescent |  | Standard A Lamp | 1 | 75 | Bedroom | 203635 | Bedroom | 0.00052955
Ceiling Fixture | Incandescent |  | Standard A Lamp | 5 | 60 | Dining Room | 203636 | Dining Room | 0.00052955
Ceiling Fixture | Incandescent |  | Standard A Lamp | 1 | 60 | Hall | 203637 | Hall | 0.00052955
Ceiling Fixture | Incandescent |  | Standard A Lamp | 1 | 60 | Hall | 203638 | Hall | 0.00052955
Ceiling Fixture | Linear Fluorescent | 48 | Fluorescent Unknown | 2 | 40 | Kitchen | 203639 | Kitchen | 0.00052955
Ceiling Fixture | Compact Fluorescent |  | Twist | 2 | 22 | Kitchen | 203639 | Kitchen | 0.00052955
Ceiling Fixture | Incandescent |  | Standard A Lamp | 1 | 60 | Laundry Room | 2036310 | Laundry Room | 0.00052955
Wall Mount | Incandescent |  | Globe | 6 | 40 | Bathroom | 2036311 | Bathroom | 0.00052955
Ceiling Fixture | Incandescent |  | Standard A Lamp | 1 | 60 | Bathroom | 2036311 | Bathroom | 0.00052955
Ceiling Fixture | Incandescent |  | Standard A Lamp | 2 | 60 | Master Bedroom | 2036312 | Master Bedroom | 0.00052955
Ceiling Fixture | Linear Fluorescent | 22 | T-8 | 4 | 16 | Other | 203711 | Other | 0.0004784
Ceiling Fixture | Incandescent |  | Standard A Lamp | 1 | 60 | Other | 203712 | Other | 0.0004784
Ceiling Fan | Incandescent |  | Standard A Lamp | 1 | 60 | Family Room | 203713 | Family Room | 0.0004784
Ceiling Fixture | Incandescent |  | Standard A Lamp | 1 | 60 | Garage | 203714 | Garage | 0.0004784
Ceiling Fixture | Incandescent |  | Standard A Lamp | 1 | 40 | Hall | 203715 | Hall | 0.0004784
Ceiling Fixture | Compact Fluorescent |  | Twist | 1 | 15 | Hall | 203716 | Hall | 0.0004784
Ceiling Fixture | Linear Fluorescent | 44 | T-8 | 2 | 32 | Kitchen | 203717 | Kitchen | 0.0004784
Ceiling Fixture | Incandescent |  | Standard A Lamp | 2 | 60 | Laundry Room | 203718 | Laundry Room | 0.0004784
Ceiling Fan | Incandescent |  | Standard A Lamp | 1 | 60 | Living Room | 203719 | Living Room | 0.0004784
Torchiere | Incandescent |  | Standard A Lamp | 2 | 40 | Living Room | 203719 | Living Room | 0.0004784
Table | Compact Fluorescent |  | Straight Tube | 1 | 28 | Living Room | 203719 | Living Room | 0.0004784
Ceiling Fixture | Compact Fluorescent |  | Twist | 1 | 15 | Bedroom | 2037110 | Bedroom | 0.0004784
Table | Incandescent |  | Mini base | 1 | 25 | Bedroom | 2037110 | Bedroom | 0.0004784
Wall Mount | Incandescent |  | Globe | 4 | 40 | Bathroom | 2037111 | Bathroom | 0.0004784
Ceiling Fixture | Incandescent |  | Standard A Lamp | 2 | 60 | Bedroom | 2037112 | Bedroom | 0.0004784
Ceiling Fixture | Incandescent |  | Standard A Lamp | 2 | 60 | Bedroom | 2037113 | Bedroom | 0.0004784
Table | Incandescent |  | Mini base | 1 | 25 | Bedroom | 2037113 | Bedroom | 0.0004784
Wall Mount | Incandescent |  | Standard A Lamp | 3 | 60 | Bathroom | 203741 | Bathroom | 0.0020539
High bay | Incandescent |  | Standard A Lamp | 2 | 60 | Bathroom | 203742 | Bathroom | 0.0020539
Recessed Can | Incandescent |  | Reflector | 1 | 65 | Bathroom | 203742 | Bathroom | 0.0020539
Ceiling Fixture | Incandescent |  | Standard A Lamp | 3 | 60 | Bathroom | 203742 | Bathroom | 0.0020539
Recessed Can | Incandescent |  | Reflector | 1 | 65 | Bedroom | 203743 | Bedroom | 0.0020539
Table | Incandescent |  | Standard A Lamp | 1 | 60 | Bedroom | 203743 | Bedroom | 0.0020539
Chandelier (Hanging) | Incandescent |  | Globe | 6 | 40 | Dining Room | 203744 | Dining Room | 0.0020539
Wall Mount | Incandescent |  | Globe | 1 | 40 | Dining Room | 203744 | Dining Room | 0.0020539
Table | Incandescent |  | 3-Way Incandescent | 1 | 100 | Dining Room | 203744 | Dining Room | 0.0020539
Ceiling Fixture | Linear Fluorescent | 60 | T-12 | 2 | 40 | Garage | 203745 | Garage | 0.0020539
Recessed Can | Incandescent |  | Reflector | 1 | 65 | Kitchen | 203746 | Kitchen | 0.0020539
Table | Incandescent |  | Standard A Lamp | 1 | 100 | Kitchen | 203746 | Kitchen | 0.0020539
Architectural | Linear Fluorescent | 48 | T-8 | 1 | 20 | Kitchen | 203746 | Kitchen | 0.0020539
Ceiling Fixture | Linear Fluorescent | 60 | T-12 | 2 | 40 | Laundry Room | 203747 | Laundry Room | 0.0020539
Floor lamp | Incandescent |  | 3-Way Incandescent | 1 | 100 | Living Room | 203748 | Living Room | 0.0020539
Torchiere | Incandescent |  | 3-Way Incandescent | 1 | 200 | Living Room | 203748 | Living Room | 0.0020539
Recessed Can | Incandescent |  | Reflector | 1 | 65 | Living Room | 203748 | Living Room | 0.0020539
Table | Incandescent |  | Standard A Lamp | 1 | 75 | Master Bedroom | 203749 | Master Bedroom | 0.0020539
Floor lamp | Incandescent |  | Standard A Lamp | 1 | 125 | Master Bedroom | 203749 | Master Bedroom | 0.0020539
Ceiling Fixture | Incandescent |  | Standard A Lamp | 2 | 60 | Closet | 2037410 | Closet | 0.0020539
Floor lamp | Incandescent |  | 3-Way Incandescent | 1 | 100 | Office | 2037411 | Office | 0.0020539
Table | Incandescent |  | Standard A Lamp | 1 | 60 | Office | 2037411 | Office | 0.0020539
Floor lamp | Compact Fluorescent |  | Straight Tube | 1 | 22 | Office | 2037411 | Office | 0.0020539
Recessed Can | Incandescent |  | Reflector | 1 | 65 | Office | 2037411 | Office | 0.0020539
Recessed Can | Incandescent |  | Reflector | 1 | 65 | Hall | 2037412 | Hall | 0.0020539
Wall Mount | Incandescent |  | Globe | 3 | 25 | Bathroom | 203811 | Bathroom | 0.00029634
Table | Incandescent |  | Standard A Lamp | 1 | 100 | Bedroom | 203812 | Bedroom | 0.00029634
Chandelier (Hanging) | Incandescent |  | Standard A Lamp | 1 | 60 | Family Room | 203813 | Family Room | 0.00029634
Table | Incandescent |  | Standard A Lamp | 1 | 150 | Family Room | 203813 | Family Room | 0.00029634
Wall Mount | Incandescent |  | Standard A Lamp | 2 | 60 | Family Room | 203813 | Family Room | 0.00029634
Ceiling Fixture | Incandescent |  | Standard A Lamp | 1 | 100 | Other | 203814 | Other | 0.00029634
Wall Mount | Incandescent |  | Globe | 3 | 40 | Bathroom | 203815 | Bathroom | 0.00029634
Other | Incandescent |  | Mini base | 1 | 5 | Bathroom | 203815 | Bathroom | 0.00029634
Ceiling Fan | Incandescent |  | Standard A Lamp | 3 | 60 | Bedroom | 203816 | Bedroom | 0.00029634
Floor lamp | Incandescent |  | Standard A Lamp | 1 | 150 | Bedroom | 203816 | Bedroom | 0.00029634
Floor lamp | Incandescent |  | Standard A Lamp | 2 | 100 | Bedroom | 203816 | Bedroom | 0.00029634
Ceiling Fixture | Incandescent |  | Standard A Lamp | 1 | 90 | Garage | 203817 | Garage | 0.00029634
Garage door opener | Incandescent |  | Standard A Lamp | 1 | 100 | Garage | 203817 | Garage | 0.00029634
Ceiling Fixture | Incandescent |  | Standard A Lamp | 1 | 60 | Hall | 203818 | Hall | 0.00029634
Ceiling Fixture | Incandescent |  | Standard A Lamp | 2 | 60 | Living Room | 203819 | Living Room | 0.00029634
Ceiling Fan | Incandescent |  | Standard A Lamp | 4 | 60 | Living Room | 203819 | Living Room | 0.00029634
Table | Incandescent |  | Standard A Lamp | 1 | 60 | Living Room | 203819 | Living Room | 0.00029634
Floor lamp | Incandescent |  | Standard A Lamp | 2 | 100 | Living Room | 203819 | Living Room | 0.00029634
Ceiling Fixture | Incandescent |  | Standard A Lamp | 1 | 68 | Living Room | 203819 | Living Room | 0.00029634
Ceiling Fan | Incandescent |  | Standard A Lamp | 4 | 60 | Kitchen | 2038110 | Kitchen | 0.00029634
Ceiling Fixture | Incandescent |  | Standard A Lamp | 1 | 60 | Kitchen | 2038110 | Kitchen | 0.00029634
Ceiling Fan | Incandescent |  | Standard A Lamp | 3 | 60 | Bedroom | 2038111 | Bedroom | 0.00029634
Table | Incandescent |  | Standard A Lamp | 1 | 100 | Bedroom | 2038111 | Bedroom | 0.00029634
Other | Incandescent |  | Mini base | 1 | 5 | Bedroom | 2038111 | Bedroom | 0.00029634
Ceiling Fan | Incandescent |  | Standard A Lamp | 3 | 60 | Bedroom | 2038112 | Bedroom | 0.00029634
Table | Incandescent |  | Standard A Lamp | 1 | 100 | Bedroom | 2038112 | Bedroom | 0.00029634
Recessed Can | Incandescent |  | Standard A Lamp | 1 | 75 | Hall | 2038113 | Hall | 0.00029634
Ceiling Fixture | Incandescent |  | Standard A Lamp | 1 | 100 | Other | 2038114 | Other | 0.00029634
Ceiling Fixture | Incandescent |  | Standard A Lamp | 1 | 75 | Bedroom | 203841 | Bedroom | 0.00052955
Ceiling Fixture | Incandescent |  | Standard A Lamp | 1 | 75 | Bathroom | 203842 | Bathroom | 0.00052955
Ceiling Fixture | Incandescent |  | Standard A Lamp | 1 | 75 | Bathroom | 203843 | Bathroom | 0.00052955
Ceiling Fan | Compact Fluorescent |  | Twist | 3 | 18 | Dining Room | 203844 | Dining Room | 0.00052955
Ceiling Fixture | Incandescent |  | Standard A Lamp | 1 | 75 | Hall | 203845 | Hall | 0.00052955
Track | Incandescent |  | Colored | 3 | 60 | Kitchen | 203846 | Kitchen | 0.00052955
Ceiling Fixture | Incandescent |  | Standard A Lamp | 2 | 60 | Laundry Room | 203847 | Laundry Room | 0.00052955
Ceiling Fixture | Incandescent |  | Standard A Lamp | 1 | 40 | Living Room | 203848 | Living Room | 0.00052955
Chandelier (Hanging) | Compact Fluorescent |  | Twist | 1 | 22 | Living Room | 203848 | Living Room | 0.00052955
Ceiling Fan | Incandescent |  | Standard A Lamp | 1 | 75 | Master Bedroom | 203849 | Master Bedroom | 0.00052955
Table | Incandescent |  | Standard A Lamp | 1 | 75 | Master Bedroom | 203849 | Master Bedroom | 0.00052955
Ceiling Fixture | Compact Fluorescent |  | Twist | 1 | 15 | Bathroom | 203901 | Bathroom | 0.0020539
Table | Compact Fluorescent |  | Twist | 1 | 15 | Bedroom | 203902 | Bedroom | 0.0020539
Table | Compact Fluorescent |  | Twist | 3 | 15 | Bedroom | 203902 | Bedroom | 0.0020539
Ceiling Fixture | Compact Fluorescent |  | Twist | 1 | 15 | Bathroom | 203903 | Bathroom | 0.0020539
Ceiling Fixture | Linear Fluorescent | 48 | T-8 | 2 | 32 | Kitchen | 203904 | Kitchen | 0.0020539
Ceiling Fan | Compact Fluorescent |  | Twist | 2 | 22 | Kitchen | 203904 | Kitchen | 0.0020539
Ceiling Fixture | Compact Fluorescent |  | Twist | 3 | 15 | Kitchen | 203904 | Kitchen | 0.0020539
Ceiling Fixture | Compact Fluorescent |  | Twist | 1 | 15 | Kitchen | 203904 | Kitchen | 0.0020539
Ceiling Fixture | Compact Fluorescent |  | Twist | 2 | 15 | Living Room | 203905 | Living Room | 0.0020539
Wall Mount | Incandescent |  | Standard A Lamp | 2 | 60 | Bathroom | 203921 | Bathroom | 0.00047324
Wall Mount | Incandescent |  | Standard A Lamp | 3 | 60 | Bathroom | 203922 | Bathroom | 0.00047324
Ceiling Fixture | Incandescent |  | Standard A Lamp | 2 | 60 | Bathroom | 203922 | Bathroom | 0.00047324
Table | Incandescent |  | Standard A Lamp | 1 | 60 | Bedroom | 203923 | Bedroom | 0.00047324
Table | Compact Fluorescent |  | Twist | 1 | 15 | Bedroom | 203923 | Bedroom | 0.00047324
Ceiling Fixture | Incandescent |  | Standard A Lamp | 2 | 60 | Bedroom | 203923 | Bedroom | 0.00047324
Ceiling Fixture | Incandescent |  | Standard A Lamp | 2 | 60 | Bedroom | 203924 | Bedroom | 0.00047324
Table | Incandescent |  | Standard A Lamp | 1 | 52 | Bedroom | 203924 | Bedroom | 0.00047324
Ceiling Fan | Incandescent |  | Standard A Lamp | 2 | 60 | Other | 203925 | Other | 0.00047324
Table | Compact Fluorescent |  | Twist | 1 | 22 | Other | 203925 | Other | 0.00047324
Wall Mount | Incandescent |  | Standard A Lamp | 1 | 40 | Bathroom | 203926 | Bathroom | 0.00047324
Wall Mount | Compact Fluorescent |  | Twist | 3 | 15 | Bathroom | 203926 | Bathroom | 0.00047324
Ceiling Fixture | Incandescent |  | Standard A Lamp | 1 | 60 | Closet | 203927 | Closet | 0.00047324
Chandelier (Hanging) | Incandescent |  | Standard A Lamp | 8 | 60 | Dining Room | 203928 | Dining Room | 0.00047324
Chandelier (Hanging) | Incandescent |  | Standard A Lamp | 4 | 60 | Other | 203929 | Other | 0.00047324
Ceiling Fixture | Incandescent |  | Standard A Lamp | 1 | 60 | Garage | 2039210 | Garage | 0.00047324
Garage door opener | Incandescent |  | Standard A Lamp | 2 | 100 | Garage | 2039210 | Garage | 0.00047324
Ceiling Fixture | Incandescent |  | Standard A Lamp | 2 | 60 | Hall | 2039211 | Hall | 0.00047324
Wall Mount | Incandescent |  | Standard A Lamp | 1 | 60 | Hall | 2039212 | Hall | 0.00047324
Recessed Can | Incandescent |  | Reflector | 1 | 65 | Kitchen | 2039213 | Kitchen | 0.00047324
Architectural | Halogen |  | Other | 7 | 20 | Kitchen | 2039213 | Kitchen | 0.00047324
Other | Compact Fluorescent |  | Twist | 1 | 15 | Kitchen | 2039213 | Kitchen | 0.00047324
Ceiling Fixture | Compact Fluorescent |  | Twist | 3 | 15 | Laundry Room | 2039214 | Laundry Room | 0.00047324
Architectural | Linear Fluorescent | 12 | T-4 | 1 | 16 | Laundry Room | 2039214 | Laundry Room | 0.00047324
Wall Mount | Incandescent |  | Decorative | 1 | 60 | Closet | 2039215 | Closet | 0.00047324
Table | Compact Fluorescent |  | Twist | 1 | 22 | Living Room | 2039216 | Living Room | 0.00047324
Recessed Can | Incandescent |  | Reflector | 1 | 75 | Living Room | 2039216 | Living Room | 0.00047324
Ceiling Fan | Incandescent |  | Standard A Lamp | 2 | 100 | Living Room | 2039216 | Living Room | 0.00047324
Table | Compact Fluorescent |  | Twist | 1 | 22 | Master Bedroom | 2039217 | Master Bedroom | 0.00047324
Wall Mount | Incandescent |  | Standard A Lamp | 4 | 60 | Bathroom | 2039218 | Bathroom | 0.00047324
Recessed Can | Incandescent |  | Standard A Lamp | 1 | 100 | Bathroom | 2039218 | Bathroom | 0.00047324
Ceiling Fixture | Incandescent |  | Standard A Lamp | 1 | 60 | Bathroom | 2039218 | Bathroom | 0.00047324
Ceiling Fan | Incandescent |  | Standard A Lamp | 2 | 60 | Office | 2039219 | Office | 0.00047324
Floor lamp | Compact Fluorescent |  | Twist | 1 | 15 | Office | 2039219 | Office | 0.00047324
Ceiling Fixture | Incandescent |  | Standard A Lamp | 1 | 60 | Closet | 2039220 | Closet | 0.00047324
Ceiling Fixture | Incandescent |  | Standard A Lamp | 1 | 60 | Closet | 2039221 | Closet | 0.00047324
Ceiling Fixture | Incandescent |  | Standard A Lamp | 2 | 60 | Other | 2039222 | Other | 0.00047324
Other | Incandescent |  | Standard A Lamp | 1 | 40 | Other | 2039222 | Other | 0.00047324
Wall Mount | Halogen |  | Quartz Tube | 3 | 30 | Bathroom | 203951 | Bathroom | 0.0020539
Ceiling Fixture | Incandescent |  | Standard A Lamp | 1 | 60 | Bathroom | 203951 | Bathroom | 0.0020539
Ceiling Fixture | Incandescent |  | Standard A Lamp | 1 | 60 | Bedroom | 203952 | Bedroom | 0.0020539
Table | Compact Fluorescent |  | Pin base | 1 | 15 | Bedroom | 203952 | Bedroom | 0.0020539
Ceiling Fixture | Compact Fluorescent |  | Twist | 2 | 15 | Master Bedroom | 203953 | Master Bedroom | 0.0020539
Table | Incandescent |  | Standard A Lamp | 1 | 40 | Master Bedroom | 203953 | Master Bedroom | 0.0020539
Chandelier (Hanging) | Incandescent |  | Globe | 1 | 75 | Dining Room | 203954 | Dining Room | 0.0020539
Ceiling Fixture | Halogen |  | Quartz Tube | 1 | 30 | Closet | 203955 | Closet | 0.0020539
Ceiling Fixture | Halogen |  | PAR | 3 | 100 | Kitchen | 203956 | Kitchen | 0.0020539
Torchiere | Halogen |  | MR | 1 | 30 | Living Room | 203957 | Living Room | 0.0020539
Wall Mount | Incandescent |  | Decorative | 1 | 40 | Living Room | 203957 | Living Room | 0.0020539
Ceiling Fixture | Compact Fluorescent |  | A shape bulb | 1 | 22 | Master Bedroom | 203958 | Master Bedroom | 0.0020539
Floor lamp | Compact Fluorescent |  | A shape bulb | 1 | 15 | Master Bedroom | 203958 | Master Bedroom | 0.0020539
Ceiling Fixture | Compact Fluorescent |  | A shape bulb | 1 | 15 | Bathroom | 203959 | Bathroom | 0.0020539
Ceiling Fixture | Compact Fluorescent |  | A shape bulb | 1 | 22 | Office | 2039510 | Office | 0.0020539
Ceiling Fixture | Compact Fluorescent |  | Globe | 1 | 15 | Other | 2039511 | Other | 0.0020539
Ceiling Fixture | Halogen |  | Quartz Tube | 1 | 30 | Hall | 2039512 | Hall | 0.0020539
Ceiling Fixture | Incandescent |  | Standard A Lamp | 1 | 60 | Hall | 2039512 | Hall | 0.0020539
Ceiling Fixture | Incandescent |  | Standard A Lamp | 1 | 75 | Bedroom | 204081 | Bedroom | 0.0005169
Table | Incandescent |  | Standard A Lamp | 1 | 100 | Bedroom | 204081 | Bedroom | 0.0005169
Ceiling Fixture | Incandescent |  | Standard A Lamp | 1 | 75 | Bedroom | 204082 | Bedroom | 0.0005169
Table | Incandescent |  | Standard A Lamp | 1 | 75 | Bedroom | 204082 | Bedroom | 0.0005169
Table | Incandescent |  | Standard A Lamp | 1 | 75 | Master Bedroom | 204083 | Master Bedroom | 0.0005169
Wall Mount | Incandescent |  | Standard A Lamp | 2 | 60 | Bathroom | 204084 | Bathroom | 0.0005169
Ceiling Fixture | Incandescent |  | Heat Lamp | 2 | 125 | Bathroom | 204084 | Bathroom | 0.0005169
Chandelier (Hanging) | Incandescent |  | Decorative | 8 | 25 | Dining Room | 204085 | Dining Room | 0.0005169
Low bay | Linear Fluorescent | 48 | T-12 | 2 | 40 | Garage | 204086 | Garage | 0.0005169
Garage door opener | Incandescent |  | Standard A Lamp | 1 | 75 | Garage | 204086 | Garage | 0.0005169
Ceiling Fixture | Incandescent |  | Standard A Lamp | 1 | 75 | Hall | 204087 | Hall | 0.0005169
Ceiling Fixture | Incandescent |  | Standard A Lamp | 2 | 75 | Other | 204088 | Other | 0.0005169
Table | Incandescent |  | Standard A Lamp | 1 | 100 | Other | 204088 | Other | 0.0005169
Ceiling Fixture | Linear Fluorescent | 48 | T-12 | 2 | 40 | Kitchen | 204089 | Kitchen | 0.0005169
Ceiling Fan | Incandescent |  | Decorative | 4 | 40 | Living Room | 2040810 | Living Room | 0.0005169
Table | Incandescent |  | Standard A Lamp | 1 | 75 | Living Room | 2040810 | Living Room | 0.0005169
Ceiling Fixture | Linear Fluorescent | 36 | T-12 | 2 | 32 | Bathroom | 2040811 | Bathroom | 0.0005169
Ceiling Fixture | Incandescent |  | Standard A Lamp | 1 | 75 | Closet | 2040812 | Closet | 0.0005169
Wall Mount | Incandescent |  | Standard A Lamp | 4 | 60 | Bathroom | 204111 | Bathroom | 0.00094081
Ceiling Fixture | Compact Fluorescent |  | Twist | 2 | 15 | Bedroom | 204112 | Bedroom | 0.00094081
Ceiling Fixture | Incandescent |  | Standard A Lamp | 1 | 60 | Bedroom | 204113 | Bedroom | 0.00094081
Chandelier (Hanging) | Compact Fluorescent |  | Twist | 1 | 15 | Hall | 204114 | Hall | 0.00094081
Floor lamp | Incandescent |  | Standard A Lamp | 2 | 60 | Garage | 204115 | Garage | 0.00094081
Ceiling Fixture | Compact Fluorescent |  | Twist | 1 | 15 | Garage | 204115 | Garage | 0.00094081
Chandelier (Hanging) | Incandescent |  | Standard A Lamp | 1 | 40 | Garage | 204115 | Garage | 0.00094081
Ceiling Fixture | Compact Fluorescent |  | Twist | 1 | 15 | Hall | 204116 | Hall | 0.00094081
Track | Compact Fluorescent |  | Twist | 3 | 15 | Kitchen | 204117 | Kitchen | 0.00094081
Chandelier (Hanging) | Incandescent |  | Standard A Lamp | 4 | 60 | Kitchen | 204117 | Kitchen | 0.00094081
Ceiling Fixture | Compact Fluorescent |  | Twist | 2 | 15 | Laundry Room | 204118 | Laundry Room | 0.00094081
Ceiling Fan | Compact Fluorescent |  | Twist | 3 | 15 | Living Room | 204119 | Living Room | 0.00094081
Ceiling Fixture | Incandescent |  | Standard A Lamp | 1 | 60 | Closet | 2041110 | Closet | 0.00094081
Wall Mount | Incandescent |  | Reflector | 3 | 40 | Bathroom | 2041111 | Bathroom | 0.00094081
Ceiling Fixture | Compact Fluorescent |  | Twist | 2 | 15 | Bedroom | 2041112 | Bedroom | 0.00094081
Table | Halogen |  | Quartz Tube | 1 | 100 | Bedroom | 2041112 | Bedroom | 0.00094081
Wall Mount | Incandescent |  | Standard A Lamp | 3 | 60 | Bathroom | 204141 | Bathroom | 0.0005169
Ceiling Fixture | Incandescent |  | Heat Lamp | 1 | 150 | Bathroom | 204141 | Bathroom | 0.0005169
Track | Incandescent |  | Standard A Lamp | 4 | 60 | Bathroom | 204142 | Bathroom | 0.0005169
Ceiling Fixture | Compact Fluorescent |  | Twist | 2 | 15 | Bedroom | 204143 | Bedroom | 0.0005169
Table | Incandescent |  | Globe | 1 | 75 | Bedroom | 204143 | Bedroom | 0.0005169
Other | Incandescent |  | Standard A Lamp | 1 | 100 | Bedroom | 204143 | Bedroom | 0.0005169
Table | Incandescent |  | Mini base | 1 | 25 | Bedroom | 204143 | Bedroom | 0.0005169
Ceiling Fixture | Incandescent |  | Standard A Lamp | 1 | 60 | Garage | 204144 | Garage | 0.0005169
Ceiling Fixture | Linear Fluorescent | 60 | T-12 | 2 | 40 | Garage | 204144 | Garage | 0.0005169
Recessed Can | Incandescent |  | Reflector | 1 | 65 | Hall | 204145 | Hall | 0.0005169
Recessed Can | Incandescent |  | Reflector | 1 | 65 | Kitchen | 204146 | Kitchen | 0.0005169
Recessed Can | Incandescent |  | Reflector | 1 | 60 | Laundry Room | 204147 | Laundry Room | 0.0005169
Ceiling Fan | Incandescent |  | Standard A Lamp | 4 | 60 | Living Room | 204148 | Living Room | 0.0005169
Table | Incandescent |  | Standard A Lamp | 1 | 60 | Living Room | 204148 | Living Room | 0.0005169
Floor lamp | Incandescent |  | Standard A Lamp | 1 | 75 | Living Room | 204148 | Living Room | 0.0005169
Wall Mount | Incandescent |  | Standard A Lamp | 4 | 60 | Bathroom | 204149 | Bathroom | 0.0005169
Ceiling Fan | Incandescent |  | Standard A Lamp | 2 | 60 | Master Bedroom | 2041410 | Master Bedroom | 0.0005169
Ceiling Fixture | Incandescent |  | Standard A Lamp | 2 | 60 | Office | 2041411 | Office | 0.0005169
Ceiling Fixture | Incandescent |  | Standard A Lamp | 1 | 75 | Bedroom | 204261 | Bedroom | 0.00047324
Table | Incandescent |  | Mini base | 1 | 25 | Bedroom | 204261 | Bedroom | 0.00047324
Table | Compact Fluorescent |  | Twist | 1 | 15 | Bedroom | 204261 | Bedroom | 0.00047324
Ceiling Fan | Compact Fluorescent |  | Twist | 1 | 15 | Living Room | 204262 | Living Room | 0.00047324
Table | Compact Fluorescent |  | Twist | 1 | 15 | Living Room | 204262 | Living Room | 0.00047324
Table | Compact Fluorescent |  | Twist | 1 | 28 | Living Room | 204262 | Living Room | 0.00047324
Ceiling Fixture | Compact Fluorescent |  | Twist | 2 | 22 | Kitchen | 204263 | Kitchen | 0.00047324
Ceiling Fixture | Compact Fluorescent |  | Twist | 1 | 22 | Laundry Room | 204264 | Laundry Room | 0.00047324
Ceiling Fixture | Compact Fluorescent |  | Twist | 2 | 15 | Bedroom | 204265 | Bedroom | 0.00047324
Wall Mount | Compact Fluorescent |  | Twist | 2 | 22 | Bathroom | 204266 | Bathroom | 0.00047324
Ceiling Fixture | Compact Fluorescent |  | Twist | 2 | 15 | Bedroom | 204267 | Bedroom | 0.00047324
Wall Mount | Compact Fluorescent |  | Twist | 1 | 22 | Hall | 204268 | Hall | 0.00047324
Ceiling Fixture | Incandescent |  | Globe | 1 | 40 | Other | 204269 | Other | 0.00047324
Ceiling Fixture | Compact Fluorescent |  | Twist | 1 | 15 | Other | 204269 | Other | 0.00047324
Wall Mount | Incandescent |  | Globe | 6 | 25 | Bathroom | 204301 | Bathroom | 0.0005169
Ceiling Fixture | Compact Fluorescent |  | Twist | 1 | 13 | Bedroom | 204302 | Bedroom | 0.0005169
Ceiling Fixture | Compact Fluorescent |  | Twist | 1 | 13 | Office | 204303 | Office | 0.0005169
Ceiling Fan | Compact Fluorescent |  | Twist | 4 | 13 | Dining Room | 204304 | Dining Room | 0.0005169
Ceiling Fixture | Linear Fluorescent | 36 | T-12 | 2 | 40 | Garage | 204305 | Garage | 0.0005169
Garage door opener | Incandescent |  | Standard A Lamp | 1 | 60 | Garage | 204305 | Garage | 0.0005169
Ceiling Fixture | Compact Fluorescent |  | Twist | 1 | 13 | Kitchen | 204306 | Kitchen | 0.0005169
Wall Mount | Compact Fluorescent |  | Twist | 1 | 13 | Kitchen | 204306 | Kitchen | 0.0005169
Ceiling Fan | Compact Fluorescent |  | A shape bulb | 4 | 13 | Living Room | 204307 | Living Room | 0.0005169
Chandelier (Hanging) | Incandescent |  | Globe | 3 | 5 | Living Room | 204307 | Living Room | 0.0005169
Floor lamp | Incandescent |  | Globe | 1 | 60 | Living Room | 204307 | Living Room | 0.0005169
Wall Mount | Incandescent |  | Globe | 3 | 25 | Bathroom | 204308 | Bathroom | 0.0005169
Ceiling Fixture | Compact Fluorescent |  | Twist | 1 | 13 | Master Bedroom | 204309 | Master Bedroom | 0.0005169
Floor lamp | Compact Fluorescent |  | Twist | 1 | 13 | Master Bedroom | 204309 | Master Bedroom | 0.0005169
Ceiling Fixture | Compact Fluorescent |  | Twist | 1 | 13 | Hall | 2043010 | Hall | 0.0005169
Wall Mount | Incandescent |  | Standard A Lamp | 4 | 40 | Bathroom | 204331 | Bathroom | 0.00040077
Ceiling Fixture | Incandescent |  | Standard A Lamp | 1 | 60 | Bathroom | 204332 | Bathroom | 0.00040077
Ceiling Fan | Incandescent |  | Standard A Lamp | 3 | 60 | Bedroom | 204333 | Bedroom | 0.00040077
Table | Compact Fluorescent |  | Twist | 1 | 15 | Bedroom | 204333 | Bedroom | 0.00040077
Ceiling Fan | Incandescent |  | Standard A Lamp | 3 | 40 | Bedroom | 204334 | Bedroom | 0.00040077
Floor lamp | Incandescent |  | Standard A Lamp | 1 | 60 | Bedroom | 204334 | Bedroom | 0.00040077
Ceiling Fixture | Incandescent |  | Globe | 2 | 60 | Bedroom | 204335 | Bedroom | 0.00040077
Ceiling Fixture | Compact Fluorescent |  | Twist | 1 | 15 | Bedroom | 204336 | Bedroom | 0.00040077
Ceiling Fixture | Linear Fluorescent | 48 | T-12 | 2 | 40 | Garage | 204337 | Garage | 0.00040077
Garage door opener | Incandescent |  | Standard A Lamp | 1 | 60 | Garage | 204337 | Garage | 0.00040077
Ceiling Fixture | Incandescent |  | Standard A Lamp | 1 | 60 | Hall | 204338 | Hall | 0.00040077
Ceiling Fixture | Linear Fluorescent | 48 | T-12 | 2 | 40 | Kitchen | 204339 | Kitchen | 0.00040077
Recessed - other | Incandescent |  | Standard A Lamp | 1 | 60 | Kitchen | 204339 | Kitchen | 0.00040077
Ceiling Fixture | Compact Fluorescent |  | Twist | 1 | 15 | Kitchen | 204339 | Kitchen | 0.00040077
Chandelier (Hanging) | Incandescent |  | Standard A Lamp | 5 | 60 | Kitchen | 204339 | Kitchen | 0.00040077
Ceiling Fixture | Compact Fluorescent |  | Twist | 1 | 15 | Living Room | 2043310 | Living Room | 0.00040077
Ceiling Fixture | Incandescent |  | Standard A Lamp | 2 | 60 | Laundry Room | 2043311 | Laundry Room | 0.00040077
Ceiling Fan | Incandescent |  | Standard A Lamp | 1 | 60 | Bedroom | 204401 | Bedroom | 0.0004784
Wall Mount | Incandescent |  | Standard A Lamp | 1 | 75 | Bedroom | 204401 | Bedroom | 0.0004784
Table | Incandescent |  | Standard A Lamp | 1 | 75 | Bedroom | 204401 | Bedroom | 0.0004784
Wall Mount | Incandescent |  | Globe | 4 | 40 | Bathroom | 204402 | Bathroom | 0.0004784
Ceiling Fixture | Incandescent |  | Standard A Lamp | 1 | 60 | Bathroom | 204402 | Bathroom | 0.0004784
Chandelier (Hanging) | Halogen |  | Quartz Tube | 5 | 100 | Dining Room | 204403 | Dining Room | 0.0004784
Wall Mount | Compact Fluorescent |  | Twist | 1 | 15 | Hall | 204404 | Hall | 0.0004784
Ceiling Fixture | Incandescent |  | Standard A Lamp | 1 | 100 | Garage | 204405 | Garage | 0.0004784
Ceiling Fixture | Incandescent |  | Standard A Lamp | 1 | 75 | Hall | 204406 | Hall | 0.0004784
Wall Mount | Incandescent |  | Standard A Lamp | 1 | 75 | Laundry Room | 204407 | Laundry Room | 0.0004784
Table | Incandescent |  | Standard A Lamp | 1 | 100 | Living Room | 204408 | Living Room | 0.0004784
Wall Mount | Incandescent |  | Standard A Lamp | 1 | 60 | Living Room | 204408 | Living Room | 0.0004784
Torchiere | Halogen |  | Quartz Tube | 1 | 100 | Master Bedroom | 204409 | Master Bedroom | 0.0004784
Wall Mount | Incandescent |  | Standard A Lamp | 1 | 60 | Master Bedroom | 204409 | Master Bedroom | 0.0004784
Wall Mount | Incandescent |  | Standard A Lamp | 1 | 75 | Bathroom | 2044010 | Bathroom | 0.0004784
Ceiling Fan | Incandescent |  | Reflector | 2 | 150 | Bathroom | 2044010 | Bathroom | 0.0004784
Ceiling Fan | Incandescent |  | Standard A Lamp | 1 | 60 | Office | 2044011 | Office | 0.0004784
Wall Mount | Incandescent |  | Standard A Lamp | 1 | 75 | Office | 2044011 | Office | 0.0004784
Ceiling Fan | Incandescent |  | Standard A Lamp | 1 | 60 | Kitchen | 2044012 | Kitchen | 0.0004784
Wall Mount | Halogen |  | Quartz Tube | 4 | 100 | Kitchen | 2044012 | Kitchen | 0.0004784
Wall Mount | Halogen |  | Quartz Tube | 1 | 100 | Kitchen | 2044012 | Kitchen | 0.0004784
Wall Mount | Incandescent |  | Standard A Lamp | 3 | 60 | Bathroom | 204451 | Bathroom | 0.00028447
Ceiling Fixture | Incandescent |  | Standard A Lamp | 1 | 60 | Bathroom | 204452 | Bathroom | 0.00028447
Ceiling Fixture | Incandescent |  | Standard A Lamp | 2 | 60 | Family Room | 204453 | Family Room | 0.00028447
Ceiling Fixture | Incandescent |  | Standard A Lamp | 2 | 60 | Closet | 204454 | Closet | 0.00028447
Chandelier (Hanging) | Incandescent |  | Globe | 1 | 65 | Kitchen | 204455 | Kitchen | 0.00028447
Ceiling Fixture | Linear Fluorescent | 48 | T-8 | 4 | 32 | Kitchen | 204455 | Kitchen | 0.00028447
Ceiling Fan | Incandescent |  | Clear | 4 | 60 | Living Room | 204456 | Living Room | 0.00028447
Table | Incandescent |  | Standard A Lamp | 1 | 60 | Living Room | 204456 | Living Room | 0.00028447
Ceiling Fixture | Incandescent |  | Standard A Lamp | 2 | 60 | Master Bedroom | 204457 | Master Bedroom | 0.00028447
Table | Incandescent |  | Standard A Lamp | 1 | 60 | Master Bedroom | 204457 | Master Bedroom | 0.00028447
Ceiling Fixture | Incandescent |  | Standard A Lamp | 2 | 60 | Office | 204458 | Office | 0.00028447
Table | Incandescent |  | Standard A Lamp | 1 | 60 | Office | 204458 | Office | 0.00028447
Wall Mount | Incandescent |  | Standard A Lamp | 2 | 60 | Bathroom | 204461 | Bathroom | 0.00040077
Ceiling Fixture | Incandescent |  | Standard A Lamp | 1 | 60 | Bedroom | 204462 | Bedroom | 0.00040077
Table | Compact Fluorescent |  | Twist | 1 | 15 | Bedroom | 204462 | Bedroom | 0.00040077
Ceiling Fixture | Incandescent |  | Standard A Lamp | 1 | 60 | Bedroom | 204463 | Bedroom | 0.00040077
Ceiling Fixture | Incandescent |  | Standard A Lamp | 1 | 60 | Hall | 204464 | Hall | 0.00040077
Ceiling Fan | Incandescent |  | Standard A Lamp | 3 | 40 | Kitchen | 204465 | Kitchen | 0.00040077
Ceiling Fixture | Incandescent |  | Standard A Lamp | 1 | 40 | Kitchen | 204465 | Kitchen | 0.00040077
Ceiling Fixture | Incandescent |  | Decorative | 3 | 60 | Kitchen | 204465 | Kitchen | 0.00040077
Floor lamp | Incandescent |  | Standard A Lamp | 1 | 60 | Living Room | 204466 | Living Room | 0.00040077
Ceiling Fixture | Incandescent |  | Standard A Lamp | 2 | 40 | Bathroom | 204481 | Bathroom | 0.00040077
Wall Mount | Incandescent |  | Standard A Lamp | 3 | 60 | Bathroom | 204482 | Bathroom | 0.00040077
Ceiling Fixture | Incandescent |  | Standard A Lamp | 1 | 60 | Bathroom | 204482 | Bathroom | 0.00040077
Wall Mount | Incandescent |  | Mini base | 1 | 15 | Bedroom | 204483 | Bedroom | 0.00040077
Table | Incandescent |  | Mini base | 3 | 15 | Bedroom | 204483 | Bedroom | 0.00040077
Ceiling Fixture | Incandescent |  | Standard A Lamp | 1 | 15 | Bedroom | 204483 | Bedroom | 0.00040077
Ceiling Fixture | Incandescent |  | Mini base | 2 | 25 | Closet | 204484 | Closet | 0.00040077
Ceiling Fixture | Incandescent |  | Standard A Lamp | 1 | 60 | Hall | 204485 | Hall | 0.00040077
Chandelier (Hanging) | Incandescent |  | Decorative | 5 | 40 | Kitchen | 204486 | Kitchen | 0.00040077
Table | Incandescent |  | Standard A Lamp | 1 | 15 | Kitchen | 204486 | Kitchen | 0.00040077
Ceiling Fixture | Halogen |  | PAR | 3 | 75 | Kitchen | 204486 | Kitchen | 0.00040077
Table | Incandescent |  | Standard A Lamp | 1 | 60 | Kitchen | 204486 | Kitchen | 0.00040077
Recessed - other | Incandescent |  | Standard A Lamp | 1 | 60 | Kitchen | 204486 | Kitchen | 0.00040077
Chandelier (Hanging) | Incandescent |  | Standard A Lamp | 1 | 40 | Kitchen | 204486 | Kitchen | 0.00040077
Wall Mount | Incandescent |  | Decorative | 1 | 40 | Kitchen | 204486 | Kitchen | 0.00040077
Ceiling Fixture | Incandescent |  | Standard A Lamp | 1 | 40 | Laundry Room | 204487 | Laundry Room | 0.00040077
Table | Incandescent |  | Standard A Lamp | 1 | 60 | Living Room | 204488 | Living Room | 0.00040077
Table | Compact Fluorescent |  | Twist | 1 | 15 | Living Room | 204488 | Living Room | 0.00040077
Ceiling Fan | Incandescent |  | Decorative | 3 | 40 | Living Room | 204488 | Living Room | 0.00040077
Recessed Can | Incandescent |  | Globe | 1 | 25 | Living Room | 204488 | Living Room | 0.00040077
Chandelier (Hanging) | Incandescent |  | Standard A Lamp | 1 | 60 | Living Room | 204488 | Living Room | 0.00040077
Table | Incandescent |  | Standard A Lamp | 1 | 60 | Bedroom | 204489 | Bedroom | 0.00040077
Floor lamp | Incandescent |  | Standard A Lamp | 2 | 60 | Office | 2044810 | Office | 0.00040077
Ceiling Fixture | Linear Fluorescent | 48 | T-12 | 2 | 25 | Other | 2044811 | Other | 0.00040077
Recessed Can | Incandescent |  | Reflector | 1 | 65 | Bathroom | 204571 | Bathroom | 0.00040077
Ceiling Fixture | Incandescent |  | Standard A Lamp | 2 | 40 | Bathroom | 204571 | Bathroom | 0.00040077
Ceiling Fixture | Incandescent |  | Standard A Lamp | 1 | 60 | Bathroom | 204571 | Bathroom | 0.00040077
Wall Mount | Halogen |  | MR | 1 | 50 | Bathroom | 204572 | Bathroom | 0.00040077
Wall Mount | Halogen |  | MR | 1 | 50 | Bathroom | 204573 | Bathroom | 0.00040077
Ceiling Fixture | Incandescent |  | Standard A Lamp | 1 | 60 | Bathroom | 204573 | Bathroom | 0.00040077
Table | Halogen |  | MR | 1 | 100 | Master Bedroom | 204574 | Master Bedroom | 0.00040077
Floor lamp | Incandescent |  | 3-Way Incandescent | 1 | 100 | Master Bedroom | 204574 | Master Bedroom | 0.00040077
Table | Compact Fluorescent |  | Twist | 1 | 22 | Master Bedroom | 204574 | Master Bedroom | 0.00040077
Recessed Can | Incandescent |  | Reflector | 1 | 65 | Bedroom | 204575 | Bedroom | 0.00040077
Table | Incandescent |  | Standard A Lamp | 1 | 100 | Bedroom | 204575 | Bedroom | 0.00040077
Recessed Can | Incandescent |  | Reflector | 1 | 65 | Bedroom | 204576 | Bedroom | 0.00040077
Table | Incandescent |  | Decorative | 1 | 100 | Bedroom | 204576 | Bedroom | 0.00040077
Floor lamp | Incandescent |  | Standard A Lamp | 1 | 60 | Bedroom | 204576 | Bedroom | 0.00040077
Low bay | Linear Fluorescent | 48 | T-12 | 2 | 40 | Closet | 204577 | Closet | 0.00040077
Ceiling Fixture | Linear Fluorescent | 48 | T-12 | 2 | 40 | Closet | 204578 | Closet | 0.00040077
Recessed Can | Incandescent |  | Reflector | 1 | 65 | Office | 204579 | Office | 0.00040077
Table | Incandescent |  | Other | 1 | 60 | Office | 204579 | Office | 0.00040077
Floor lamp | Compact Fluorescent |  | Twist | 1 | 22 | Office | 204579 | Office | 0.00040077
Table | Incandescent |  | Standard A Lamp | 1 | 60 | Office | 204579 | Office | 0.00040077
Recessed Can | Incandescent |  | Reflector | 1 | 65 | Dining Room | 2045710 | Dining Room | 0.00040077
Ceiling Fan | Compact Fluorescent |  | Circline (Screw Base) | 1 | 28 | Dining Room | 2045710 | Dining Room | 0.00040077
Chandelier (Hanging) | Incandescent |  | Globe | 5 | 60 | Dining Room | 2045710 | Dining Room | 0.00040077
Ceiling Fixture | Linear Fluorescent | 48 | T-8 | 4 | 32 | Garage | 2045711 | Garage | 0.00040077
Recessed Can | Incandescent |  | Reflector | 1 | 65 | Hall | 2045712 | Hall | 0.00040077
Chandelier (Hanging) | Halogen |  | Other | 1 | 50 | Hall | 2045713 | Hall | 0.00040077
Recessed Can | Incandescent |  | Reflector | 1 | 65 | Hall | 2045713 | Hall | 0.00040077
Architectural | Linear Fluorescent | 22 | T-12 | 1 | 20 | Hall | 2045713 | Hall | 0.00040077
Architectural | Linear Fluorescent | 34 | T-12 | 1 | 30 | Hall | 2045713 | Hall | 0.00040077
Architectural | Linear Fluorescent | 12 | T-12 | 1 | 16 | Hall | 2045713 | Hall | 0.00040077
Ceiling Fixture | Linear Fluorescent | 48 | T-12 | 2 | 40 | Laundry Room | 2045714 | Laundry Room | 0.00040077
Recessed Can | Incandescent |  | Reflector | 1 | 65 | Living Room | 2045715 | Living Room | 0.00040077
Ceiling Fan | Compact Fluorescent |  | Circline (Screw Base) | 1 | 36 | Living Room | 2045715 | Living Room | 0.00040077
Floor lamp | Incandescent |  | Mini base | 5 | 40 | Living Room | 2045715 | Living Room | 0.00040077
Floor lamp | Halogen |  | Quartz Tube | 1 | 300 | Living Room | 2045715 | Living Room | 0.00040077
Other | Incandescent |  | Other | 3 | 25 | Living Room | 2045715 | Living Room | 0.00040077
Ceiling Fixture | Incandescent |  | Standard A Lamp | 1 | 100 | Bathroom | 204581 | Bathroom | 0.00094081
Table | Compact Fluorescent |  | Twist | 1 | 22 | Bedroom | 204582 | Bedroom | 0.00094081
Ceiling Fixture | Linear Fluorescent | 48 | Fluorescent Other | 2 | 32 | Bedroom | 204582 | Bedroom | 0.00094081
Other | Other |  | LED Interior | 1 | 30 | Bedroom | 204582 | Bedroom | 0.00094081
Table | Compact Fluorescent |  | Twist | 1 | 22 | Bedroom | 204583 | Bedroom | 0.00094081
Ceiling Fixture | Linear Fluorescent | 48 | Fluorescent Other | 2 | 32 | Other | 204584 | Other | 0.00094081
Ceiling Fixture | Other |  | LED Interior | 1 | 30 | Other | 204585 | Other | 0.00094081
Wall Mount | Linear Fluorescent | 48 | Fluorescent Other | 1 | 32 | Other | 204585 | Other | 0.00094081
Ceiling Fixture | Compact Fluorescent |  | Circline (Screw Base) | 1 | 22 | Other | 204585 | Other | 0.00094081
Chandelier (Hanging) | Compact Fluorescent |  | Twist | 1 | 28 | Garage | 204586 | Garage | 0.00094081
Ceiling Fixture | Compact Fluorescent |  | Twist | 1 | 22 | Hall | 204587 | Hall | 0.00094081
Ceiling Fixture | Compact Fluorescent |  | Twist | 1 | 15 | Hall | 204587 | Hall | 0.00094081
Ceiling Fixture | Compact Fluorescent |  | Twist | 5 | 15 | Kitchen | 204588 | Kitchen | 0.00094081
Ceiling Fixture | Linear Fluorescent | 48 | Fluorescent Other | 2 | 32 | Kitchen | 204588 | Kitchen | 0.00094081
Torchiere | Compact Fluorescent |  | Twist | 2 | 22 | Living Room | 204589 | Living Room | 0.00094081
Ceiling Fixture | Compact Fluorescent |  | Twist | 5 | 15 | Living Room | 204589 | Living Room | 0.00094081
Ceiling Fixture | Linear Fluorescent | 48 | Fluorescent Other | 2 | 32 | Bedroom | 2045810 | Bedroom | 0.00094081
Wall Mount | Incandescent |  | Decorative | 4 | 40 | Bathroom | 204661 | Bathroom | 0.00052955
Ceiling Fixture | Incandescent |  | Standard A Lamp | 2 | 60 | Bedroom | 204662 | Bedroom | 0.00052955
Table | Incandescent |  | Standard A Lamp | 1 | 60 | Bedroom | 204663 | Bedroom | 0.00052955
Table | Incandescent |  | Standard A Lamp | 1 | 75 | Bedroom | 204663 | Bedroom | 0.00052955
Ceiling Fixture | Compact Fluorescent |  | Twist | 3 | 15 | Dining Room | 204664 | Dining Room | 0.00052955
Recessed Can | Incandescent |  | Reflector | 1 | 65 | Bathroom | 204665 | Bathroom | 0.00052955
Wall Mount | Incandescent |  | Standard A Lamp | 2 | 60 | Bathroom | 204665 | Bathroom | 0.00052955
Recessed Can | Incandescent |  | Reflector | 1 | 65 | Bedroom | 204666 | Bedroom | 0.00052955
Table | Incandescent |  | Standard A Lamp | 1 | 60 | Bedroom | 204666 | Bedroom | 0.00052955
Recessed Can | Incandescent |  | Reflector | 1 | 65 | Bedroom | 204667 | Bedroom | 0.00052955
Recessed Can | Incandescent |  | Standard A Lamp | 1 | 65 | Family Room | 204668 | Family Room | 0.00052955
Ceiling Fixture | Incandescent |  | Standard A Lamp | 1 | 60 | Hall | 204669 | Hall | 0.00052955
Recessed Can | Incandescent |  | Reflector | 1 | 65 | Laundry Room | 2046610 | Laundry Room | 0.00052955
Ceiling Fixture | Incandescent |  | Standard A Lamp | 1 | 75 | Other | 2046611 | Other | 0.00052955
Ceiling Fixture | Incandescent |  | Standard A Lamp | 1 | 75 | Garage | 2046612 | Garage | 0.00052955
Ceiling Fixture | Compact Fluorescent |  | Twist | 3 | 15 | Kitchen | 2046613 | Kitchen | 0.00052955
Recessed Can | Incandescent |  | Standard A Lamp | 1 | 65 | Living Room | 2046614 | Living Room | 0.00052955
Table | Incandescent |  | Standard A Lamp | 1 | 75 | Living Room | 2046614 | Living Room | 0.00052955
Wall Mount | Incandescent |  | Standard A Lamp | 1 | 60 | Living Room | 2046614 | Living Room | 0.00052955
Ceiling Fan | Incandescent |  | Decorative | 3 | 40 | Living Room | 2046614 | Living Room | 0.00052955
Table | Incandescent |  | Standard A Lamp | 1 | 100 | Living Room | 2046615 | Living Room | 0.00052955
Floor lamp | Incandescent |  | Standard A Lamp | 1 | 100 | Living Room | 2046615 | Living Room | 0.00052955
Recessed Can | Incandescent |  | Reflector | 1 | 65 | Living Room | 2046615 | Living Room | 0.00052955
Ceiling Fixture | Incandescent |  | Standard A Lamp | 1 | 60 | Hall | 2046616 | Hall | 0.00052955
Chandelier (Hanging) | Incandescent |  | Standard A Lamp | 5 | 40 | Living Room | 204691 | Living Room | 0.00047324
Recessed Can | Incandescent |  | Reflector | 1 | 65 | Living Room | 204691 | Living Room | 0.00047324
Table | Incandescent |  | Standard A Lamp | 1 | 40 | Living Room | 204691 | Living Room | 0.00047324
Wall Mount | Other |  | LED Interior | 3 | 1 | Living Room | 204691 | Living Room | 0.00047324
Ceiling Fixture | Incandescent |  | Standard A Lamp | 2 | 60 | Bathroom | 204692 | Bathroom | 0.00047324
Chandelier (Hanging) | Incandescent |  | Standard A Lamp | 1 | 60 | Dining Room | 204693 | Dining Room | 0.00047324
Ceiling Fan | Incandescent |  | Mini base | 3 | 40 | Hall | 204694 | Hall | 0.00047324
Ceiling Fixture | Incandescent |  | Standard A Lamp | 2 | 60 | Hall | 204694 | Hall | 0.00047324
Recessed Can | Incandescent |  | Reflector | 1 | 65 | Family Room | 204695 | Family Room | 0.00047324
Ceiling Fixture | Incandescent |  | Standard A Lamp | 1 | 60 | Closet | 204696 | Closet | 0.00047324
Ceiling Fixture | Incandescent |  | Reflector | 1 | 65 | Kitchen | 204697 | Kitchen | 0.00047324
Other | Incandescent |  | Other | 1 | 20 | Kitchen | 204697 | Kitchen | 0.00047324
Ceiling Fixture | Incandescent |  | Standard A Lamp | 2 | 60 | Office | 204698 | Office | 0.00047324
Wall Mount | Incandescent |  | Globe | 3 | 60 | Bathroom | 204699 | Bathroom | 0.00047324
Recessed - other | Compact Fluorescent |  | Twist | 1 | 13 | Bathroom | 204699 | Bathroom | 0.00047324
Ceiling Fixture | Incandescent |  | Standard A Lamp | 2 | 60 | Hall | 2046910 | Hall | 0.00047324
Ceiling Fixture | Compact Fluorescent |  | Twist | 1 | 13 | Laundry Room | 2046911 | Laundry Room | 0.00047324
Ceiling Fixture | Compact Fluorescent |  | Twist | 1 | 23 | Laundry Room | 2046911 | Laundry Room | 0.00047324
Wall Mount | Incandescent |  | Globe | 3 | 40 | Bathroom | 2046912 | Bathroom | 0.00047324
Ceiling Fixture | Incandescent |  | Standard A Lamp | 1 | 40 | Bathroom | 2046912 | Bathroom | 0.00047324
Recessed Can | Compact Fluorescent |  | Twist | 1 | 13 | Bathroom | 2046912 | Bathroom | 0.00047324
Table | Incandescent |  | Standard A Lamp | 1 | 40 | Master Bedroom | 2046913 | Master Bedroom | 0.00047324
Ceiling Fan | Incandescent |  | Standard A Lamp | 3 | 60 | Master Bedroom | 2046913 | Master Bedroom | 0.00047324
Ceiling Fixture | Compact Fluorescent |  | Twist | 2 | 15 | Closet | 2046914 | Closet | 0.00047324
Ceiling Fan | Compact Fluorescent |  | Twist | 1 | 13 | Bedroom | 2046915 | Bedroom | 0.00047324
Table | Compact Fluorescent |  | Twist | 1 | 13 | Bedroom | 2046915 | Bedroom | 0.00047324
Ceiling Fixture | Incandescent |  | Standard A Lamp | 1 | 60 | Closet | 2046916 | Closet | 0.00047324
Ceiling Fan | Compact Fluorescent |  | Twist | 1 | 15 | Bedroom | 2046917 | Bedroom | 0.00047324
Table | Compact Fluorescent |  | Twist | 1 | 13 | Bedroom | 2046917 | Bedroom | 0.00047324
Ceiling Fixture | Incandescent |  | Standard A Lamp | 1 | 60 | Closet | 2046918 | Closet | 0.00047324
Ceiling Fixture | Incandescent |  | Standard A Lamp | 1 | 60 | Bedroom | 2046919 | Bedroom | 0.00047324
Wall Mount | Incandescent |  | Globe | 2 | 40 | Bathroom | 2046920 | Bathroom | 0.00047324
Ceiling Fixture | Incandescent |  | Standard A Lamp | 2 | 60 | Bedroom | 2046921 | Bedroom | 0.00047324
Table | Compact Fluorescent |  | Twist | 1 | 15 | Bedroom | 2046921 | Bedroom | 0.00047324
Recessed Can | Incandescent |  | Reflector | 1 | 65 | Family Room | 2046922 | Family Room | 0.00047324
Wall Mount | Incandescent |  | Standard A Lamp | 1 | 60 | Hall | 2046923 | Hall | 0.00047324
Ceiling Fixture | Compact Fluorescent |  | Twist | 2 | 19 | Hall | 2046924 | Hall | 0.00047324
Ceiling Fixture | Compact Fluorescent |  | Twist | 1 | 13 | Closet | 2046925 | Closet | 0.00047324
Ceiling Fixture | Linear Fluorescent | 48 | T-12 | 2 | 40 | Office | 2046926 | Office | 0.00047324
Ceiling Fixture | Linear Fluorescent | 48 | T-12 | 1 | 40 | Office | 2046926 | Office | 0.00047324
Ceiling Fixture | Incandescent |  | Standard A Lamp | 1 | 200 | Garage | 2046927 | Garage | 0.00047324
Ceiling Fixture | Incandescent |  | Standard A Lamp | 1 | 60 | Garage | 2046927 | Garage | 0.00047324
Garage door opener | Incandescent |  | Standard A Lamp | 1 | 60 | Garage | 2046927 | Garage | 0.00047324
Garage door opener | Incandescent |  | Clear | 1 | 40 | Garage | 2046927 | Garage | 0.00047324
Ceiling Fan | Incandescent |  | Standard A Lamp | 1 | 60 | Bedroom | 204721 | Bedroom | 0.00040077
Wall Mount | Incandescent |  | Decorative | 1 | 60 | Bedroom | 204721 | Bedroom | 0.00040077
Ceiling Fixture | Halogen |  | MR | 3 | 75 | Bathroom | 204722 | Bathroom | 0.00040077
Chandelier (Hanging) | Incandescent |  | Clear | 3 | 60 | Dining Room | 204723 | Dining Room | 0.00040077
Recessed Can | Incandescent |  | Reflector | 1 | 65 | Kitchen | 204724 | Kitchen | 0.00040077
Ceiling Fan | Incandescent |  | Standard A Lamp | 1 | 60 | Living Room | 204725 | Living Room | 0.00040077
Ceiling Fixture | Incandescent |  | Standard A Lamp | 2 | 60 | Bedroom | 204726 | Bedroom | 0.00040077
Wall Mount | Incandescent |  | Standard A Lamp | 2 | 60 | Bedroom | 204726 | Bedroom | 0.00040077
Table | Incandescent |  | Mini base | 1 | 40 | Bedroom | 204726 | Bedroom | 0.00040077
Ceiling Fixture | Incandescent |  | Standard A Lamp | 2 | 60 | Bedroom | 204727 | Bedroom | 0.00040077
Table | Incandescent |  | Standard A Lamp | 1 | 60 | Bedroom | 204727 | Bedroom | 0.00040077
Wall Mount | Incandescent |  | Standard A Lamp | 1 | 40 | Bathroom | 204728 | Bathroom | 0.00040077
Ceiling Fan | Incandescent |  | Standard A Lamp | 1 | 60 | Bathroom | 204728 | Bathroom | 0.00040077
Wall Mount | Incandescent |  | Standard A Lamp | 1 | 60 | Closet | 204729 | Closet | 0.00040077
Wall Mount | Incandescent |  | Standard A Lamp | 1 | 60 | Closet | 2047210 | Closet | 0.00040077
Ceiling Fixture | Incandescent |  | Standard A Lamp | 1 | 60 | Garage | 2047211 | Garage | 0.00040077
Ceiling Fixture | Incandescent |  | Standard A Lamp | 2 | 60 | Hall | 2047212 | Hall | 0.00040077
Ceiling Fixture | Incandescent |  | Standard A Lamp | 2 | 60 | Kitchen | 2047213 | Kitchen | 0.00040077
Recessed Can | Incandescent |  | Reflector | 1 | 65 | Kitchen | 2047213 | Kitchen | 0.00040077
Ceiling Fixture | Incandescent |  | Standard A Lamp | 2 | 60 | Bathroom | 2047214 | Bathroom | 0.00040077
Ceiling Fixture | Incandescent |  | Standard A Lamp | 2 | 60 | Office | 2047215 | Office | 0.00040077
Table | Halogen |  | Quartz Tube | 1 | 50 | Office | 2047215 | Office | 0.00040077
Ceiling Fixture | Incandescent |  | Standard A Lamp | 2 | 60 | Living Room | 2047216 | Living Room | 0.00040077
Table | Incandescent |  | Standard A Lamp | 1 | 60 | Living Room | 2047216 | Living Room | 0.00040077
Wall Mount | Incandescent |  | Globe | 4 | 40 | Bathroom | 204771 | Bathroom | 0.00047324
Ceiling Fixture | Incandescent |  | Standard A Lamp | 2 | 60 | Bedroom | 204772 | Bedroom | 0.00047324
Ceiling Fixture | Incandescent |  | Standard A Lamp | 2 | 60 | Bedroom | 204773 | Bedroom | 0.00047324
Table | Compact Fluorescent |  | Twist | 1 | 15 | Bedroom | 204773 | Bedroom | 0.00047324
Ceiling Fixture | Incandescent |  | Standard A Lamp | 2 | 60 | Closet | 204774 | Closet | 0.00047324
Chandelier (Hanging) | Incandescent |  | Standard A Lamp | 5 | 60 | Dining Room | 204775 | Dining Room | 0.00047324
Ceiling Fan | Incandescent |  | Mini base | 4 | 60 | Garage | 204776 | Garage | 0.00047324
Torchiere | Compact Fluorescent |  | Twist | 1 | 15 | Garage | 204776 | Garage | 0.00047324
Floor lamp | Incandescent |  | Standard A Lamp | 1 | 52 | Garage | 204776 | Garage | 0.00047324
Ceiling Fixture | Incandescent |  | Standard A Lamp | 2 | 60 | Hall | 204777 | Hall | 0.00047324
Ceiling Fixture | Compact Fluorescent |  | Twist | 2 | 15 | Laundry Room | 204778 | Laundry Room | 0.00047324
Ceiling Fan | Incandescent |  | Standard A Lamp | 4 | 60 | Living Room | 204779 | Living Room | 0.00047324
Ceiling Fixture | Incandescent |  | Standard A Lamp | 2 | 60 | Living Room | 204779 | Living Room | 0.00047324
Wall Mount | Incandescent |  | Globe | 4 | 60 | Bathroom | 2047710 | Bathroom | 0.00047324
Floor lamp | Compact Fluorescent |  | Twist | 1 | 15 | Master Bedroom | 2047711 | Master Bedroom | 0.00047324
Table | Compact Fluorescent |  | Twist | 1 | 15 | Master Bedroom | 2047711 | Master Bedroom | 0.00047324
Recessed Can | Incandescent |  | Reflector | 1 | 65 | Kitchen | 2047712 | Kitchen | 0.00047324
Wall Mount | Incandescent |  | Globe | 8 | 40 | Bathroom | 204851 | Bathroom | 0.00094081
Recessed Can | Incandescent |  | Standard A Lamp | 1 | 65 | Bathroom | 204851 | Bathroom | 0.00094081
Recessed Can | Incandescent |  | Reflector | 1 | 75 | Hall | 204852 | Hall | 0.00094081
Recessed Can | Incandescent |  | Reflector | 1 | 45 | Bathroom | 204853 | Bathroom | 0.00094081
Table | Compact Fluorescent |  | Twist | 1 | 22 | Bathroom | 204853 | Bathroom | 0.00094081
Ceiling Fixture | Incandescent |  | Standard A Lamp | 1 | 60 | Bedroom | 204854 | Bedroom | 0.00094081
Table | Incandescent |  | Standard A Lamp | 1 | 75 | Bedroom | 204854 | Bedroom | 0.00094081
Recessed Can | Incandescent |  | Reflector | 1 | 45 | Bedroom | 204854 | Bedroom | 0.00094081
Recessed Can | Incandescent |  | Reflector | 1 | 45 | Bedroom | 204854 | Bedroom | 0.00094081
Ceiling Fixture | Incandescent |  | Standard A Lamp | 2 | 60 | Bedroom | 204855 | Bedroom | 0.00094081
Table | Incandescent |  | Standard A Lamp | 1 | 75 | Bedroom | 204855 | Bedroom | 0.00094081
Table | Incandescent |  | Standard A Lamp | 2 | 75 | Bedroom | 204855 | Bedroom | 0.00094081
Table | Incandescent |  | Standard A Lamp | 1 | 150 | Bedroom | 204855 | Bedroom | 0.00094081
Ceiling Fixture | Incandescent |  | Standard A Lamp | 1 | 100 | Other | 204856 | Other | 0.00094081
Recessed Can | Incandescent |  | Reflector | 1 | 75 | Other | 204857 | Other | 0.00094081
Table | Incandescent |  | Standard A Lamp | 1 | 40 | Other | 204857 | Other | 0.00094081
Table | Compact Fluorescent |  | Twist | 2 | 22 | Other | 204857 | Other | 0.00094081
Recessed Can | Incandescent |  | Reflector | 1 | 45 | Hall | 204858 | Hall | 0.00094081
Recessed Can | Incandescent |  | Reflector | 1 | 45 | Hall | 204858 | Hall | 0.00094081
Ceiling Fixture | Incandescent |  | Standard A Lamp | 2 | 60 | Family Room | 204859 | Family Room | 0.00094081
Track | Incandescent |  | Reflector | 4 | 40 | Family Room | 204859 | Family Room | 0.00094081
Table | Compact Fluorescent |  | Twist | 1 | 22 | Family Room | 204859 | Family Room | 0.00094081
Track | Incandescent |  | Reflector | 2 | 40 | Family Room | 204859 | Family Room | 0.00094081
Table | Incandescent |  | Standard A Lamp | 1 | 60 | Family Room | 204859 | Family Room | 0.00094081
Ceiling Fixture | Incandescent |  | Standard A Lamp | 1 | 100 | Garage | 2048510 | Garage | 0.00094081
Garage door opener | Incandescent |  | Standard A Lamp | 1 | 60 | Garage | 2048510 | Garage | 0.00094081
Ceiling Fixture | Incandescent |  | Standard A Lamp | 2 | 60 | Hall | 2048511 | Hall | 0.00094081
Table | Compact Fluorescent |  | Twist | 1 | 22 | Hall | 2048511 | Hall | 0.00094081
Recessed Can | Incandescent |  | Reflector | 1 | 65 | Kitchen | 2048512 | Kitchen | 0.00094081
Ceiling Fixture | Incandescent |  | Standard A Lamp | 1 | 60 | Kitchen | 2048512 | Kitchen | 0.00094081
Recessed Can | Incandescent |  | Reflector | 1 | 75 | Living Room | 2048513 | Living Room | 0.00094081
Chandelier (Hanging) | Incandescent |  | Decorative | 5 | 60 | Living Room | 2048513 | Living Room | 0.00094081
Table | Incandescent |  | Standard A Lamp | 1 | 200 | Living Room | 2048513 | Living Room | 0.00094081
Wall Mount | Incandescent |  | Globe | 8 | 40 | Bathroom | 2048514 | Bathroom | 0.00094081
Table | Compact Fluorescent |  | Twist | 1 | 22 | Bathroom | 2048514 | Bathroom | 0.00094081
Ceiling Fixture | Incandescent |  | Standard A Lamp | 1 | 60 | Bathroom | 2048514 | Bathroom | 0.00094081
Table | Compact Fluorescent |  | Twist | 1 | 22 | Master Bedroom | 2048515 | Master Bedroom | 0.00094081
Recessed Can | Incandescent |  | Reflector | 1 | 75 | Master Bedroom | 2048515 | Master Bedroom | 0.00094081
Ceiling Fixture | Incandescent |  | Standard A Lamp | 1 | 60 | Other | 2048516 | Other | 0.00094081
Recessed Can | Incandescent |  | Reflector | 1 | 45 | Hall | 2048517 | Hall | 0.00094081
Ceiling Fixture | Incandescent |  | Standard A Lamp | 1 | 60 | Hall | 2048517 | Hall | 0.00094081
Wall Mount | Incandescent |  | Standard A Lamp | 1 | 75 | Other | 2048518 | Other | 0.00094081
Table | Incandescent |  | Standard A Lamp | 1 | 150 | Bedroom | 2048519 | Bedroom | 0.00094081
Table | Incandescent |  | Standard A Lamp | 1 | 100 | Bedroom | 2048519 | Bedroom | 0.00094081
Ceiling Fixture | Incandescent |  | Standard A Lamp | 1 | 60 | Bedroom | 2048519 | Bedroom | 0.00094081
Ceiling Fixture | Incandescent |  | Standard A Lamp | 1 | 60 | Other | 2048520 | Other | 0.00094081
Chandelier (Hanging) | Incandescent |  | Globe | 1 | 75 | Kitchen | 204911 | Kitchen | 0.00029634
Ceiling Fixture | Linear Fluorescent | 48 | T-12 | 2 | 40 | Kitchen | 204911 | Kitchen | 0.00029634
Ceiling Fixture | Incandescent |  | Standard A Lamp | 2 | 60 | Bedroom | 204912 | Bedroom | 0.00029634
Table | Incandescent |  | 3-Way Incandescent | 1 | 100 | Bedroom | 204912 | Bedroom | 0.00029634
Table | Compact Fluorescent |  | Twist | 1 | 22 | Bedroom | 204912 | Bedroom | 0.00029634
Ceiling Fixture | Compact Fluorescent |  | Twist | 3 | 22 | Bedroom | 204913 | Bedroom | 0.00029634
Table | Incandescent |  | Clear | 1 | 60 | Bedroom | 204913 | Bedroom | 0.00029634
Table | Incandescent |  | Standard A Lamp | 1 | 60 | Bedroom | 204913 | Bedroom | 0.00029634
Ceiling Fan | Incandescent |  | Decorative | 4 | 60 | Living Room | 204914 | Living Room | 0.00029634
Table | Compact Fluorescent |  | Twist | 1 | 22 | Living Room | 204914 | Living Room | 0.00029634
Table | Incandescent |  | Standard A Lamp | 1 | 60 | Living Room | 204914 | Living Room | 0.00029634
Chandelier (Hanging) | Incandescent |  | Mini base | 5 | 40 | Living Room | 204914 | Living Room | 0.00029634
Ceiling Fixture | Incandescent |  | Standard A Lamp | 1 | 60 | Hall | 204915 | Hall | 0.00029634
Ceiling Fixture | Compact Fluorescent |  | Twist | 1 | 22 | Bathroom | 204916 | Bathroom | 0.00029634
Wall Mount | Compact Fluorescent |  | Twist | 2 | 22 | Bathroom | 204916 | Bathroom | 0.00029634
Wall Mount | Incandescent |  | Standard A Lamp | 1 | 60 | Closet | 204917 | Closet | 0.00029634
Ceiling Fixture | Compact Fluorescent |  | Twist | 2 | 22 | Master Bedroom | 204918 | Master Bedroom | 0.00029634
Table | Incandescent |  | Decorative | 1 | 60 | Master Bedroom | 204918 | Master Bedroom | 0.00029634
Ceiling Fixture | Compact Fluorescent |  | Twist | 1 | 22 | Bathroom | 204919 | Bathroom | 0.00029634
Wall Mount | Incandescent |  | Globe | 5 | 40 | Bathroom | 204919 | Bathroom | 0.00029634
Ceiling Fixture | Compact Fluorescent |  | Twist | 2 | 22 | Bedroom | 2049110 | Bedroom | 0.00029634
Table | Incandescent |  | Clear | 1 | 60 | Bedroom | 2049110 | Bedroom | 0.00029634
Chandelier (Hanging) | Incandescent |  | Decorative | 5 | 60 | Office | 2049111 | Office | 0.00029634
Table | Compact Fluorescent |  | Twist | 1 | 22 | Office | 2049111 | Office | 0.00029634
Wall Mount | Compact Fluorescent |  | Twist | 1 | 22 | Bathroom | 205051 | Bathroom | 0.00040077
Wall Mount | Compact Fluorescent |  | Twist | 3 | 22 | Bedroom | 205052 | Bedroom | 0.00040077
Table | Incandescent |  | Decorative | 2 | 25 | Bedroom | 205052 | Bedroom | 0.00040077
Track | Halogen |  | PAR | 4 | 30 | Bedroom | 205053 | Bedroom | 0.00040077
Chandelier (Hanging) | Halogen |  | PAR | 4 | 20 | Bedroom | 205053 | Bedroom | 0.00040077
Wall Mount | Incandescent |  | Standard A Lamp | 1 | 60 | Bedroom | 205053 | Bedroom | 0.00040077
Ceiling Fan | Compact Fluorescent |  | Twist | 4 | 22 | Bedroom | 205054 | Bedroom | 0.00040077
Chandelier (Hanging) | Compact Fluorescent |  | Twist | 3 | 22 | Dining Room | 205055 | Dining Room | 0.00040077
Chandelier (Hanging) | Compact Fluorescent |  | Twist | 1 | 22 | Family Room | 205056 | Family Room | 0.00040077
Architectural | Halogen |  | PAR | 1 | 50 | Family Room | 205056 | Family Room | 0.00040077
Wall Mount | Incandescent |  | Globe | 8 | 40 | Bathroom | 205057 | Bathroom | 0.00040077
Ceiling Fan | Compact Fluorescent |  | Twist | 4 | 22 | Bathroom | 205057 | Bathroom | 0.00040077
Ceiling Fixture | Compact Fluorescent |  | Twist | 1 | 22 | Hall | 205058 | Hall | 0.00040077
Chandelier (Hanging) | Incandescent |  | Decorative | 3 | 25 | Hall | 205059 | Hall | 0.00040077
High bay | Compact Fluorescent |  | Twist | 1 | 22 | Kitchen | 2050510 | Kitchen | 0.00040077
Low bay | Linear Fluorescent | 48 | T-12 | 6 | 40 | Kitchen | 2050510 | Kitchen | 0.00040077
Ceiling Fixture | Compact Fluorescent |  | Twist | 3 | 22 | Bathroom | 2050511 | Bathroom | 0.00040077
Wall Mount | Compact Fluorescent |  | Twist | 3 | 22 | Bathroom | 2050511 | Bathroom | 0.00040077
Wall Mount | Compact Fluorescent |  | Twist | 1 | 15 | Master Bedroom | 2050512 | Master Bedroom | 0.00040077
Table | Compact Fluorescent |  | Twist | 1 | 22 | Master Bedroom | 2050512 | Master Bedroom | 0.00040077
Chandelier (Hanging) | Incandescent |  | Mini base | 4 | 25 | Master Bedroom | 2050512 | Master Bedroom | 0.00040077
Ceiling Fan | Compact Fluorescent |  | Twist | 3 | 22 | Master Bedroom | 2050512 | Master Bedroom | 0.00040077
Architectural | Halogen |  | PAR | 1 | 50 | Other | 2050513 | Other | 0.00040077
Chandelier (Hanging) | Compact Fluorescent |  | Twist | 2 | 22 | Other | 2050513 | Other | 0.00040077
Floor lamp | Compact Fluorescent |  | Twist | 1 | 22 | Living Room | 2050514 | Living Room | 0.00040077
Ceiling Fan | Compact Fluorescent |  | Twist | 4 | 22 | Living Room | 2050514 | Living Room | 0.00040077
Table | Compact Fluorescent |  | Twist | 1 | 28 | Living Room | 2050514 | Living Room | 0.00040077
Track | Halogen |  | MR | 3 | 30 | Bathroom | 205161 | Bathroom | 0.0005169
Recessed Can | Incandescent |  | Standard A Lamp | 1 | 40 | Bathroom | 205161 | Bathroom | 0.0005169
Track | Halogen |  | MR | 3 | 30 | Bathroom | 205162 | Bathroom | 0.0005169
Ceiling Fan | Incandescent |  | Standard A Lamp | 4 | 60 | Bedroom | 205163 | Bedroom | 0.0005169
Track | Halogen |  | MR | 5 | 50 | Dining Room | 205164 | Dining Room | 0.0005169
Garage door opener | Incandescent |  | Standard A Lamp | 2 | 60 | Garage | 205165 | Garage | 0.0005169
Ceiling Fixture | Compact Fluorescent |  | Twist | 1 | 15 | Hall | 205166 | Hall | 0.0005169
Recessed Can | Other |  | LED Interior | 1 | 50 | Kitchen | 205167 | Kitchen | 0.0005169
Architectural | Halogen |  | Quartz Tube | 2 | 30 | Kitchen | 205167 | Kitchen | 0.0005169
Chandelier (Hanging) | Incandescent |  | Standard A Lamp | 1 | 60 | Kitchen | 205167 | Kitchen | 0.0005169
Track | Halogen |  | MR | 3 | 50 | Living Room | 205168 | Living Room | 0.0005169
Table | Incandescent |  | Standard A Lamp | 1 | 40 | Living Room | 205168 | Living Room | 0.0005169
Table | Incandescent |  | Standard A Lamp | 2 | 40 | Living Room | 205168 | Living Room | 0.0005169
Ceiling Fan | Compact Fluorescent |  | Circline (Screw Base) | 1 | 15 | Master Bedroom | 205169 | Master Bedroom | 0.0005169
Table | Compact Fluorescent |  | Twist | 1 | 22 | Master Bedroom | 205169 | Master Bedroom | 0.0005169
Table | Compact Fluorescent |  | Twist | 1 | 7 | Master Bedroom | 205169 | Master Bedroom | 0.0005169
Table | Incandescent |  | Standard A Lamp | 1 | 25 | Master Bedroom | 205169 | Master Bedroom | 0.0005169
Track | Halogen |  | MR | 3 | 50 | Office | 2051610 | Office | 0.0005169
Wall Mount | Incandescent |  | Standard A Lamp | 4 | 60 | Bathroom | 205401 | Bathroom | 0.00047324
Wall Mount | Incandescent |  | Standard A Lamp | 2 | 60 | Bathroom | 205402 | Bathroom | 0.00047324
Ceiling Fixture | Incandescent |  | Standard A Lamp | 1 | 60 | Closet | 205403 | Closet | 0.00047324
Ceiling Fixture | Incandescent |  | Standard A Lamp | 2 | 60 | Bedroom | 205404 | Bedroom | 0.00047324
Table | Incandescent |  | Standard A Lamp | 1 | 60 | Bedroom | 205405 | Bedroom | 0.00047324
Ceiling Fixture | Incandescent |  | Standard A Lamp | 1 | 60 | Bedroom | 205405 | Bedroom | 0.00047324
Ceiling Fixture | Incandescent |  | Standard A Lamp | 1 | 60 | Closet | 205406 | Closet | 0.00047324
Chandelier (Hanging) | Incandescent |  | Standard A Lamp | 3 | 40 | Other | 205407 | Other | 0.00047324
Recessed Can | Incandescent |  | Reflector | 1 | 75 | Family Room | 205408 | Family Room | 0.00047324
Table | Incandescent |  | Standard A Lamp | 1 | 65 | Family Room | 205408 | Family Room | 0.00047324
Ceiling Fixture | Compact Fluorescent |  | Twist | 1 | 15 | Garage | 205409 | Garage | 0.00047324
Garage door opener | Incandescent |  | Standard A Lamp | 2 | 60 | Garage | 205409 | Garage | 0.00047324
Exterior | Incandescent |  | Reflector | 2 | 100 | Garage | 205409 | Garage | 0.00047324
Recessed Can | Incandescent |  | Reflector | 1 | 75 | Hall | 2054010 | Hall | 0.00047324
Recessed Can | Compact Fluorescent |  | Flood | 1 | 22 | Kitchen | 2054011 | Kitchen | 0.00047324
Recessed Can | Incandescent |  | Reflector | 1 | 75 | Kitchen | 2054011 | Kitchen | 0.00047324
Recessed Can | Compact Fluorescent |  | Flood | 1 | 22 | Living Room | 2054012 | Living Room | 0.00047324
Table | Incandescent |  | Standard A Lamp | 1 | 75 | Living Room | 2054013 | Living Room | 0.00047324
Wall Mount | Compact Fluorescent |  | Twist | 3 | 15 | Bathroom | 2054014 | Bathroom | 0.00047324
Chandelier (Hanging) | Incandescent |  | Reflector | 1 | 75 | Bathroom | 2054014 | Bathroom | 0.00047324
Wall Mount | Incandescent |  | Globe | 4 | 40 | Bathroom | 2054014 | Bathroom | 0.00047324
Ceiling Fan | Incandescent |  | Standard A Lamp | 4 | 60 | Master Bedroom | 2054015 | Master Bedroom | 0.00047324
Table | Compact Fluorescent |  | A shape bulb | 1 | 22 | Master Bedroom | 2054015 | Master Bedroom | 0.00047324
Table | Incandescent |  | Standard A Lamp | 1 | 75 | Master Bedroom | 2054015 | Master Bedroom | 0.00047324
Table | Incandescent |  | Standard A Lamp | 1 | 60 | Master Bedroom | 2054015 | Master Bedroom | 0.00047324
Ceiling Fixture | Linear Fluorescent | 48 | T-8 | 2 | 32 | Closet | 2054016 | Closet | 0.00047324
Ceiling Fixture | Compact Fluorescent |  | Twist | 2 | 15 | Office | 2054017 | Office | 0.00047324
Torchiere | Halogen |  | Quartz Tube | 1 | 150 | Office | 2054017 | Office | 0.00047324
Ceiling Fixture | Linear Fluorescent | 48 | T-12 | 2 | 40 | Other | 2054018 | Other | 0.00047324
Wall Mount | Incandescent |  | Globe | 3 | 40 | Bathroom | 205471 | Bathroom | 0.0005169
Wall Mount | Incandescent |  | Standard A Lamp | 1 | 25 | Bathroom | 205471 | Bathroom | 0.0005169
Ceiling Fixture | Incandescent |  | Standard A Lamp | 1 | 60 | Bedroom | 205472 | Bedroom | 0.0005169
Ceiling Fixture | Compact Fluorescent |  | Twist | 1 | 18 | Bedroom | 205473 | Bedroom | 0.0005169
Ceiling Fixture | Compact Fluorescent |  | Twist | 1 | 18 | Bedroom | 205474 | Bedroom | 0.0005169
Chandelier (Hanging) | Incandescent |  | Decorative | 4 | 40 | Dining Room | 205475 | Dining Room | 0.0005169
Ceiling Fixture | Compact Fluorescent |  | Twist | 1 | 18 | Dining Room | 205475 | Dining Room | 0.0005169
Ceiling Fixture | Compact Fluorescent |  | Twist | 1 | 18 | Living Room | 205476 | Living Room | 0.0005169
Track | Incandescent |  | Reflector | 3 | 75 | Living Room | 205476 | Living Room | 0.0005169
Ceiling Fixture | Incandescent |  | Standard A Lamp | 1 | 60 | Garage | 205477 | Garage | 0.0005169
Ceiling Fixture | Incandescent |  | Standard A Lamp | 1 | 75 | Hall | 205478 | Hall | 0.0005169
Ceiling Fixture | Compact Fluorescent |  | Twist | 1 | 18 | Hall | 205479 | Hall | 0.0005169
Ceiling Fixture | Compact Fluorescent |  | Twist | 1 | 18 | Kitchen | 2054710 | Kitchen | 0.0005169
Recessed Can | Compact Fluorescent |  | Reflector | 1 | 22 | Kitchen | 2054710 | Kitchen | 0.0005169
Wall Mount | Compact Fluorescent |  | Twist | 1 | 18 | Master Bedroom | 2054711 | Master Bedroom | 0.0005169
Floor lamp | Compact Fluorescent |  | Twist | 1 | 18 | Office | 2054712 | Office | 0.0005169
Ceiling Fixture | Incandescent |  | Reflector | 3 | 75 | Other | 2054713 | Other | 0.0005169
Recessed Can | Compact Fluorescent |  | Reflector | 1 | 22 | Laundry Room | 2054714 | Laundry Room | 0.0005169
Ceiling Fixture | Compact Fluorescent |  | Twist | 1 | 13 | Bathroom | 205531 | Bathroom | 0.00094081
Wall Mount | Compact Fluorescent |  | Twist | 4 | 15 | Bathroom | 205532 | Bathroom | 0.00094081
Wall Mount | Incandescent |  | Standard A Lamp | 1 | 75 | Bedroom | 205533 | Bedroom | 0.00094081
Wall Mount | Compact Fluorescent |  | Twist | 1 | 13 | Bedroom | 205533 | Bedroom | 0.00094081
Ceiling Fixture | Incandescent |  | Standard A Lamp | 2 | 60 | Bedroom | 205533 | Bedroom | 0.00094081
Table | Incandescent |  | Standard A Lamp | 1 | 60 | Bedroom | 205534 | Bedroom | 0.00094081
Wall Mount | Incandescent |  | Standard A Lamp | 1 | 40 | Bedroom | 205534 | Bedroom | 0.00094081
Ceiling Fixture | Compact Fluorescent |  | Twist | 1 | 20 | Bedroom | 205534 | Bedroom | 0.00094081
Chandelier (Hanging) | Incandescent |  | Standard A Lamp | 1 | 100 | Bedroom | 205535 | Bedroom | 0.00094081
Table | Incandescent |  | Decorative | 2 | 20 | Bedroom | 205535 | Bedroom | 0.00094081
Ceiling Fixture | Incandescent |  | Standard A Lamp | 1 | 100 | Other | 205536 | Other | 0.00094081
Ceiling Fixture | Incandescent |  | Standard A Lamp | 1 | 60 | Closet | 205537 | Closet | 0.00094081
Ceiling Fixture | Incandescent |  | Standard A Lamp | 2 | 100 | Dining Room | 205538 | Dining Room | 0.00094081
Track | Incandescent |  | Mini base | 2 | 60 | Family Room | 205539 | Family Room | 0.00094081
Ceiling Fixture | Compact Fluorescent |  | Twist | 1 | 20 | Family Room | 205539 | Family Room | 0.00094081
Ceiling Fixture | Linear Fluorescent | 48 | T-12 | 2 | 40 | Kitchen | 2055310 | Kitchen | 0.00094081
Ceiling Fixture | Compact Fluorescent |  | Twist | 3 | 15 | Living Room | 2055311 | Living Room | 0.00094081
Floor lamp | Incandescent |  | Standard A Lamp | 1 | 40 | Living Room | 2055311 | Living Room | 0.00094081
Table | Incandescent |  | 3-Way Incandescent | 1 | 100 | Living Room | 2055311 | Living Room | 0.00094081
Floor lamp | Incandescent |  | 3-Way Incandescent | 1 | 100 | Living Room | 2055311 | Living Room | 0.00094081
Chandelier (Hanging) | Incandescent |  | Standard A Lamp | 1 | 80 | Office | 2055312 | Office | 0.00094081
Table | Halogen |  | Other | 1 | 50 | Office | 2055312 | Office | 0.00094081
Table | Incandescent |  | Standard A Lamp | 1 | 40 | Office | 2055312 | Office | 0.00094081
Ceiling Fixture | Linear Fluorescent | 48 | T-12 | 2 | 40 | Other | 2055313 | Other | 0.00094081
Ceiling Fixture | Compact Fluorescent |  | Twist | 1 | 22 | Bedroom | 205591 | Bedroom | 0.00029634
Ceiling Fixture | Compact Fluorescent |  | Twist | 1 | 22 | Living Room | 205593 | Living Room | 0.00029634
Exterior | Incandescent | 10 | Mini base | 0 | 5 | Living Room | 205593 | Living Room | 0.00029634
Ceiling Fixture | Incandescent |  | Standard A Lamp | 1 | 60 | Bathroom | 205595 | Bathroom | 0.00029634
Wall Mount | Incandescent |  | Standard A Lamp | 1 | 100 | Bathroom | 205595 | Bathroom | 0.00029634
Ceiling Fixture | Incandescent |  | Clear | 1 | 60 | Hall | 205596 | Hall | 0.00029634
Chandelier (Hanging) | Incandescent |  | Globe | 5 | 40 | Dining Room | 205651 | Dining Room | 0.00029634
Ceiling Fixture | Incandescent |  | Standard A Lamp | 2 | 40 | Hall | 205652 | Hall | 0.00029634
Ceiling Fixture | Incandescent |  | Standard A Lamp | 2 | 60 | Bedroom | 205653 | Bedroom | 0.00029634
Table | Incandescent |  | 3-Way Incandescent | 1 | 90 | Bedroom | 205653 | Bedroom | 0.00029634
Wall Mount | Incandescent |  | Globe | 1 | 40 | Bathroom | 205654 | Bathroom | 0.00029634
Ceiling Fixture | Incandescent |  | Standard A Lamp | 2 | 40 | Bedroom | 205655 | Bedroom | 0.00029634
Table | Incandescent |  | Standard A Lamp | 1 | 150 | Bedroom | 205655 | Bedroom | 0.00029634
Chandelier (Hanging) | Incandescent |  | Standard A Lamp | 2 | 40 | Master Bedroom | 205656 | Master Bedroom | 0.00029634
Table | Incandescent |  | 3-Way Incandescent | 1 | 75 | Master Bedroom | 205656 | Master Bedroom | 0.00029634
Table | Compact Fluorescent |  | Twist | 1 | 15 | Master Bedroom | 205656 | Master Bedroom | 0.00029634
Floor lamp | Compact Fluorescent |  | Straight Tube | 1 | 28 | Master Bedroom | 205656 | Master Bedroom | 0.00029634
Ceiling Fixture | Compact Fluorescent |  | Twist | 2 | 15 | Closet | 205657 | Closet | 0.00029634
Wall Mount | Incandescent |  | Globe | 3 | 40 | Bathroom | 205658 | Bathroom | 0.00029634
Ceiling Fixture | Compact Fluorescent |  | Twist | 1 | 22 | Garage | 205659 | Garage | 0.00029634
Garage door opener | Incandescent |  | Standard A Lamp | 2 | 60 | Garage | 205659 | Garage | 0.00029634
Table | Incandescent |  | 3-Way Incandescent | 1 | 100 | Living Room | 2056510 | Living Room | 0.00029634
Table | Compact Fluorescent |  | Straight Tube | 1 | 28 | Living Room | 2056510 | Living Room | 0.00029634
Ceiling Fixture | Incandescent |  | Standard A Lamp | 2 | 60 | Hall | 2056511 | Hall | 0.00029634
Wall Mount | Compact Fluorescent |  | Twist | 1 | 15 | Hall | 2056511 | Hall | 0.00029634
Ceiling Fan | Compact Fluorescent |  | Twist | 3 | 15 | Family Room | 2056512 | Family Room | 0.00029634
Floor lamp | Compact Fluorescent |  | Twist | 1 | 15 | Family Room | 2056512 | Family Room | 0.00029634
Table | Incandescent |  | Other | 1 | 25 | Family Room | 2056512 | Family Room | 0.00029634
Track | Incandescent |  | Reflector | 3 | 65 | Kitchen | 2056513 | Kitchen | 0.00029634
Ceiling Fixture | Incandescent |  | Reflector | 2 | 65 | Kitchen | 2056513 | Kitchen | 0.00029634
Architectural | Incandescent |  | Other | 1 | 25 | Kitchen | 2056513 | Kitchen | 0.00029634
Wall Mount | Incandescent |  | Globe | 4 | 40 | Bathroom | 2056514 | Bathroom | 0.00029634
Ceiling Fixture | Incandescent |  | Standard A Lamp | 2 | 40 | Laundry Room | 2056515 | Laundry Room | 0.00029634
Ceiling Fixture | Compact Fluorescent |  | Twist | 2 | 15 | Office | 2056516 | Office | 0.00029634
Table | Compact Fluorescent |  | Twist | 1 | 15 | Office | 2056516 | Office | 0.00029634
Table | Compact Fluorescent |  | Straight Tube | 1 | 28 | Office | 2056517 | Office | 0.00029634
Ceiling Fixture | Compact Fluorescent |  | Twist | 2 | 28 | Office | 2056517 | Office | 0.00029634
Wall Mount | Compact Fluorescent |  | Twist | 4 | 15 | Bathroom | 205741 | Bathroom | 0.0005169
Wall Mount | Incandescent |  | Globe | 3 | 40 | Bathroom | 205742 | Bathroom | 0.0005169
Wall Mount | Halogen |  | MR | 1 | 30 | Bedroom | 205743 | Bedroom | 0.0005169
Torchiere | Incandescent |  | Standard A Lamp | 1 | 100 | Bedroom | 205743 | Bedroom | 0.0005169
Floor lamp | Compact Fluorescent |  | Twist | 1 | 15 | Bedroom | 205743 | Bedroom | 0.0005169
Ceiling Fixture | Incandescent |  | Standard A Lamp | 1 | 60 | Bedroom | 205744 | Bedroom | 0.0005169
Table | Incandescent |  | Globe | 1 | 40 | Bedroom | 205744 | Bedroom | 0.0005169
Wall Mount | Incandescent |  | Mini base | 2 | 25 | Bedroom | 205744 | Bedroom | 0.0005169
Chandelier (Hanging) | Incandescent |  | Decorative | 4 | 40 | Bedroom | 205745 | Bedroom | 0.0005169
Wall Mount | Incandescent |  | Decorative | 1 | 25 | Bedroom | 205745 | Bedroom | 0.0005169
Ceiling Fixture | Incandescent |  | Standard A Lamp | 1 | 60 | Closet | 205746 | Closet | 0.0005169
Floor lamp | Compact Fluorescent |  | Twist | 1 | 42 | Living Room | 205747 | Living Room | 0.0005169
Floor lamp | Compact Fluorescent |  | Twist | 2 | 22 | Living Room | 205747 | Living Room | 0.0005169
Ceiling Fixture | Linear Fluorescent | 48 | T-12 | 2 | 40 | Garage | 205748 | Garage | 0.0005169
Ceiling Fixture | Incandescent |  | Standard A Lamp | 1 | 75 | Garage | 205748 | Garage | 0.0005169
Ceiling Fixture | Compact Fluorescent |  | Twist | 1 | 22 | Garage | 205748 | Garage | 0.0005169
Ceiling Fixture | Compact Fluorescent |  | Twist | 1 | 22 | Hall | 205749 | Hall | 0.0005169
Ceiling Fixture | Incandescent |  | Standard A Lamp | 3 | 60 | Kitchen | 2057410 | Kitchen | 0.0005169
Recessed Can | Incandescent |  | Reflector | 1 | 65 | Kitchen | 2057410 | Kitchen | 0.0005169
Recessed Can | Incandescent |  | Standard A Lamp | 1 | 60 | Kitchen | 2057410 | Kitchen | 0.0005169
Ceiling Fixture | Incandescent |  | Standard A Lamp | 1 | 75 | Kitchen | 2057410 | Kitchen | 0.0005169
Wall Mount | Incandescent |  | Mini base | 3 | 25 | Living Room | 2057411 | Living Room | 0.0005169
Ceiling Fixture | Incandescent |  | Standard A Lamp | 2 | 60 | Living Room | 2057411 | Living Room | 0.0005169
Recessed Can | Compact Fluorescent |  | Flood | 1 | 15 | Kitchen | 205861 | Kitchen | 0.00029634
Recessed Can | Incandescent |  | Reflector | 1 | 65 | Kitchen | 205861 | Kitchen | 0.00029634
Ceiling Fixture | Incandescent |  | Standard A Lamp | 1 | 75 | Bathroom | 205862 | Bathroom | 0.00029634
Wall Mount | Compact Fluorescent |  | Twist | 1 | 15 | Bathroom | 205862 | Bathroom | 0.00029634
Recessed Can | Compact Fluorescent |  | Flood | 1 | 15 | Living Room | 205863 | Living Room | 0.00029634
Table | Compact Fluorescent |  | Twist | 1 | 22 | Living Room | 205863 | Living Room | 0.00029634
Wall Mount | Incandescent |  | Globe | 3 | 40 | Bathroom | 205864 | Bathroom | 0.00029634
Recessed Can | Compact Fluorescent |  | Twist | 1 | 15 | Bathroom | 205864 | Bathroom | 0.00029634
Ceiling Fixture | Compact Fluorescent |  | Twist | 1 | 15 | Master Bedroom | 205865 | Master Bedroom | 0.00029634
Table | Incandescent |  | Standard A Lamp | 1 | 60 | Master Bedroom | 205865 | Master Bedroom | 0.00029634
Floor lamp | Compact Fluorescent |  | Twist | 1 | 15 | Master Bedroom | 205865 | Master Bedroom | 0.00029634
Table | Incandescent |  | Mini base | 1 | 25 | Master Bedroom | 205865 | Master Bedroom | 0.00029634
Wall Mount | Compact Fluorescent |  | Twist | 1 | 15 | Master Bedroom | 205865 | Master Bedroom | 0.00029634
Recessed Can | Compact Fluorescent |  | Twist | 1 | 15 | Laundry Room | 205866 | Laundry Room | 0.00029634
Recessed Can | Incandescent |  | Standard A Lamp | 1 | 60 | Laundry Room | 205866 | Laundry Room | 0.00029634
Ceiling Fixture | Linear Fluorescent | 96 | T-12 | 2 | 100 | Garage | 205867 | Garage | 0.00029634
Wall Mount | Compact Fluorescent |  | Twist | 1 | 15 | Hall | 205868 | Hall | 0.00029634
Floor lamp | Incandescent |  | Standard A Lamp | 3 | 75 | Hall | 205868 | Hall | 0.00029634
Chandelier (Hanging) | Incandescent |  | Standard A Lamp | 3 | 75 | Hall | 205868 | Hall | 0.00029634
Wall Mount | Compact Fluorescent |  | Twist | 1 | 15 | Family Room | 205869 | Family Room | 0.00029634
Floor lamp | Incandescent |  | Standard A Lamp | 3 | 40 | Family Room | 205869 | Family Room | 0.00029634
Floor lamp | Incandescent |  | Standard A Lamp | 1 | 60 | Bedroom | 2058610 | Bedroom | 0.00029634
Table | Incandescent |  | Standard A Lamp | 1 | 75 | Bedroom | 2058610 | Bedroom | 0.00029634
Wall Mount | Incandescent |  | Globe | 4 | 60 | Bathroom | 205931 | Bathroom | 0.00052955
Ceiling Fixture | Incandescent |  | Standard A Lamp | 1 | 60 | Bedroom | 205932 | Bedroom | 0.00052955
Table | Incandescent |  | Standard A Lamp | 2 | 60 | Bedroom | 205932 | Bedroom | 0.00052955
Chandelier (Hanging) | Incandescent |  | Standard A Lamp | 1 | 100 | Other | 205933 | Other | 0.00052955
Wall Mount | Incandescent |  | Standard A Lamp | 8 | 60 | Family Room | 205934 | Family Room | 0.00052955
Wall Mount | Compact Fluorescent |  | Twist | 1 | 22 | Family Room | 205934 | Family Room | 0.00052955
Table | Incandescent |  | Standard A Lamp | 1 | 60 | Family Room | 205934 | Family Room | 0.00052955
Ceiling Fixture | Compact Fluorescent |  | Twist | 1 | 26 | Garage | 205935 | Garage | 0.00052955
Wall Mount | Incandescent |  | Reflector | 2 | 75 | Garage | 205935 | Garage | 0.00052955
Ceiling Fixture | Incandescent |  | Standard A Lamp | 1 | 60 | Hall | 205936 | Hall | 0.00052955
Ceiling Fixture | Linear Fluorescent | 48 | T-12 | 2 | 48 | Kitchen | 205937 | Kitchen | 0.00052955
Chandelier (Hanging) | Compact Fluorescent |  | Twist | 1 | 22 | Kitchen | 205937 | Kitchen | 0.00052955
Ceiling Fixture | Linear Fluorescent | 48 | T-12 | 2 | 48 | Laundry Room | 205938 | Laundry Room | 0.00052955
Ceiling Fan | Incandescent |  | Standard A Lamp | 2 | 60 | Living Room | 205939 | Living Room | 0.00052955
Table | Incandescent |  | Standard A Lamp | 1 | 60 | Living Room | 205939 | Living Room | 0.00052955
Wall Mount | Incandescent |  | Globe | 6 | 60 | Bathroom | 2059310 | Bathroom | 0.00052955
Ceiling Fixture | Incandescent |  | Standard A Lamp | 1 | 60 | Bathroom | 2059310 | Bathroom | 0.00052955
Ceiling Fan | Incandescent |  | Decorative | 4 | 20 | Master Bedroom | 2059311 | Master Bedroom | 0.00052955
Table | Compact Fluorescent |  | Twist | 1 | 15 | Master Bedroom | 2059311 | Master Bedroom | 0.00052955
Table | Other |  | LED Interior | 1 | 12 | Master Bedroom | 2059311 | Master Bedroom | 0.00052955
Ceiling Fixture | Linear Fluorescent | 48 | T-12 | 2 | 40 | Closet | 2059312 | Closet | 0.00052955
Ceiling Fixture | Compact Fluorescent |  | Twist | 2 | 22 | Office | 2059313 | Office | 0.00052955
Table | Incandescent |  | Standard A Lamp | 1 | 60 | Office | 2059313 | Office | 0.00052955
Table | Incandescent |  | Standard A Lamp | 1 | 60 | Office | 2059314 | Office | 0.00052955
Ceiling Fixture | Incandescent |  | Standard A Lamp | 2 | 60 | Office | 2059314 | Office | 0.00052955
Ceiling Fixture | Incandescent |  | Standard A Lamp | 1 | 60 | Other | 2059315 | Other | 0.00052955
Ceiling Fixture | Compact Fluorescent |  | Twist | 1 | 15 | Laundry Room | 205951 | Laundry Room | 0.00029634
Ceiling Fixture | Incandescent |  | Standard A Lamp | 1 | 60 | Bedroom | 205952 | Bedroom | 0.00029634
Ceiling Fixture | Incandescent |  | Standard A Lamp | 4 | 60 | Bedroom | 205952 | Bedroom | 0.00029634
Ceiling Fixture | Incandescent |  | Standard A Lamp | 1 | 60 | Hall | 205953 | Hall | 0.00029634
Wall Mount | Incandescent |  | Globe | 4 | 40 | Bathroom | 205954 | Bathroom | 0.00029634
Ceiling Fixture | Incandescent |  | Standard A Lamp | 2 | 60 | Bedroom | 205955 | Bedroom | 0.00029634
Ceiling Fixture | Incandescent |  | Standard A Lamp | 2 | 60 | Bedroom | 205956 | Bedroom | 0.00029634
Chandelier (Hanging) | Incandescent |  | Standard A Lamp | 2 | 60 | Bedroom | 205957 | Bedroom | 0.00029634
Ceiling Fixture | Incandescent |  | Standard A Lamp | 1 | 60 | Hall | 205958 | Hall | 0.00029634
Table | Incandescent |  | Standard A Lamp | 1 | 40 | Living Room | 205959 | Living Room | 0.00029634
Ceiling Fixture | Incandescent |  | Standard A Lamp | 3 | 60 | Living Room | 205959 | Living Room | 0.00029634
Ceiling Fan | Incandescent |  | Standard A Lamp | 3 | 60 | Kitchen | 2059510 | Kitchen | 0.00029634
Ceiling Fixture | Incandescent |  | Standard A Lamp | 3 | 60 | Kitchen | 2059510 | Kitchen | 0.00029634
Ceiling Fixture | Incandescent |  | Decorative | 1 | 60 | Bathroom | 2059511 | Bathroom | 0.00029634
Ceiling Fixture | Linear Fluorescent | 48 | T-12 | 2 | 40 | Office | 2059512 | Office | 0.00029634
Ceiling Fixture | Compact Fluorescent |  | Twist | 1 | 15 | Bathroom | 206011 | Bathroom | 0.00052955
Ceiling Fixture | Compact Fluorescent |  | Twist | 3 | 15 | Bedroom | 206012 | Bedroom | 0.00052955
Table | Incandescent |  | Mini base | 1 | 40 | Bedroom | 206012 | Bedroom | 0.00052955
Ceiling Fixture | Compact Fluorescent |  | Twist | 3 | 22 | Bedroom | 206013 | Bedroom | 0.00052955
Ceiling Fixture | Compact Fluorescent |  | Twist | 2 | 15 | Bedroom | 206014 | Bedroom | 0.00052955
Wall Mount | Incandescent |  | Standard A Lamp | 1 | 40 | Closet | 206015 | Closet | 0.00052955
Ceiling Fixture | Compact Fluorescent |  | A shape bulb | 4 | 22 | Dining Room | 206016 | Dining Room | 0.00052955
Ceiling Fixture | Compact Fluorescent |  | Twist | 2 | 15 | Hall | 206017 | Hall | 0.00052955
Ceiling Fixture | Compact Fluorescent |  | Twist | 3 | 22 | Kitchen | 206018 | Kitchen | 0.00052955
Ceiling Fixture | Compact Fluorescent |  | Twist | 1 | 22 | Laundry Room | 206019 | Laundry Room | 0.00052955
Ceiling Fan | Compact Fluorescent |  | Twist | 3 | 22 | Living Room | 2060110 | Living Room | 0.00052955
Table | Compact Fluorescent |  | Twist | 1 | 15 | Living Room | 2060110 | Living Room | 0.00052955
Ceiling Fixture | Incandescent |  | Standard A Lamp | 2 | 60 | Hall | 2060111 | Hall | 0.00052955
Ceiling Fixture | Incandescent |  | Standard A Lamp | 1 | 65 | Hall | 2060112 | Hall | 0.00052955
Ceiling Fixture | Incandescent |  | Standard A Lamp | 1 | 40 | Closet | 2060113 | Closet | 0.00052955
Chandelier (Hanging) | Incandescent |  | Standard A Lamp | 5 | 40 | Kitchen | 206031 | Kitchen | 0.00029634
Recessed Can | Incandescent |  | Reflector | 1 | 65 | Kitchen | 206031 | Kitchen | 0.00029634
Architectural | Linear Fluorescent | 24 | T-8 | 1 | 16 | Kitchen | 206031 | Kitchen | 0.00029634
Recessed Can | Incandescent |  | Reflector | 1 | 40 | Kitchen | 206031 | Kitchen | 0.00029634
Wall Mount | Incandescent |  | Decorative | 1 | 40 | Hall | 206032 | Hall | 0.00029634
Recessed Can | Incandescent |  | Reflector | 1 | 65 | Family Room | 206033 | Family Room | 0.00029634
Wall Mount | Incandescent |  | Standard A Lamp | 1 | 40 | Family Room | 206033 | Family Room | 0.00029634
Recessed Can | Compact Fluorescent |  | Twist | 1 | 15 | Family Room | 206033 | Family Room | 0.00029634
Track | Halogen |  | MR | 3 | 50 | Family Room | 206033 | Family Room | 0.00029634
Track | Halogen |  | MR | 4 | 50 | Family Room | 206033 | Family Room | 0.00029634
Recessed Can | Incandescent |  | Reflector | 1 | 65 | Closet | 206034 | Closet | 0.00029634
Recessed - other | Incandescent |  | Reflector | 1 | 65 | Bedroom | 206035 | Bedroom | 0.00029634
Table | Incandescent |  | Standard A Lamp | 1 | 100 | Bedroom | 206035 | Bedroom | 0.00029634
Recessed Can | Incandescent |  | Reflector | 1 | 65 | Bedroom | 206036 | Bedroom | 0.00029634
Ceiling Fixture | Incandescent |  | Standard A Lamp | 1 | 40 | Bathroom | 206037 | Bathroom | 0.00029634
Recessed Can | Compact Fluorescent |  | Flood | 1 | 15 | Bedroom | 206038 | Bedroom | 0.00029634
Recessed Can | Compact Fluorescent |  | Twist | 1 | 15 | Closet | 206039 | Closet | 0.00029634
Wall Mount | Incandescent |  | Standard A Lamp | 1 | 60 | Other | 2060310 | Other | 0.00029634
Floor lamp | Incandescent |  | Clear | 1 | 60 | Living Room | 2060311 | Living Room | 0.00029634
Table | Incandescent |  | 3-Way Incandescent | 1 | 100 | Living Room | 2060311 | Living Room | 0.00029634
Floor lamp | Compact Fluorescent |  | Twist | 1 | 15 | Living Room | 2060311 | Living Room | 0.00029634
Recessed Can | Incandescent |  | Reflector | 1 | 65 | Living Room | 2060311 | Living Room | 0.00029634
Chandelier (Hanging) | Incandescent |  | Standard A Lamp | 2 | 60 | Hall | 2060312 | Hall | 0.00029634
Recessed Can | Compact Fluorescent |  | Flood | 1 | 22 | Hall | 2060312 | Hall | 0.00029634
Floor lamp | Compact Fluorescent |  | Twist | 1 | 15 | Hall | 2060312 | Hall | 0.00029634
Recessed Can | Compact Fluorescent |  | Flood | 1 | 15 | Office | 2060313 | Office | 0.00029634
Table | Incandescent |  | Standard A Lamp | 1 | 60 | Office | 2060313 | Office | 0.00029634
Floor lamp | Compact Fluorescent |  | Twist | 1 | 15 | Office | 2060313 | Office | 0.00029634
Recessed Can | Incandescent |  | Reflector | 1 | 65 | Master Bedroom | 2060314 | Master Bedroom | 0.00029634
Table | Incandescent |  | Mini base | 3 | 60 | Master Bedroom | 2060314 | Master Bedroom | 0.00029634
Floor lamp | Incandescent |  | Standard A Lamp | 1 | 60 | Master Bedroom | 2060314 | Master Bedroom | 0.00029634
Ceiling Fixture | Incandescent |  | Standard A Lamp | 1 | 40 | Bathroom | 2060315 | Bathroom | 0.00029634
Recessed Can | Incandescent |  | Reflector | 1 | 65 | Bathroom | 2060315 | Bathroom | 0.00029634
Ceiling Fixture | Incandescent |  | Standard A Lamp | 1 | 40 | Bathroom | 2060316 | Bathroom | 0.00029634
Recessed Can | Incandescent |  | Reflector | 1 | 60 | Bathroom | 2060316 | Bathroom | 0.00029634
Ceiling Fixture | Incandescent |  | Standard A Lamp | 2 | 60 | Bedroom | 2060317 | Bedroom | 0.00029634
Ceiling Fixture | Linear Fluorescent | 48 | T-8 | 2 | 32 | Laundry Room | 2060318 | Laundry Room | 0.00029634
Ceiling Fixture | Incandescent |  | Standard A Lamp | 1 | 65 | Other | 206061 | Other | 0.00040077
Low bay | Linear Fluorescent | 48 | T-12 | 2 | 40 | Other | 206061 | Other | 0.00040077
Ceiling Fixture | Incandescent |  | Standard A Lamp | 1 | 65 | Hall | 206062 | Hall | 0.00040077
Ceiling Fixture | Incandescent |  | Standard A Lamp | 1 | 65 | Bathroom | 206063 | Bathroom | 0.00040077
Wall Mount | Incandescent |  | Decorative | 8 | 40 | Bathroom | 206063 | Bathroom | 0.00040077
Ceiling Fixture | Incandescent |  | Standard A Lamp | 2 | 60 | Dining Room | 206064 | Dining Room | 0.00040077
Chandelier (Hanging) | Incandescent |  | Decorative | 1 | 40 | Hall | 206065 | Hall | 0.00040077
Chandelier (Hanging) | Incandescent |  | Decorative | 5 | 40 | Family Room | 206066 | Family Room | 0.00040077
Wall Mount | Incandescent |  | Decorative | 1 | 40 | Family Room | 206066 | Family Room | 0.00040077
Floor lamp | Incandescent |  | Decorative | 2 | 40 | Family Room | 206066 | Family Room | 0.00040077
Chandelier (Hanging) | Incandescent |  | Decorative | 1 | 65 | Hall | 206067 | Hall | 0.00040077
Ceiling Fixture | Incandescent |  | Decorative | 2 | 65 | Kitchen | 206068 | Kitchen | 0.00040077
High bay | Linear Fluorescent | 24 | T-12 | 1 | 32 | Kitchen | 206068 | Kitchen | 0.00040077
Ceiling Fixture | Compact Fluorescent |  | Circline (Screw Base) | 1 | 22 | Master Bedroom | 206069 | Master Bedroom | 0.00040077
Table | Incandescent |  | Standard A Lamp | 1 | 65 | Master Bedroom | 206069 | Master Bedroom | 0.00040077
Ceiling Fixture | Incandescent |  | Standard A Lamp | 2 | 65 | Bedroom | 2060610 | Bedroom | 0.00040077
Wall Mount | Incandescent |  | Standard A Lamp | 2 | 65 | Bathroom | 2060611 | Bathroom | 0.00040077
Ceiling Fixture | Incandescent |  | Standard A Lamp | 1 | 65 | Hall | 2060612 | Hall | 0.00040077
Table | Incandescent |  | Standard A Lamp | 1 | 75 | Bedroom | 2060613 | Bedroom | 0.00040077
Ceiling Fixture | Incandescent |  | Standard A Lamp | 1 | 75 | Bedroom | 2060613 | Bedroom | 0.00040077
Ceiling Fixture | Incandescent |  | Standard A Lamp | 1 | 90 | Laundry Room | 2060614 | Laundry Room | 0.00040077
Table | Incandescent |  | Standard A Lamp | 1 | 65 | Laundry Room | 2060614 | Laundry Room | 0.00040077
Ceiling Fixture | Incandescent |  | Standard A Lamp | 1 | 65 | Hall | 2060615 | Hall | 0.00040077
Wall Mount | Linear Fluorescent | 36 | T-12 | 2 | 37 | Bathroom | 206121 | Bathroom | 0.0005169
Wall Mount | Incandescent |  | Standard A Lamp | 3 | 60 | Bathroom | 206122 | Bathroom | 0.0005169
Recessed Can | Incandescent |  | Standard A Lamp | 1 | 60 | Bathroom | 206122 | Bathroom | 0.0005169
Floor lamp | Incandescent |  | Standard A Lamp | 1 | 100 | Bedroom | 206123 | Bedroom | 0.0005169
Recessed Can | Compact Fluorescent |  | Twist | 1 | 14 | Family Room | 206124 | Family Room | 0.0005169
Recessed Can | Compact Fluorescent |  | Twist | 1 | 23 | Family Room | 206124 | Family Room | 0.0005169
Ceiling Fixture | Linear Fluorescent | 48 | T-12 | 1 | 40 | Family Room | 206124 | Family Room | 0.0005169
Recessed Can | Incandescent |  | Reflector | 1 | 65 | Hall | 206125 | Hall | 0.0005169
Ceiling Fixture | Incandescent |  | Decorative | 2 | 60 | Hall | 206125 | Hall | 0.0005169
Chandelier (Hanging) | Compact Fluorescent |  | Twist | 1 | 23 | Kitchen | 206126 | Kitchen | 0.0005169
Track | Incandescent |  | Reflector | 3 | 60 | Kitchen | 206126 | Kitchen | 0.0005169
Recessed Can | Compact Fluorescent |  | Twist | 1 | 15 | Kitchen | 206126 | Kitchen | 0.0005169
Recessed Can | Compact Fluorescent |  | Twist | 1 | 23 | Kitchen | 206126 | Kitchen | 0.0005169
Other | Incandescent |  | Standard A Lamp | 1 | 60 | Kitchen | 206126 | Kitchen | 0.0005169
Floor lamp | Compact Fluorescent |  | Twist | 1 | 23 | Master Bedroom | 206127 | Master Bedroom | 0.0005169
Table | Incandescent |  | Decorative | 1 | 40 | Master Bedroom | 206127 | Master Bedroom | 0.0005169
Table | Compact Fluorescent |  | Twist | 1 | 13 | Master Bedroom | 206127 | Master Bedroom | 0.0005169
Floor lamp | Incandescent |  | Standard A Lamp | 1 | 60 | Office | 206128 | Office | 0.0005169
Table | Compact Fluorescent |  | Twist | 1 | 20 | Office | 206128 | Office | 0.0005169
Table | Incandescent |  | Standard A Lamp | 1 | 40 | Office | 206128 | Office | 0.0005169
Ceiling Fixture | Incandescent |  | Standard A Lamp | 2 | 40 | Living Room | 206131 | Living Room | 0.00047324
Floor lamp | Compact Fluorescent |  | Twist | 1 | 15 | Living Room | 206131 | Living Room | 0.00047324
Ceiling Fixture | Incandescent |  | Standard A Lamp | 2 | 40 | Closet | 206132 | Closet | 0.00047324
Wall Mount | Incandescent |  | Standard A Lamp | 2 | 60 | Bathroom | 206133 | Bathroom | 0.00047324
Ceiling Fixture | Incandescent |  | Standard A Lamp | 2 | 60 | Bathroom | 206133 | Bathroom | 0.00047324
Ceiling Fixture | Linear Fluorescent | 48 | T-8 | 2 | 32 | Bedroom | 206134 | Bedroom | 0.00047324
Table | Compact Fluorescent |  | Twist | 4 | 15 | Bedroom | 206134 | Bedroom | 0.00047324
Ceiling Fixture | Linear Fluorescent | 48 | T-8 | 2 | 32 | Laundry Room | 206135 | Laundry Room | 0.00047324
Wall Mount | Compact Fluorescent |  | Twist | 3 | 15 | Laundry Room | 206135 | Laundry Room | 0.00047324
Ceiling Fixture | Incandescent |  | Standard A Lamp | 1 | 40 | Laundry Room | 206135 | Laundry Room | 0.00047324
Table | Incandescent |  | Standard A Lamp | 1 | 60 | Family Room | 206136 | Family Room | 0.00047324
Ceiling Fixture | Compact Fluorescent |  | Twist | 1 | 15 | Family Room | 206136 | Family Room | 0.00047324
Table | Compact Fluorescent |  | Twist | 1 | 28 | Family Room | 206136 | Family Room | 0.00047324
Floor lamp | Incandescent |  | Standard A Lamp | 2 | 75 | Family Room | 206136 | Family Room | 0.00047324
Floor lamp | Compact Fluorescent |  | A shape bulb | 2 | 15 | Family Room | 206136 | Family Room | 0.00047324
Ceiling Fixture | Incandescent |  | Standard A Lamp | 1 | 60 | Hall | 206137 | Hall | 0.00047324
Ceiling Fixture | Incandescent |  | Standard A Lamp | 1 | 60 | Other | 206138 | Other | 0.00047324
Ceiling Fixture | Incandescent |  | Standard A Lamp | 1 | 60 | Office | 206139 | Office | 0.00047324
Ceiling Fixture | Compact Fluorescent |  | Twist | 1 | 15 | Office | 206139 | Office | 0.00047324
Recessed Can | Compact Fluorescent |  | Flood | 1 | 15 | Kitchen | 2061310 | Kitchen | 0.00047324
Chandelier (Hanging) | Incandescent |  | Decorative | 1 | 60 | Kitchen | 2061310 | Kitchen | 0.00047324
Architectural | Linear Fluorescent | 12 | T-8 | 1 | 16 | Kitchen | 2061310 | Kitchen | 0.00047324
Recessed Can | Compact Fluorescent |  | Flood | 1 | 15 | Dining Room | 2061311 | Dining Room | 0.00047324
Recessed Can | Incandescent |  | Reflector | 1 | 65 | Family Room | 2061312 | Family Room | 0.00047324
Ceiling Fan | Compact Fluorescent |  | Twist | 2 | 15 | Family Room | 2061312 | Family Room | 0.00047324
Ceiling Fixture | Incandescent |  | Standard A Lamp | 2 | 40 | Hall | 2061313 | Hall | 0.00047324
Ceiling Fixture | Compact Fluorescent |  | Twist | 1 | 15 | Hall | 2061313 | Hall | 0.00047324
Ceiling Fixture | Incandescent |  | Standard A Lamp | 1 | 60 | Hall | 2061313 | Hall | 0.00047324
Ceiling Fan | Compact Fluorescent |  | Pin base | 2 | 15 | Hall | 2061313 | Hall | 0.00047324
Ceiling Fixture | Incandescent |  | Standard A Lamp | 1 | 60 | Bedroom | 2061314 | Bedroom | 0.00047324
Table | Incandescent |  | Standard A Lamp | 1 | 60 | Bedroom | 2061314 | Bedroom | 0.00047324
Ceiling Fixture | Incandescent |  | Standard A Lamp | 1 | 60 | Bedroom | 2061315 | Bedroom | 0.00047324
Wall Mount | Incandescent |  | Globe | 5 | 60 | Bathroom | 2061316 | Bathroom | 0.00047324
Recessed Can | Incandescent |  | Standard A Lamp | 1 | 40 | Bathroom | 2061316 | Bathroom | 0.00047324
Ceiling Fixture | Compact Fluorescent |  | Twist | 2 | 15 | Master Bedroom | 2061317 | Master Bedroom | 0.00047324
Table | Compact Fluorescent |  | Twist | 1 | 15 | Master Bedroom | 2061317 | Master Bedroom | 0.00047324
Ceiling Fixture | Compact Fluorescent |  | Twist | 2 | 15 | Bedroom | 206181 | Bedroom | 0.00040077
Table | Compact Fluorescent |  | Twist | 1 | 15 | Bedroom | 206181 | Bedroom | 0.00040077
Other | Linear Fluorescent | 24 | T-5 | 1 | 16 | Bedroom | 206181 | Bedroom | 0.00040077
Ceiling Fixture | Compact Fluorescent |  | Twist | 2 | 15 | Bedroom | 206182 | Bedroom | 0.00040077
Other | Incandescent |  | Clear | 2 | 40 | Bedroom | 206182 | Bedroom | 0.00040077
Wall Mount | Incandescent |  | Clear | 3 | 40 | Bathroom | 206183 | Bathroom | 0.00040077
Ceiling Fan | Incandescent |  | Reflector | 2 | 90 | Bathroom | 206183 | Bathroom | 0.00040077
Ceiling Fixture | Compact Fluorescent |  | Twist | 2 | 15 | Bedroom | 206184 | Bedroom | 0.00040077
Ceiling Fixture | Compact Fluorescent |  | Twist | 1 | 15 | Hall | 206185 | Hall | 0.00040077
Ceiling Fixture | Linear Fluorescent | 48 | T-12 | 2 | 20 | Kitchen | 206186 | Kitchen | 0.00040077
Other | Compact Fluorescent |  | Twist | 1 | 15 | Kitchen | 206186 | Kitchen | 0.00040077
Ceiling Fixture | Compact Fluorescent |  | Twist | 2 | 7 | Living Room | 206187 | Living Room | 0.00040077
Table | Compact Fluorescent |  | Twist | 1 | 15 | Living Room | 206187 | Living Room | 0.00040077
Wall Mount | Incandescent |  | Globe | 4 | 40 | Bathroom | 206191 | Bathroom | 0.0005169
Ceiling Fixture | Compact Fluorescent |  | Twist | 2 | 15 | Bedroom | 206192 | Bedroom | 0.0005169
Chandelier (Hanging) | Compact Fluorescent |  | Twist | 1 | 22 | Dining Room | 206193 | Dining Room | 0.0005169
Chandelier (Hanging) | Halogen |  | Quartz Tube | 1 | 100 | Dining Room | 206194 | Dining Room | 0.0005169
Ceiling Fixture | Compact Fluorescent |  | Twist | 2 | 15 | Living Room | 206195 | Living Room | 0.0005169
Ceiling Fixture | Incandescent |  | Reflector | 1 | 75 | Garage | 206196 | Garage | 0.0005169
Ceiling Fixture | Linear Fluorescent | 48 | T-12 | 1 | 40 | Garage | 206196 | Garage | 0.0005169
Ceiling Fixture | Incandescent |  | Standard A Lamp | 2 | 40 | Hall | 206197 | Hall | 0.0005169
Chandelier (Hanging) | Compact Fluorescent |  | Twist | 1 | 15 | Hall | 206198 | Hall | 0.0005169
Recessed Can | Incandescent |  | Reflector | 1 | 60 | Kitchen | 206199 | Kitchen | 0.0005169
Ceiling Fixture | Compact Fluorescent |  | Reflector | 3 | 15 | Kitchen | 206199 | Kitchen | 0.0005169
Wall Mount | Incandescent |  | Globe | 4 | 40 | Bathroom | 2061910 | Bathroom | 0.0005169
Ceiling Fixture | Compact Fluorescent |  | Twist | 2 | 15 | Master Bedroom | 2061911 | Master Bedroom | 0.0005169
Table | Linear Fluorescent | 16 | T-5 | 1 | 20 | Master Bedroom | 2061911 | Master Bedroom | 0.0005169
Table | Compact Fluorescent |  | Pin base | 1 | 15 | Family Room | 2061912 | Family Room | 0.0005169
Floor lamp | Compact Fluorescent |  | Pin base | 2 | 22 | Family Room | 2061912 | Family Room | 0.0005169
Floor lamp | Compact Fluorescent |  | Twist | 1 | 22 | Family Room | 2061912 | Family Room | 0.0005169
Wall Mount | Compact Fluorescent |  | Twist | 2 | 28 | Bathroom | 2061913 | Bathroom | 0.0005169
Ceiling Fixture | Compact Fluorescent |  | Twist | 2 | 22 | Bedroom | 2061914 | Bedroom | 0.0005169
Ceiling Fixture | Compact Fluorescent |  | Twist | 2 | 22 | Bedroom | 2061915 | Bedroom | 0.0005169
Table | Compact Fluorescent |  | Twist | 1 | 22 | Bedroom | 2061915 | Bedroom | 0.0005169
Ceiling Fixture | Incandescent |  | Standard A Lamp | 2 | 40 | Laundry Room | 2061916 | Laundry Room | 0.0005169
Ceiling Fixture | Incandescent |  | Standard A Lamp | 1 | 60 | Bathroom | 206261 | Bathroom | 0.00047324
Ceiling Fixture | Incandescent |  | Standard A Lamp | 1 | 60 | Laundry Room | 206262 | Laundry Room | 0.00047324
Ceiling Fixture | Incandescent |  | Standard A Lamp | 1 | 60 | Kitchen | 206263 | Kitchen | 0.00047324
Recessed Can | Incandescent |  | Reflector | 1 | 75 | Kitchen | 206263 | Kitchen | 0.00047324
Chandelier (Hanging) | Incandescent |  | Mini base | 5 | 40 | Dining Room | 206264 | Dining Room | 0.00047324
Ceiling Fixture | Linear Fluorescent | 48 | T-12 | 2 | 40 | Other | 206265 | Other | 0.00047324
Ceiling Fixture | Incandescent |  | Standard A Lamp | 1 | 60 | Other | 206265 | Other | 0.00047324
Ceiling Fan | Incandescent |  | Standard A Lamp | 5 | 60 | Family Room | 206266 | Family Room | 0.00047324
Table | Incandescent |  | Standard A Lamp | 1 | 75 | Family Room | 206266 | Family Room | 0.00047324
Ceiling Fixture | Incandescent |  | Standard A Lamp | 1 | 60 | Bathroom | 206267 | Bathroom | 0.00047324
Wall Mount | Incandescent |  | Globe | 6 | 40 | Bathroom | 206267 | Bathroom | 0.00047324
Ceiling Fixture | Incandescent |  | Mini base | 2 | 40 | Master Bedroom | 206268 | Master Bedroom | 0.00047324
Ceiling Fixture | Incandescent |  | Standard A Lamp | 1 | 60 | Closet | 206269 | Closet | 0.00047324
Recessed Can | Incandescent |  | Reflector | 1 | 65 | Living Room | 2062610 | Living Room | 0.00047324
Table | Incandescent |  | Standard A Lamp | 1 | 65 | Living Room | 2062610 | Living Room | 0.00047324
Ceiling Fixture | Incandescent |  | Standard A Lamp | 1 | 60 | Hall | 2062611 | Hall | 0.00047324
Ceiling Fixture | Incandescent |  | Standard A Lamp | 2 | 60 | Bedroom | 2062612 | Bedroom | 0.00047324
Wall Mount | Incandescent |  | Globe | 3 | 40 | Bathroom | 2062613 | Bathroom | 0.00047324
Floor lamp | Incandescent |  | 3-Way Incandescent | 1 | 75 | Living Room | 206321 | Living Room | 0.00029634
Table | Incandescent |  | Standard A Lamp | 1 | 40 | Living Room | 206321 | Living Room | 0.00029634
Chandelier (Hanging) | Incandescent |  | Mini base | 12 | 25 | Living Room | 206321 | Living Room | 0.00029634
Chandelier (Hanging) | Incandescent |  | Standard A Lamp | 1 | 60 | Living Room | 206321 | Living Room | 0.00029634
Ceiling Fixture | Incandescent |  | Standard A Lamp | 3 | 60 | Bedroom | 206322 | Bedroom | 0.00029634
Table | Incandescent |  | Standard A Lamp | 1 | 100 | Bedroom | 206322 | Bedroom | 0.00029634
Ceiling Fixture | Incandescent |  | Standard A Lamp | 3 | 100 | Bedroom | 206323 | Bedroom | 0.00029634
Torchiere | Halogen |  | Quartz Tube | 1 | 100 | Bedroom | 206323 | Bedroom | 0.00029634
Track | Halogen |  | MR | 6 | 50 | Office | 206324 | Office | 0.00029634
Track | Halogen |  | MR | 4 | 50 | Office | 206324 | Office | 0.00029634
Table | Incandescent |  | Standard A Lamp | 1 | 40 | Office | 206324 | Office | 0.00029634
Floor lamp | Incandescent |  | 3-Way Incandescent | 1 | 100 | Office | 206324 | Office | 0.00029634
Ceiling Fixture | Linear Fluorescent | 48 | T-12 | 2 | 40 | Closet | 206325 | Closet | 0.00029634
Wall Mount | Incandescent |  | Standard A Lamp | 4 | 75 | Bathroom | 206326 | Bathroom | 0.00029634
Ceiling Fixture | Incandescent |  | Standard A Lamp | 1 | 60 | Bathroom | 206326 | Bathroom | 0.00029634
Chandelier (Hanging) | Incandescent |  | Globe | 1 | 60 | Other | 206327 | Other | 0.00029634
Chandelier (Hanging) | Incandescent |  | Mini base | 9 | 25 | Other | 206327 | Other | 0.00029634
Ceiling Fixture | Linear Fluorescent | 96 | T-12 | 2 | 100 | Other | 206328 | Other | 0.00029634
Ceiling Fixture | Linear Fluorescent | 48 | T-12 | 2 | 40 | Other | 206328 | Other | 0.00029634
Ceiling Fixture | Linear Fluorescent | 48 | T-12 | 2 | 40 | Master Bedroom | 206329 | Master Bedroom | 0.00029634
Floor lamp | Incandescent |  | Standard A Lamp | 2 | 60 | Master Bedroom | 206329 | Master Bedroom | 0.00029634
Ceiling Fixture | Linear Fluorescent | 48 | T-12 | 2 | 40 | Bathroom | 2063210 | Bathroom | 0.00029634
Ceiling Fixture | Linear Fluorescent | 96 | T-12 | 2 | 75 | Other | 2063211 | Other | 0.00029634
Track | Halogen |  | MR | 6 | 50 | Kitchen | 2063212 | Kitchen | 0.00029634
Track | Halogen |  | MR | 4 | 50 | Kitchen | 2063212 | Kitchen | 0.00029634
Architectural | Halogen |  | Other | 1 | 50 | Kitchen | 2063212 | Kitchen | 0.00029634
Architectural | Halogen |  | PAR | 1 | 30 | Kitchen | 2063212 | Kitchen | 0.00029634
Ceiling Fixture | Linear Fluorescent | 96 | T-12 | 2 | 75 | Laundry Room | 2063213 | Laundry Room | 0.00029634
Ceiling Fixture | Incandescent |  | Standard A Lamp | 2 | 40 | Hall | 2063214 | Hall | 0.00029634
Ceiling Fixture | Incandescent |  | Standard A Lamp | 1 | 60 | Bathroom | 206351 | Bathroom | 0.00052955
Wall Mount | Compact Fluorescent |  | Twist | 2 | 22 | Bathroom | 206351 | Bathroom | 0.00052955
Ceiling Fixture | Incandescent |  | Standard A Lamp | 2 | 65 | Bedroom | 206352 | Bedroom | 0.00052955
Ceiling Fixture | Incandescent |  | Standard A Lamp | 1 | 60 | Bedroom | 206353 | Bedroom | 0.00052955
Table | Compact Fluorescent |  | Twist | 1 | 22 | Bedroom | 206353 | Bedroom | 0.00052955
Wall Mount | Compact Fluorescent |  | Twist | 1 | 22 | Bathroom | 206354 | Bathroom | 0.00052955
Ceiling Fixture | Compact Fluorescent |  | Twist | 1 | 22 | Bedroom | 206355 | Bedroom | 0.00052955
Table | Halogen |  | MR | 1 | 20 | Bedroom | 206355 | Bedroom | 0.00052955
Ceiling Fixture | Compact Fluorescent |  | Twist | 1 | 22 | Bedroom | 206356 | Bedroom | 0.00052955
Ceiling Fixture | Compact Fluorescent |  | Twist | 1 | 22 | Bedroom | 206357 | Bedroom | 0.00052955
Ceiling Fixture | Compact Fluorescent |  | Twist | 1 | 22 | Family Room | 206358 | Family Room | 0.00052955
Floor lamp | Compact Fluorescent |  | Twist | 1 | 28 | Family Room | 206358 | Family Room | 0.00052955
Recessed - other | Halogen |  | MR | 1 | 30 | Hall | 206359 | Hall | 0.00052955
Ceiling Fixture | Linear Fluorescent | 48 | T-8 | 2 | 32 | Garage | 2063510 | Garage | 0.00052955
Garage door opener | Incandescent |  | Standard A Lamp | 2 | 60 | Garage | 2063510 | Garage | 0.00052955
Recessed - other | Halogen |  | MR | 1 | 30 | Hall | 2063511 | Hall | 0.00052955
Ceiling Fixture | Compact Fluorescent |  | Circline (Screw Base) | 2 | 42 | Kitchen | 2063512 | Kitchen | 0.00052955
Ceiling Fixture | Compact Fluorescent |  | Twist | 1 | 22 | Laundry Room | 2063513 | Laundry Room | 0.00052955
Ceiling Fixture | Compact Fluorescent |  | Twist | 2 | 15 | Living Room | 2063514 | Living Room | 0.00052955
Chandelier (Hanging) | Compact Fluorescent |  | Twist | 5 | 15 | Living Room | 2063514 | Living Room | 0.00052955
Table | Halogen |  | Quartz Tube | 1 | 30 | Living Room | 2063514 | Living Room | 0.00052955
Ceiling Fixture | Incandescent |  | Standard A Lamp | 1 | 60 | Closet | 206461 | Closet | 0.00047324
Ceiling Fixture | Compact Fluorescent |  | Twist | 1 | 22 | Bathroom | 206462 | Bathroom | 0.00047324
Ceiling Fixture | Incandescent |  | Standard A Lamp | 2 | 60 | Bedroom | 206463 | Bedroom | 0.00047324
Ceiling Fixture | Compact Fluorescent |  | Twist | 1 | 15 | Bedroom | 206464 | Bedroom | 0.00047324
Ceiling Fixture | Compact Fluorescent |  | Twist | 1 | 22 | Other | 206465 | Other | 0.00047324
Ceiling Fixture | Incandescent |  | Standard A Lamp | 1 | 60 | Other | 206466 | Other | 0.00047324
Ceiling Fan | Incandescent |  | Standard A Lamp | 1 | 60 | Kitchen | 206467 | Kitchen | 0.00047324
Ceiling Fan | Compact Fluorescent |  | Twist | 1 | 15 | Living Room | 206468 | Living Room | 0.00047324
Floor lamp | Incandescent |  | Standard A Lamp | 1 | 25 | Living Room | 206468 | Living Room | 0.00047324
Table | Compact Fluorescent |  | Twist | 1 | 15 | Living Room | 206468 | Living Room | 0.00047324
Ceiling Fixture | Incandescent |  | Standard A Lamp | 1 | 40 | Closet | 206469 | Closet | 0.00047324
Ceiling Fixture | Compact Fluorescent |  | Twist | 1 | 22 | Hall | 2064610 | Hall | 0.00047324
Wall Mount | Incandescent |  | Globe | 5 | 40 | Bathroom | 206501 | Bathroom | 0.0004784
Ceiling Fan | Incandescent |  | Standard A Lamp | 1 | 60 | Bathroom | 206501 | Bathroom | 0.0004784
Ceiling Fan | Incandescent |  | Standard A Lamp | 1 | 60 | Bedroom | 206502 | Bedroom | 0.0004784
Table | Compact Fluorescent |  | Twist | 2 | 15 | Bedroom | 206502 | Bedroom | 0.0004784
Ceiling Fixture | Incandescent |  | Standard A Lamp | 1 | 60 | Bedroom | 206503 | Bedroom | 0.0004784
Table | Incandescent |  | Standard A Lamp | 2 | 60 | Bedroom | 206503 | Bedroom | 0.0004784
Ceiling Fan | Incandescent |  | Decorative | 3 | 40 | Garage | 206504 | Garage | 0.0004784
Ceiling Fixture | Incandescent |  | Globe | 1 | 60 | Hall | 206505 | Hall | 0.0004784
Ceiling Fixture | Incandescent |  | Standard A Lamp | 2 | 60 | Kitchen | 206506 | Kitchen | 0.0004784
Ceiling Fixture | Linear Fluorescent | 44 | T-12 | 2 | 32 | Kitchen | 206506 | Kitchen | 0.0004784
Ceiling Fixture | Linear Fluorescent | 44 | T-12 | 2 | 32 | Laundry Room | 206507 | Laundry Room | 0.0004784
Table | Compact Fluorescent |  | Twist | 2 | 15 | Living Room | 206508 | Living Room | 0.0004784
Table | Incandescent |  | Standard A Lamp | 1 | 100 | Living Room | 206508 | Living Room | 0.0004784
Ceiling Fan | Incandescent |  | Decorative | 3 | 40 | Living Room | 206508 | Living Room | 0.0004784
Ceiling Fixture | Incandescent |  | Standard A Lamp | 2 | 60 | Office | 206509 | Office | 0.0004784
Table | Incandescent |  | Standard A Lamp | 1 | 25 | Office | 206509 | Office | 0.0004784
Wall Mount | Incandescent |  | Standard A Lamp | 3 | 40 | Bathroom | 206711 | Bathroom | 0.0020539
Ceiling Fixture | Incandescent |  | Standard A Lamp | 1 | 60 | Bedroom | 206712 | Bedroom | 0.0020539
Ceiling Fixture | Incandescent |  | Standard A Lamp | 1 | 60 | Kitchen | 206713 | Kitchen | 0.0020539
Table | Incandescent |  | Standard A Lamp | 2 | 60 | Kitchen | 206713 | Kitchen | 0.0020539
Wall Mount | Incandescent |  | Standard A Lamp | 3 | 100 | Bathroom | 206851 | Bathroom | 0.00094081
Ceiling Fan | Incandescent |  | Standard A Lamp | 1 | 60 | Bedroom | 206852 | Bedroom | 0.00094081
Table | Incandescent |  | Standard A Lamp | 1 | 100 | Bedroom | 206852 | Bedroom | 0.00094081
Table | Incandescent |  | Decorative | 2 | 40 | Bedroom | 206852 | Bedroom | 0.00094081
Ceiling Fan | Incandescent |  | Standard A Lamp | 1 | 100 | Office | 206853 | Office | 0.00094081
Table | Incandescent |  | Standard A Lamp | 1 | 100 | Office | 206853 | Office | 0.00094081
Ceiling Fan | Compact Fluorescent |  | Twist | 4 | 13 | Dining Room | 206854 | Dining Room | 0.00094081
Ceiling Fixture | Incandescent |  | Standard A Lamp | 1 | 60 | Hall | 206855 | Hall | 0.00094081
Ceiling Fixture | Linear Fluorescent | 48 | T-12 | 2 | 40 | Garage | 206856 | Garage | 0.00094081
Ceiling Fixture | Incandescent |  | Standard A Lamp | 1 | 60 | Hall | 206857 | Hall | 0.00094081
Recessed Can | Incandescent |  | Reflector | 1 | 60 | Kitchen | 206858 | Kitchen | 0.00094081
Ceiling Fixture | Compact Fluorescent |  | Twist | 2 | 26 | Laundry Room | 206859 | Laundry Room | 0.00094081
Ceiling Fan | Incandescent |  | Standard A Lamp | 4 | 100 | Living Room | 2068510 | Living Room | 0.00094081
Floor lamp | Incandescent |  | Standard A Lamp | 1 | 85 | Living Room | 2068510 | Living Room | 0.00094081
Wall Mount | Incandescent |  | Standard A Lamp | 5 | 60 | Bathroom | 2068511 | Bathroom | 0.00094081
Ceiling Fixture | Incandescent |  | Standard A Lamp | 1 | 60 | Bathroom | 2068511 | Bathroom | 0.00094081
Ceiling Fan | Compact Fluorescent |  | Decorative | 4 | 7 | Master Bedroom | 2068512 | Master Bedroom | 0.00094081
Floor lamp | Incandescent |  | 3-Way Incandescent | 1 | 100 | Master Bedroom | 2068512 | Master Bedroom | 0.00094081
Floor lamp | Incandescent |  | Standard A Lamp | 1 | 70 | Master Bedroom | 2068512 | Master Bedroom | 0.00094081
Ceiling Fixture | Incandescent |  | Standard A Lamp | 2 | 60 | Closet | 2068513 | Closet | 0.00094081
Wall Mount | Incandescent |  | Globe | 6 | 60 | Bathroom | 206881 | Bathroom | 0.00094081
Ceiling Fixture | Incandescent |  | Mini base | 2 | 60 | Bedroom | 206882 | Bedroom | 0.00094081
Wall Mount | Incandescent |  | Standard A Lamp | 1 | 25 | Bedroom | 206882 | Bedroom | 0.00094081
Other | Linear Fluorescent | 16 | T-8 | 1 | 32 | Bedroom | 206882 | Bedroom | 0.00094081
Ceiling Fan | Incandescent |  | Mini base | 2 | 60 | Bedroom | 206883 | Bedroom | 0.00094081
Other | Incandescent | 16 | Other | 1 | 32 | Bedroom | 206883 | Bedroom | 0.00094081
Table | Incandescent |  | Standard A Lamp | 1 | 40 | Bedroom | 206883 | Bedroom | 0.00094081
Ceiling Fan | Incandescent |  | Mini base | 2 | 60 | Family Room | 206884 | Family Room | 0.00094081
Track | Incandescent |  | Decorative | 1 | 40 | Family Room | 206884 | Family Room | 0.00094081
Table | Incandescent |  | Standard A Lamp | 1 | 25 | Family Room | 206884 | Family Room | 0.00094081
Ceiling Fixture | Incandescent |  | Standard A Lamp | 1 | 150 | Garage | 206885 | Garage | 0.00094081
Garage door opener | Incandescent |  | Standard A Lamp | 1 | 40 | Garage | 206885 | Garage | 0.00094081
Ceiling Fixture | Linear Fluorescent | 48 | T-12 | 2 | 32 | Kitchen | 206886 | Kitchen | 0.00094081
Other | Incandescent |  | Standard A Lamp | 1 | 25 | Kitchen | 206886 | Kitchen | 0.00094081
Ceiling Fixture | Incandescent |  | Standard A Lamp | 1 | 40 | Kitchen | 206886 | Kitchen | 0.00094081
Ceiling Fixture | Incandescent |  | Standard A Lamp | 1 | 40 | Kitchen | 206886 | Kitchen | 0.00094081
Ceiling Fixture | Compact Fluorescent |  | Twist | 1 | 15 | Laundry Room | 206887 | Laundry Room | 0.00094081
Ceiling Fan | Incandescent |  | Decorative | 3 | 60 | Living Room | 206888 | Living Room | 0.00094081
Ceiling Fixture | Incandescent |  | Globe | 3 | 60 | Living Room | 206888 | Living Room | 0.00094081
Torchiere | Incandescent |  | 3-Way Incandescent | 1 | 75 | Living Room | 206888 | Living Room | 0.00094081
Other | Incandescent |  | Reflector | 3 | 25 | Living Room | 206888 | Living Room | 0.00094081
Wall Mount | Incandescent |  | Globe | 8 | 60 | Bathroom | 206889 | Bathroom | 0.00094081
Ceiling Fan | Incandescent |  | Standard A Lamp | 2 | 40 | Master Bedroom | 2068810 | Master Bedroom | 0.00094081
Table | Halogen |  | Quartz Tube | 1 | 100 | Master Bedroom | 2068810 | Master Bedroom | 0.00094081
Ceiling Fixture | Incandescent |  | Standard A Lamp | 5 | 60 | Dining Room | 2068811 | Dining Room | 0.00094081
Wall Mount | Compact Fluorescent |  | Straight Tube | 3 | 20 | Bathroom | 207021 | Bathroom | 0.00052955
Wall Mount | Compact Fluorescent |  | Twist | 2 | 25 | Bathroom | 207021 | Bathroom | 0.00052955
Ceiling Fixture | Incandescent |  | Standard A Lamp | 1 | 75 | Bedroom | 207022 | Bedroom | 0.00052955
Table | Incandescent |  | Mini base | 2 | 60 | Bedroom | 207022 | Bedroom | 0.00052955
Ceiling Fixture | Incandescent |  | Standard A Lamp | 1 | 100 | Bedroom | 207023 | Bedroom | 0.00052955
Ceiling Fixture | Incandescent |  | Standard A Lamp | 1 | 100 | Other | 207024 | Other | 0.00052955
Ceiling Fan | Compact Fluorescent |  | Twist | 4 | 15 | Kitchen | 207025 | Kitchen | 0.00052955
Ceiling Fixture | Linear Fluorescent | 24 | T-12 | 2 | 20 | Kitchen | 207025 | Kitchen | 0.00052955
Ceiling Fixture | Compact Fluorescent |  | Twist | 1 | 25 | Laundry Room | 207026 | Laundry Room | 0.00052955
Ceiling Fan | Compact Fluorescent |  | Straight Tube | 3 | 20 | Living Room | 207027 | Living Room | 0.00052955
Floor lamp | Compact Fluorescent |  | Straight Tube | 2 | 20 | Living Room | 207027 | Living Room | 0.00052955
Ceiling Fan | Compact Fluorescent |  | Twist | 3 | 14 | Master Bedroom | 207028 | Master Bedroom | 0.00052955
Ceiling Fixture | Incandescent |  | Standard A Lamp | 2 | 100 | Closet | 207029 | Closet | 0.00052955
Ceiling Fixture | Incandescent |  | Standard A Lamp | 1 | 100 | Other | 2070210 | Other | 0.00052955
Ceiling Fixture | Incandescent |  | Decorative | 1 | 40 | Other | 2070211 | Other | 0.00052955
Ceiling Fixture | Compact Fluorescent |  | Twist | 1 | 14 | Hall | 2070212 | Hall | 0.00052955
Chandelier (Hanging) | Incandescent |  | Mini base | 5 | 60 | Hall | 2070212 | Hall | 0.00052955
Ceiling Fixture | Incandescent |  | Standard A Lamp | 2 | 60 | Living Room | 207071 | Living Room | 0.00094081
Wall Mount | Incandescent |  | Globe | 3 | 40 | Bathroom | 207072 | Bathroom | 0.00094081
Ceiling Fixture | Compact Fluorescent |  | Twist | 1 | 22 | Bathroom | 207072 | Bathroom | 0.00094081
Ceiling Fixture | Incandescent |  | Standard A Lamp | 1 | 60 | Bedroom | 207073 | Bedroom | 0.00094081
Ceiling Fan | Incandescent |  | Standard A Lamp | 2 | 60 | Bedroom | 207074 | Bedroom | 0.00094081
Ceiling Fan | Incandescent |  | Standard A Lamp | 1 | 60 | Bedroom | 207075 | Bedroom | 0.00094081
Ceiling Fan | Incandescent |  | Standard A Lamp | 1 | 60 | Dining Room | 207076 | Dining Room | 0.00094081
Ceiling Fixture | Incandescent |  | Standard A Lamp | 1 | 60 | Hall | 207077 | Hall | 0.00094081
Ceiling Fixture | Linear Fluorescent | 60 | T-12 | 4 | 40 | Kitchen | 207078 | Kitchen | 0.00094081
Ceiling Fixture | Compact Fluorescent |  | Twist | 2 | 22 | Laundry Room | 207079 | Laundry Room | 0.00094081
Table | Incandescent |  | Standard A Lamp | 1 | 60 | Living Room | 2070710 | Living Room | 0.00094081
Table | Compact Fluorescent |  | Twist | 1 | 22 | Living Room | 2070710 | Living Room | 0.00094081
Floor lamp | Incandescent |  | Standard A Lamp | 1 | 60 | Living Room | 2070710 | Living Room | 0.00094081
Table | Incandescent |  | Standard A Lamp | 1 | 40 | Living Room | 2070710 | Living Room | 0.00094081
Ceiling Fixture | Incandescent |  | Standard A Lamp | 2 | 60 | Bathroom | 2070711 | Bathroom | 0.00094081
Ceiling Fixture | Incandescent |  | Standard A Lamp | 1 | 60 | Bathroom | 2070711 | Bathroom | 0.00094081
Ceiling Fixture | Incandescent |  | Standard A Lamp | 1 | 60 | Bedroom | 2070712 | Bedroom | 0.00094081
Ceiling Fan | Incandescent |  | Standard A Lamp | 4 | 60 | Bedroom | 2070712 | Bedroom | 0.00094081
Table | Incandescent |  | Standard A Lamp | 1 | 60 | Bedroom | 2070712 | Bedroom | 0.00094081
Ceiling Fixture | Incandescent |  | Standard A Lamp | 1 | 60 | Other | 2070713 | Other | 0.00094081
Ceiling Fixture | Compact Fluorescent |  | Twist | 1 | 22 | Other | 2070714 | Other | 0.00094081
Wall Mount | Compact Fluorescent |  | Twist | 2 | 15 | Bathroom | 207121 | Bathroom | 0.0005169
Recessed Can | Incandescent |  | Reflector | 1 | 60 | Bedroom | 207122 | Bedroom | 0.0005169
Chandelier (Hanging) | Incandescent |  | Mini base | 6 | 5 | Dining Room | 207123 | Dining Room | 0.0005169
Recessed Can | Incandescent |  | Standard A Lamp | 1 | 60 | Dining Room | 207123 | Dining Room | 0.0005169
Recessed Can | Incandescent |  | Reflector | 1 | 60 | Hall | 207124 | Hall | 0.0005169
Ceiling Fixture | Incandescent |  | Standard A Lamp | 2 | 60 | Other | 207125 | Other | 0.0005169
Recessed Can | Incandescent |  | Reflector | 1 | 65 | Kitchen | 207126 | Kitchen | 0.0005169
Recessed Can | Compact Fluorescent |  | Twist | 1 | 15 | Laundry Room | 207127 | Laundry Room | 0.0005169
Wall Mount | Incandescent |  | Mini base | 1 | 25 | Living Room | 207128 | Living Room | 0.0005169
Floor lamp | Compact Fluorescent |  | Twist | 3 | 15 | Living Room | 207128 | Living Room | 0.0005169
Wall Mount | Compact Fluorescent |  | Twist | 3 | 15 | Bathroom | 207129 | Bathroom | 0.0005169
Table | Compact Fluorescent |  | Twist | 1 | 15 | Master Bedroom | 2071210 | Master Bedroom | 0.0005169
Ceiling Fixture | Incandescent |  | Standard A Lamp | 2 | 60 | Closet | 2071211 | Closet | 0.0005169
Ceiling Fixture | Compact Fluorescent |  | Twist | 2 | 15 | Kitchen | 2071212 | Kitchen | 0.0005169
Ceiling Fixture | Incandescent |  | Standard A Lamp | 1 | 60 | Other | 2071213 | Other | 0.0005169
Wall Mount | Incandescent |  | Standard A Lamp | 2 | 60 | Bathroom | 207161 | Bathroom | 0.00028447
Ceiling Fixture | Incandescent |  | Standard A Lamp | 2 | 60 | Bathroom | 207161 | Bathroom | 0.00028447
Wall Mount | Incandescent |  | Globe | 4 | 60 | Bathroom | 207162 | Bathroom | 0.00028447
Wall Mount | Incandescent |  | Globe | 4 | 60 | Bathroom | 207163 | Bathroom | 0.00028447
Ceiling Fixture | Incandescent |  | Standard A Lamp | 2 | 60 | Bedroom | 207164 | Bedroom | 0.00028447
Table | Incandescent |  | Standard A Lamp | 1 | 60 | Bedroom | 207164 | Bedroom | 0.00028447
Ceiling Fixture | Incandescent |  | Standard A Lamp | 2 | 60 | Bedroom | 207165 | Bedroom | 0.00028447
Ceiling Fixture | Incandescent |  | Standard A Lamp | 3 | 60 | Bedroom | 207166 | Bedroom | 0.00028447
Table | Incandescent |  | Standard A Lamp | 1 | 60 | Bedroom | 207166 | Bedroom | 0.00028447
Ceiling Fixture | Incandescent |  | Standard A Lamp | 2 | 60 | Bedroom | 207167 | Bedroom | 0.00028447
Floor lamp | Compact Fluorescent |  | Straight Tube | 1 | 15 | Bedroom | 207167 | Bedroom | 0.00028447
Chandelier (Hanging) | Incandescent |  | Clear | 5 | 60 | Dining Room | 207168 | Dining Room | 0.00028447
Ceiling Fixture | Linear Fluorescent | 48 | T-8 | 2 | 40 | Dining Room | 207168 | Dining Room | 0.00028447
Chandelier (Hanging) | Incandescent |  | Decorative | 2 | 40 | Hall | 207169 | Hall | 0.00028447
Ceiling Fan | Incandescent |  | Standard A Lamp | 4 | 60 | Family Room | 2071610 | Family Room | 0.00028447
Ceiling Fixture | Incandescent |  | Standard A Lamp | 1 | 100 | Garage | 2071611 | Garage | 0.00028447
Ceiling Fixture | Linear Fluorescent | 48 | T-12 | 1 | 40 | Garage | 2071611 | Garage | 0.00028447
Ceiling Fixture | Incandescent |  | Standard A Lamp | 2 | 60 | Hall | 2071612 | Hall | 0.00028447
Ceiling Fixture | Incandescent |  | Reflector | 4 | 65 | Office | 2071613 | Office | 0.00028447
Floor lamp | Incandescent |  | Standard A Lamp | 1 | 60 | Office | 2071613 | Office | 0.00028447
Wall Mount | Incandescent |  | Reflector | 1 | 60 | Other | 2071614 | Other | 0.00028447
Ceiling Fixture | Linear Fluorescent | 96 | T-12 | 4 | 60 | Other | 207461 | Other | 0.00052955
Ceiling Fixture | Linear Fluorescent | 48 | T-12 | 4 | 40 | Other | 207461 | Other | 0.00052955
Ceiling Fixture | Linear Fluorescent | 36 | T-12 | 2 | 40 | Other | 207461 | Other | 0.00052955
Wall Mount | Compact Fluorescent |  | Globe | 6 | 22 | Bathroom | 207462 | Bathroom | 0.00052955
Wall Mount | Compact Fluorescent |  | Globe | 6 | 22 | Bathroom | 207463 | Bathroom | 0.00052955
Wall Mount | Incandescent |  | Standard A Lamp | 2 | 60 | Bathroom | 207464 | Bathroom | 0.00052955
Ceiling Fixture | Incandescent |  | Standard A Lamp | 2 | 60 | Bedroom | 207465 | Bedroom | 0.00052955
Table | Incandescent |  | Standard A Lamp | 1 | 25 | Bedroom | 207465 | Bedroom | 0.00052955
Ceiling Fixture | Incandescent |  | Standard A Lamp | 2 | 60 | Bedroom | 207466 | Bedroom | 0.00052955
Table | Incandescent |  | Standard A Lamp | 1 | 25 | Bedroom | 207466 | Bedroom | 0.00052955
Ceiling Fixture | Linear Fluorescent | 48 | T-12 | 2 | 40 | Family Room | 207467 | Family Room | 0.00052955
Recessed Can | Halogen |  | MR | 1 | 50 | Office | 207468 | Office | 0.00052955
Table | Compact Fluorescent |  | Twist | 2 | 15 | Office | 207468 | Office | 0.00052955
Floor lamp | Incandescent |  | Standard A Lamp | 1 | 75 | Office | 207468 | Office | 0.00052955
Ceiling Fixture | Incandescent |  | Standard A Lamp | 1 | 65 | Closet | 207469 | Closet | 0.00052955
Ceiling Fixture | Linear Fluorescent | 48 | T-12 | 2 | 40 | Closet | 2074610 | Closet | 0.00052955
Ceiling Fixture | Linear Fluorescent | 36 | T-12 | 2 | 40 | Dining Room | 2074611 | Dining Room | 0.00052955
Ceiling Fixture | Incandescent |  | Mini base | 3 | 40 | Dining Room | 2074611 | Dining Room | 0.00052955
Recessed Can | Incandescent |  | Reflector | 1 | 75 | Dining Room | 2074611 | Dining Room | 0.00052955
Floor lamp | Halogen |  | Quartz Tube | 3 | 30 | Dining Room | 2074611 | Dining Room | 0.00052955
Ceiling Fixture | Incandescent |  | Standard A Lamp | 1 | 60 | Hall | 2074612 | Hall | 0.00052955
Ceiling Fixture | Incandescent |  | Standard A Lamp | 1 | 65 | Living Room | 2074613 | Living Room | 0.00052955
Table | Incandescent |  | Standard A Lamp | 1 | 100 | Living Room | 2074613 | Living Room | 0.00052955
Floor lamp | Incandescent |  | Mini base | 6 | 25 | Living Room | 2074613 | Living Room | 0.00052955
Ceiling Fan | Incandescent |  | Clear | 3 | 60 | Master Bedroom | 2074614 | Master Bedroom | 0.00052955
Table | Incandescent |  | Standard A Lamp | 1 | 60 | Master Bedroom | 2074614 | Master Bedroom | 0.00052955
Ceiling Fixture | Incandescent |  | Standard A Lamp | 1 | 60 | Closet | 2074615 | Closet | 0.00052955
Ceiling Fixture | Linear Fluorescent | 48 | T-8 | 2 | 40 | Hall | 2074616 | Hall | 0.00052955
Ceiling Fixture | Incandescent |  | Standard A Lamp | 1 | 60 | Closet | 207481 | Closet | 0.00029634
Ceiling Fixture | Linear Fluorescent | 48 | T-8 | 2 | 32 | Garage | 207482 | Garage | 0.00029634
Ceiling Fixture | Linear Fluorescent | 48 | T-8 | 2 | 32 | Other | 207483 | Other | 0.00029634
Ceiling Fixture | Incandescent |  | Standard A Lamp | 1 | 100 | Other | 207484 | Other | 0.00029634
Ceiling Fixture | Linear Fluorescent | 48 | T-8 | 2 | 32 | Other | 207485 | Other | 0.00029634
Ceiling Fixture | Incandescent |  | Standard A Lamp | 1 | 60 | Other | 207485 | Other | 0.00029634
Ceiling Fan | Incandescent |  | Decorative | 3 | 60 | Bedroom | 207486 | Bedroom | 0.00029634
Recessed Can | Compact Fluorescent |  | Twist | 1 | 15 | Hall | 207487 | Hall | 0.00029634
Wall Mount | Incandescent |  | Standard A Lamp | 2 | 100 | Bathroom | 207488 | Bathroom | 0.00029634
Ceiling Fixture | Incandescent |  | Standard A Lamp | 1 | 60 | Bathroom | 207488 | Bathroom | 0.00029634
Ceiling Fixture | Incandescent |  | Standard A Lamp | 1 | 60 | Bedroom | 207489 | Bedroom | 0.00029634
Recessed Can | Incandescent |  | Reflector | 1 | 65 | Bedroom | 207489 | Bedroom | 0.00029634
Chandelier (Hanging) | Incandescent |  | Standard A Lamp | 5 | 100 | Living Room | 2074810 | Living Room | 0.00029634
Chandelier (Hanging) | Compact Fluorescent |  | Twist | 2 | 15 | Living Room | 2074810 | Living Room | 0.00029634
Recessed Can | Incandescent |  | Reflector | 1 | 65 | Living Room | 2074810 | Living Room | 0.00029634
Table | Incandescent |  | 3-Way Incandescent | 1 | 100 | Living Room | 2074810 | Living Room | 0.00029634
Table | Compact Fluorescent |  | Twist | 1 | 15 | Living Room | 2074810 | Living Room | 0.00029634
Ceiling Fixture | Incandescent |  | Standard A Lamp | 2 | 60 | Laundry Room | 2074811 | Laundry Room | 0.00029634
Ceiling Fan | Incandescent |  | Standard A Lamp | 1 | 60 | Master Bedroom | 2074812 | Master Bedroom | 0.00029634
Ceiling Fixture | Incandescent |  | Standard A Lamp | 1 | 60 | Bathroom | 2074813 | Bathroom | 0.00029634
Wall Mount | Incandescent |  | Standard A Lamp | 3 | 60 | Bathroom | 2074813 | Bathroom | 0.00029634
Ceiling Fixture | Compact Fluorescent |  | Twist | 5 | 15 | Bathroom | 207531 | Bathroom | 0.00094081
Wall Mount | Incandescent |  | Standard A Lamp | 2 | 100 | Bathroom | 207531 | Bathroom | 0.00094081
Ceiling Fixture | Compact Fluorescent |  | Twist | 2 | 13 | Bedroom | 207532 | Bedroom | 0.00094081
Ceiling Fixture | Incandescent |  | Decorative | 2 | 40 | Bedroom | 207533 | Bedroom | 0.00094081
Floor lamp | Incandescent |  | Decorative | 5 | 40 | Bedroom | 207533 | Bedroom | 0.00094081
Chandelier (Hanging) | Compact Fluorescent |  | Twist | 3 | 23 | Dining Room | 207534 | Dining Room | 0.00094081
Ceiling Fixture | Compact Fluorescent |  | Twist | 2 | 13 | Hall | 207535 | Hall | 0.00094081
Exterior | Incandescent |  | Standard A Lamp | 1 | 40 | Garage | 207536 | Garage | 0.00094081
Ceiling Fixture | Compact Fluorescent |  | Twist | 1 | 13 | Hall | 207537 | Hall | 0.00094081
Ceiling Fixture | Compact Fluorescent |  | Twist | 2 | 13 | Kitchen | 207538 | Kitchen | 0.00094081
Track | Halogen |  | Quartz Tube | 3 | 50 | Kitchen | 207538 | Kitchen | 0.00094081
Ceiling Fixture | Compact Fluorescent |  | Twist | 1 | 13 | Laundry Room | 207539 | Laundry Room | 0.00094081
Torchiere | Halogen |  | Quartz Tube | 1 | 300 | Living Room | 2075310 | Living Room | 0.00094081
Table | Compact Fluorescent |  | Twist | 1 | 13 | Living Room | 2075310 | Living Room | 0.00094081
Ceiling Fixture | Compact Fluorescent |  | Pin base | 1 | 42 | Bathroom | 2075311 | Bathroom | 0.00094081
Wall Mount | Compact Fluorescent |  | Twist | 2 | 15 | Bathroom | 2075311 | Bathroom | 0.00094081
Ceiling Fixture | Incandescent |  | Mini base | 2 | 40 | Master Bedroom | 2075312 | Master Bedroom | 0.00094081
Table | Compact Fluorescent |  | Twist | 1 | 14 | Master Bedroom | 2075312 | Master Bedroom | 0.00094081
Ceiling Fixture | Compact Fluorescent |  | Twist | 1 | 13 | Other | 2075313 | Other | 0.00094081
Wall Mount | Incandescent |  | Globe | 3 | 40 | Bathroom | 207581 | Bathroom | 0.00047324
Ceiling Fixture | Compact Fluorescent |  | Twist | 1 | 15 | Bathroom | 207581 | Bathroom | 0.00047324
Wall Mount | Incandescent |  | Globe | 3 | 40 | Bathroom | 207582 | Bathroom | 0.00047324
Ceiling Fixture | Compact Fluorescent |  | Twist | 1 | 15 | Bathroom | 207582 | Bathroom | 0.00047324
Ceiling Fan | Incandescent |  | Standard A Lamp | 2 | 40 | Master Bedroom | 207583 | Master Bedroom | 0.00047324
Table | Incandescent |  | Standard A Lamp | 1 | 60 | Master Bedroom | 207583 | Master Bedroom | 0.00047324
Table | Incandescent |  | Decorative | 1 | 40 | Master Bedroom | 207583 | Master Bedroom | 0.00047324
Ceiling Fan | Compact Fluorescent |  | Twist | 1 | 15 | Bedroom | 207584 | Bedroom | 0.00047324
Table | Compact Fluorescent |  | Twist | 1 | 15 | Bedroom | 207584 | Bedroom | 0.00047324
Ceiling Fan | Compact Fluorescent |  | Twist | 1 | 15 | Bedroom | 207585 | Bedroom | 0.00047324
Floor lamp | Incandescent |  | Standard A Lamp | 1 | 40 | Bedroom | 207585 | Bedroom | 0.00047324
Chandelier (Hanging) | Incandescent |  | Clear | 5 | 40 | Dining Room | 207586 | Dining Room | 0.00047324
Ceiling Fixture | Compact Fluorescent |  | Twist | 1 | 13 | Hall | 207587 | Hall | 0.00047324
Ceiling Fixture | Compact Fluorescent |  | Twist | 1 | 15 | Other | 207588 | Other | 0.00047324
Ceiling Fixture | Linear Fluorescent | 48 | T-12 | 2 | 40 | Kitchen | 207589 | Kitchen | 0.00047324
Ceiling Fixture | Compact Fluorescent |  | Twist | 1 | 15 | Laundry Room | 2075810 | Laundry Room | 0.00047324
Table | Compact Fluorescent |  | Twist | 1 | 15 | Living Room | 2075811 | Living Room | 0.00047324
Floor lamp | Halogen |  | Quartz Tube | 1 | 30 | Living Room | 2075811 | Living Room | 0.00047324
Ceiling Fixture | Compact Fluorescent |  | Twist | 2 | 15 | Office | 2075812 | Office | 0.00047324
Wall Mount | Incandescent |  | Globe | 4 | 40 | Bathroom | 207701 | Bathroom | 0.0005169
Ceiling Fixture | Incandescent |  | Heat Lamp | 1 | 250 | Bathroom | 207701 | Bathroom | 0.0005169
Wall Mount | Incandescent |  | Globe | 4 | 40 | Bathroom | 207702 | Bathroom | 0.0005169
Chandelier (Hanging) | Incandescent |  | Heat Lamp | 1 | 250 | Bathroom | 207702 | Bathroom | 0.0005169
Wall Mount | Incandescent |  | Globe | 4 | 40 | Bathroom | 207703 | Bathroom | 0.0005169
Ceiling Fixture | Incandescent |  | Heat Lamp | 1 | 250 | Bathroom | 207703 | Bathroom | 0.0005169
Ceiling Fixture | Compact Fluorescent |  | Twist | 2 | 22 | Master Bedroom | 207704 | Master Bedroom | 0.0005169
Ceiling Fan | Compact Fluorescent |  | Twist | 3 | 15 | Bedroom | 207705 | Bedroom | 0.0005169
Table | Incandescent |  | Standard A Lamp | 1 | 75 | Bedroom | 207705 | Bedroom | 0.0005169
Ceiling Fan | Incandescent |  | Standard A Lamp | 2 | 40 | Bedroom | 207706 | Bedroom | 0.0005169
Ceiling Fan | Linear Fluorescent |  | T-4 | 1 | 60 | Bedroom | 207707 | Bedroom | 0.0005169
Ceiling Fixture | Compact Fluorescent |  | Twist | 1 | 15 | Closet | 207708 | Closet | 0.0005169
Ceiling Fixture | Incandescent |  | Standard A Lamp | 2 | 60 | Dining Room | 207709 | Dining Room | 0.0005169
Ceiling Fixture | Incandescent |  | Standard A Lamp | 1 | 60 | Family Room | 2077010 | Family Room | 0.0005169
Ceiling Fixture | Compact Fluorescent |  | Twist | 1 | 22 | Garage | 2077011 | Garage | 0.0005169
Ceiling Fixture | Incandescent |  | Standard A Lamp | 1 | 60 | Hall | 2077012 | Hall | 0.0005169
Ceiling Fixture | Compact Fluorescent |  | Twist | 2 | 22 | Kitchen | 2077013 | Kitchen | 0.0005169
Ceiling Fixture | Incandescent |  | Standard A Lamp | 1 | 60 | Kitchen | 2077013 | Kitchen | 0.0005169
Floor lamp | Compact Fluorescent |  | Twist | 1 | 28 | Living Room | 2077014 | Living Room | 0.0005169
Ceiling Fixture | Incandescent |  | Standard A Lamp | 1 | 60 | Living Room | 2077014 | Living Room | 0.0005169
Ceiling Fixture | Compact Fluorescent |  | Twist | 1 | 22 | Hall | 2077015 | Hall | 0.0005169
Wall Mount | Incandescent |  | Globe | 3 | 60 | Bathroom | 207751 | Bathroom | 0.00052955
Wall Mount | Incandescent |  | Globe | 6 | 100 | Bathroom | 207752 | Bathroom | 0.00052955
Ceiling Fixture | Incandescent |  | Standard A Lamp | 1 | 60 | Bathroom | 207752 | Bathroom | 0.00052955
Ceiling Fan | Compact Fluorescent |  | Twist | 3 | 13 | Bedroom | 207753 | Bedroom | 0.00052955
Floor lamp | Incandescent |  | Mini base | 5 | 25 | Bedroom | 207753 | Bedroom | 0.00052955
Table | Incandescent |  | Decorative | 1 | 40 | Bedroom | 207753 | Bedroom | 0.00052955
Ceiling Fixture | Incandescent |  | Standard A Lamp | 2 | 75 | Bedroom | 207754 | Bedroom | 0.00052955
Table | Compact Fluorescent |  | Twist | 1 | 14 | Bedroom | 207754 | Bedroom | 0.00052955
Floor lamp | Incandescent |  | Mini base | 5 | 25 | Bedroom | 207755 | Bedroom | 0.00052955
Ceiling Fixture | Halogen |  | MR | 4 | 50 | Bedroom | 207755 | Bedroom | 0.00052955
Table | Compact Fluorescent |  | Twist | 1 | 23 | Bedroom | 207755 | Bedroom | 0.00052955
Chandelier (Hanging) | Compact Fluorescent |  | Twist | 6 | 13 | Dining Room | 207756 | Dining Room | 0.00052955
Recessed Can | Incandescent |  | Reflector | 1 | 40 | Dining Room | 207756 | Dining Room | 0.00052955
Chandelier (Hanging) | Compact Fluorescent |  | Twist | 3 | 14 | Hall | 207757 | Hall | 0.00052955
Ceiling Fixture | Compact Fluorescent |  | Twist | 1 | 19 | Hall | 207757 | Hall | 0.00052955
Recessed Can | Compact Fluorescent |  | Flood | 1 | 16 | Family Room | 207758 | Family Room | 0.00052955
Recessed Can | Compact Fluorescent |  | Flood | 1 | 18 | Family Room | 207758 | Family Room | 0.00052955
Recessed Can | Incandescent |  | Reflector | 1 | 75 | Family Room | 207758 | Family Room | 0.00052955
Wall Mount | Incandescent |  | Standard A Lamp | 1 | 75 | Family Room | 207758 | Family Room | 0.00052955
Table | Compact Fluorescent |  | Twist | 1 | 14 | Family Room | 207758 | Family Room | 0.00052955
Ceiling Fixture | Incandescent |  | Standard A Lamp | 1 | 100 | Hall | 207759 | Hall | 0.00052955
Ceiling Fixture | Compact Fluorescent |  | Twist | 1 | 14 | Hall | 2077510 | Hall | 0.00052955
Ceiling Fixture | Compact Fluorescent |  | Twist | 2 | 14 | Hall | 2077510 | Hall | 0.00052955
Chandelier (Hanging) | Compact Fluorescent |  | Twist | 1 | 13 | Kitchen | 2077511 | Kitchen | 0.00052955
Chandelier (Hanging) | Compact Fluorescent |  | Twist | 1 | 23 | Kitchen | 2077511 | Kitchen | 0.00052955
Recessed Can | Compact Fluorescent |  | Flood | 1 | 16 | Kitchen | 2077511 | Kitchen | 0.00052955
Ceiling Fixture | Linear Fluorescent | 48 | T-12 | 4 | 40 | Laundry Room | 2077512 | Laundry Room | 0.00052955
Recessed Can | Compact Fluorescent |  | Flood | 1 | 18 | Living Room | 2077513 | Living Room | 0.00052955
Recessed Can | Incandescent |  | Reflector | 1 | 40 | Living Room | 2077513 | Living Room | 0.00052955
Wall Mount | Incandescent |  | Standard A Lamp | 1 | 75 | Living Room | 2077513 | Living Room | 0.00052955
Wall Mount | Compact Fluorescent |  | Globe | 2 | 14 | Bathroom | 2077514 | Bathroom | 0.00052955
Recessed Can | Incandescent |  | Reflector | 1 | 65 | Bathroom | 2077514 | Bathroom | 0.00052955
Recessed Can | Compact Fluorescent |  | Flood | 1 | 18 | Master Bedroom | 2077515 | Master Bedroom | 0.00052955
Table | Compact Fluorescent |  | Twist | 1 | 14 | Master Bedroom | 2077515 | Master Bedroom | 0.00052955
Table | Compact Fluorescent |  | Twist | 1 | 23 | Master Bedroom | 2077515 | Master Bedroom | 0.00052955
Ceiling Fixture | Incandescent |  | Standard A Lamp | 2 | 75 | Closet | 2077516 | Closet | 0.00052955
Chandelier (Hanging) | Incandescent |  | Standard A Lamp | 4 | 75 | Office | 2077517 | Office | 0.00052955
Table | Incandescent |  | Clear | 1 | 40 | Office | 2077517 | Office | 0.00052955
Ceiling Fixture | Compact Fluorescent |  | Twist | 1 | 13 | Closet | 2077518 | Closet | 0.00052955
Chandelier (Hanging) | Incandescent |  | Globe | 1 | 150 | Hall | 2077519 | Hall | 0.00052955
Recessed - other | Compact Fluorescent |  | Twist | 1 | 14 | Hall | 2077519 | Hall | 0.00052955
Ceiling Fixture | Incandescent |  | Standard A Lamp | 1 | 100 | Other | 2077520 | Other | 0.00052955
Ceiling Fixture | Incandescent |  | Standard A Lamp | 1 | 100 | Closet | 2077521 | Closet | 0.00052955
Ceiling Fixture | Incandescent |  | Standard A Lamp | 1 | 100 | Other | 2077522 | Other | 0.00052955
Ceiling Fixture | Incandescent |  | Standard A Lamp | 1 | 60 | Bathroom | 207771 | Bathroom | 0.0005169
Ceiling Fixture | Incandescent |  | Standard A Lamp | 1 | 60 | Other | 207772 | Other | 0.0005169
Ceiling Fixture | Incandescent |  | Standard A Lamp | 1 | 60 | Other | 207773 | Other | 0.0005169
Ceiling Fixture | Incandescent |  | Standard A Lamp | 2 | 60 | Bathroom | 207774 | Bathroom | 0.0005169
Wall Mount | Incandescent |  | Standard A Lamp | 4 | 60 | Bathroom | 207774 | Bathroom | 0.0005169
Ceiling Fixture | Linear Fluorescent | 48 | T-8 | 1 | 40 | Bathroom | 207775 | Bathroom | 0.0005169
Ceiling Fixture | Incandescent |  | Standard A Lamp | 2 | 60 | Master Bedroom | 207776 | Master Bedroom | 0.0005169
Table | Incandescent |  | Standard A Lamp | 1 | 60 | Master Bedroom | 207776 | Master Bedroom | 0.0005169
Ceiling Fixture | Incandescent |  | Standard A Lamp | 2 | 60 | Office | 207777 | Office | 0.0005169
Ceiling Fixture | Incandescent |  | Standard A Lamp | 1 | 60 | Bedroom | 207778 | Bedroom | 0.0005169
Ceiling Fixture | Incandescent |  | Standard A Lamp | 2 | 60 | Bedroom | 207779 | Bedroom | 0.0005169
Ceiling Fixture | Linear Fluorescent | 48 | T-12 | 2 | 40 | Office | 2077710 | Office | 0.0005169
Ceiling Fixture | Incandescent |  | Standard A Lamp | 1 | 60 | Kitchen | 2077711 | Kitchen | 0.0005169
Architectural | Halogen |  | Quartz Tube | 1 | 30 | Kitchen | 2077711 | Kitchen | 0.0005169
Ceiling Fixture | Incandescent |  | Standard A Lamp | 1 | 60 | Laundry Room | 2077712 | Laundry Room | 0.0005169
Chandelier (Hanging) | Incandescent |  | Decorative | 5 | 25 | Living Room | 2077713 | Living Room | 0.0005169
Ceiling Fan | Incandescent |  | Standard A Lamp | 4 | 60 | Living Room | 2077713 | Living Room | 0.0005169
Table | Incandescent |  | Standard A Lamp | 1 | 60 | Living Room | 2077713 | Living Room | 0.0005169
Wall Mount | Incandescent |  | Decorative | 2 | 25 | Living Room | 2077713 | Living Room | 0.0005169
Other | Halogen |  | Quartz Tube | 1 | 20 | Living Room | 2077713 | Living Room | 0.0005169
Ceiling Fixture | Linear Fluorescent | 48 | T-8 | 2 | 32 | Other | 2077714 | Other | 0.0005169
Track | Incandescent |  | Standard A Lamp | 4 | 60 | Bedroom | 207781 | Bedroom | 0.00028447
Ceiling Fixture | Compact Fluorescent |  | Twist | 1 | 15 | Bedroom | 207782 | Bedroom | 0.00028447
Wall Mount | Incandescent |  | Standard A Lamp | 1 | 60 | Bedroom | 207783 | Bedroom | 0.00028447
Floor lamp | Incandescent |  | Standard A Lamp | 1 | 60 | Bedroom | 207784 | Bedroom | 0.00028447
Track | Incandescent |  | Reflector | 2 | 75 | Kitchen | 207785 | Kitchen | 0.00028447
Chandelier (Hanging) | Incandescent |  | Decorative | 5 | 60 | Kitchen | 207785 | Kitchen | 0.00028447
Ceiling Fixture | Compact Fluorescent |  | Twist | 1 | 15 | Kitchen | 207785 | Kitchen | 0.00028447
Ceiling Fixture | Incandescent |  | Standard A Lamp | 1 | 60 | Laundry Room | 207786 | Laundry Room | 0.00028447
Ceiling Fixture | Compact Fluorescent |  | Globe | 1 | 28 | Living Room | 207787 | Living Room | 0.00028447
Wall Mount | Incandescent |  | Standard A Lamp | 1 | 75 | Master Bedroom | 207788 | Master Bedroom | 0.00028447
Ceiling Fixture | Compact Fluorescent |  | Twist | 2 | 15 | Bathroom | 207789 | Bathroom | 0.00028447
Wall Mount | Incandescent |  | Standard A Lamp | 1 | 60 | Bathroom | 207789 | Bathroom | 0.00028447
Wall Mount | Compact Fluorescent |  | Twist | 1 | 15 | Bedroom | 2077810 | Bedroom | 0.00028447
Table | Compact Fluorescent |  | Twist | 1 | 15 | Bedroom | 2077810 | Bedroom | 0.00028447
Ceiling Fixture | Compact Fluorescent |  | Twist | 1 | 15 | Living Room | 2077811 | Living Room | 0.00028447
Ceiling Fixture | Compact Fluorescent |  | Twist | 1 | 15 | Kitchen | 2077812 | Kitchen | 0.00028447
Ceiling Fixture | Linear Fluorescent | 60 | T-5 | 1 | 20 | Kitchen | 2077812 | Kitchen | 0.00028447
Ceiling Fixture | Compact Fluorescent |  | Twist | 1 | 15 | Kitchen | 2077812 | Kitchen | 0.00028447
Ceiling Fixture | Incandescent |  | Decorative | 1 | 60 | Other | 2077813 | Other | 0.00028447
Wall Mount | Compact Fluorescent |  | Globe | 6 | 11 | Bathroom | 207791 | Bathroom | 0.0005169
Ceiling Fixture | Incandescent |  | Heat Lamp | 2 | 150 | Bathroom | 207791 | Bathroom | 0.0005169
Ceiling Fixture | Compact Fluorescent |  | Twist | 1 | 15 | Bathroom | 207791 | Bathroom | 0.0005169
Ceiling Fixture | Incandescent |  | Heat Lamp | 2 | 250 | Bathroom | 207792 | Bathroom | 0.0005169
Wall Mount | Incandescent |  | Standard A Lamp | 1 | 60 | Bedroom | 207793 | Bedroom | 0.0005169
Recessed Can | Incandescent |  | Standard A Lamp | 1 | 60 | Bedroom | 207793 | Bedroom | 0.0005169
Track | Compact Fluorescent |  | Twist | 3 | 20 | Bedroom | 207794 | Bedroom | 0.0005169
Floor lamp | Compact Fluorescent |  | Twist | 2 | 20 | Bedroom | 207794 | Bedroom | 0.0005169
Ceiling Fixture | Incandescent |  | Standard A Lamp | 1 | 60 | Bedroom | 207795 | Bedroom | 0.0005169
Wall Mount | Compact Fluorescent |  | Twist | 2 | 20 | Bedroom | 207795 | Bedroom | 0.0005169
Table | Incandescent |  | Decorative | 3 | 25 | Bedroom | 207795 | Bedroom | 0.0005169
Table | Compact Fluorescent |  | Twist | 1 | 13 | Bedroom | 207795 | Bedroom | 0.0005169
Recessed Can | Incandescent |  | Standard A Lamp | 1 | 60 | Closet | 207796 | Closet | 0.0005169
Wall Mount | Compact Fluorescent |  | Twist | 1 | 20 | Closet | 207797 | Closet | 0.0005169
Chandelier (Hanging) | Incandescent |  | Clear | 1 | 200 | Dining Room | 207798 | Dining Room | 0.0005169
Recessed Can | Incandescent |  | Standard A Lamp | 1 | 60 | Dining Room | 207798 | Dining Room | 0.0005169
Table | Halogen |  | MR | 1 | 35 | Dining Room | 207798 | Dining Room | 0.0005169
Track | Incandescent |  | Standard A Lamp | 3 | 60 | Family Room | 207799 | Family Room | 0.0005169
Floor lamp | Compact Fluorescent |  | Twist | 1 | 20 | Family Room | 207799 | Family Room | 0.0005169
Wall Mount | Compact Fluorescent |  | Twist | 1 | 22 | Family Room | 207799 | Family Room | 0.0005169
Wall Mount | Compact Fluorescent |  | Twist | 1 | 23 | Hall | 2077910 | Hall | 0.0005169
Recessed Can | Incandescent |  | Standard A Lamp | 1 | 60 | Hall | 2077910 | Hall | 0.0005169
Recessed Can | Compact Fluorescent |  | Twist | 1 | 13 | Hall | 2077911 | Hall | 0.0005169
Track | Halogen |  | MR | 5 | 20 | Kitchen | 2077912 | Kitchen | 0.0005169
Ceiling Fixture | Halogen |  | MR | 1 | 50 | Kitchen | 2077912 | Kitchen | 0.0005169
Ceiling Fixture | Halogen |  | MR | 3 | 50 | Kitchen | 2077912 | Kitchen | 0.0005169
Recessed Can | Compact Fluorescent |  | Twist | 1 | 20 | Laundry Room | 2077913 | Laundry Room | 0.0005169
Ceiling Fixture | Linear Fluorescent | 32 | T-12 | 1 | 30 | Laundry Room | 2077913 | Laundry Room | 0.0005169
Wall Mount | Compact Fluorescent |  | Straight Tube | 1 | 11 | Other | 2077914 | Other | 0.0005169
Floor lamp | Incandescent |  | Decorative | 4 | 25 | Other | 2077914 | Other | 0.0005169
Table | Incandescent |  | Standard A Lamp | 1 | 60 | Other | 2077914 | Other | 0.0005169
Wall Mount | Incandescent |  | Standard A Lamp | 1 | 60 | Other | 2077915 | Other | 0.0005169
Wall Mount | Incandescent |  | Standard A Lamp | 1 | 40 | Other | 2077916 | Other | 0.0005169
Table | Compact Fluorescent |  | Twist | 3 | 23 | Other | 2077917 | Other | 0.0005169
Table | Incandescent |  | Reflector | 4 | 75 | Other | 2077917 | Other | 0.0005169
Floor lamp | Compact Fluorescent |  | Twist | 2 | 13 | Other | 2077917 | Other | 0.0005169
Table | Compact Fluorescent |  | Twist | 1 | 13 | Other | 2077917 | Other | 0.0005169
Wall Mount | Incandescent |  | Globe | 3 | 60 | Bathroom | 207831 | Bathroom | 0.00028447
Wall Mount | Incandescent |  | Standard A Lamp | 2 | 60 | Bathroom | 207832 | Bathroom | 0.00028447
Ceiling Fixture | Incandescent |  | Standard A Lamp | 2 | 60 | Bedroom | 207833 | Bedroom | 0.00028447
Ceiling Fixture | Compact Fluorescent |  | Twist | 1 | 22 | Bedroom | 207834 | Bedroom | 0.00028447
Floor lamp | Incandescent |  | Standard A Lamp | 1 | 100 | Dining Room | 207835 | Dining Room | 0.00028447
Ceiling Fixture | Incandescent |  | Standard A Lamp | 1 | 60 | Dining Room | 207835 | Dining Room | 0.00028447
Recessed Can | Incandescent |  | Standard A Lamp | 1 | 60 | Kitchen | 207836 | Kitchen | 0.00028447
Recessed Can | Incandescent |  | Standard A Lamp | 1 | 60 | Hall | 207837 | Hall | 0.00028447
Ceiling Fixture | Incandescent |  | Standard A Lamp | 1 | 60 | Kitchen | 207838 | Kitchen | 0.00028447
Ceiling Fixture | Incandescent |  | Standard A Lamp | 1 | 100 | Laundry Room | 207839 | Laundry Room | 0.00028447
Ceiling Fixture | Compact Fluorescent |  | Twist | 3 | 22 | Living Room | 2078310 | Living Room | 0.00028447
Ceiling Fan | Compact Fluorescent |  | Twist | 1 | 15 | Master Bedroom | 2078311 | Master Bedroom | 0.00028447
Recessed Can | Compact Fluorescent |  | Twist | 1 | 22 | Master Bedroom | 2078311 | Master Bedroom | 0.00028447
Ceiling Fixture | Compact Fluorescent |  | Twist | 2 | 22 | Office | 2078312 | Office | 0.00028447
Ceiling Fixture | Incandescent |  | Standard A Lamp | 1 | 75 | Other | 207921 | Other | 0.00029634
Wall Mount | Incandescent |  | Decorative | 8 | 40 | Bathroom | 207922 | Bathroom | 0.00029634
Chandelier (Hanging) | Incandescent |  | Decorative | 7 | 60 | Kitchen | 207923 | Kitchen | 0.00029634
Ceiling Fixture | Linear Fluorescent | 48 | T-12 | 2 | 40 | Kitchen | 207923 | Kitchen | 0.00029634
Chandelier (Hanging) | Incandescent |  | Standard A Lamp | 1 | 75 | Garage | 207924 | Garage | 0.00029634
Garage door opener | Incandescent |  | Standard A Lamp | 1 | 60 | Garage | 207924 | Garage | 0.00029634
Ceiling Fixture | Incandescent |  | Standard A Lamp | 2 | 60 | Hall | 207925 | Hall | 0.00029634
Ceiling Fixture | Incandescent |  | Standard A Lamp | 1 | 60 | Hall | 207925 | Hall | 0.00029634
Other | Incandescent |  | Mini base | 1 | 5 | Hall | 207925 | Hall | 0.00029634
Floor lamp | Compact Fluorescent |  | Straight Tube | 3 | 22 | Living Room | 207926 | Living Room | 0.00029634
Wall Mount | Incandescent |  | Standard A Lamp | 2 | 60 | Bathroom | 207927 | Bathroom | 0.00029634
Ceiling Fan | Incandescent |  | Standard A Lamp | 1 | 60 | Bedroom | 207928 | Bedroom | 0.00029634
Floor lamp | Compact Fluorescent |  | Straight Tube | 2 | 22 | Bedroom | 207928 | Bedroom | 0.00029634
Table | Incandescent |  | Decorative | 1 | 60 | Bedroom | 207929 | Bedroom | 0.00029634
Other | Incandescent |  | Mini base | 1 | 25 | Bedroom | 207929 | Bedroom | 0.00029634
Ceiling Fixture | Incandescent |  | Standard A Lamp | 2 | 60 | Bedroom | 2079210 | Bedroom | 0.00029634
Wall Mount | Incandescent |  | Standard A Lamp | 1 | 100 | Hall | 2079211 | Hall | 0.00029634
Wall Mount | Compact Fluorescent |  | Globe | 4 | 11 | Bathroom | 208071 | Bathroom | 0.0030496
Wall Mount | Incandescent |  | Globe | 4 | 40 | Bathroom | 208071 | Bathroom | 0.0030496
Recessed Can | Halogen |  | PAR | 1 | 75 | Bathroom | 208071 | Bathroom | 0.0030496
Ceiling Fixture | Incandescent |  | Standard A Lamp | 1 | 40 | Bathroom | 208071 | Bathroom | 0.0030496
Chandelier (Hanging) | Compact Fluorescent |  | Twist | 1 | 13 | Bathroom | 208072 | Bathroom | 0.0030496
Ceiling Fixture | Compact Fluorescent |  | Twist | 1 | 13 | Bathroom | 208072 | Bathroom | 0.0030496
Ceiling Fixture | Incandescent |  | Standard A Lamp | 1 | 60 | Bathroom | 208073 | Bathroom | 0.0030496
Wall Mount | Incandescent |  | Standard A Lamp | 1 | 60 | Bathroom | 208073 | Bathroom | 0.0030496
Ceiling Fixture | Incandescent |  | Mini base | 3 | 40 | Bedroom | 208074 | Bedroom | 0.0030496
Table | Compact Fluorescent |  | Twist | 1 | 13 | Bedroom | 208074 | Bedroom | 0.0030496
Ceiling Fixture | Incandescent |  | Mini base | 3 | 40 | Bedroom | 208075 | Bedroom | 0.0030496
Table | Incandescent |  | Decorative | 1 | 40 | Bedroom | 208075 | Bedroom | 0.0030496
Recessed Can | Incandescent |  | Standard A Lamp | 1 | 60 | Other | 208076 | Other | 0.0030496
Table | Incandescent |  | Standard A Lamp | 1 | 60 | Other | 208076 | Other | 0.0030496
Chandelier (Hanging) | Incandescent |  | Decorative | 6 | 40 | Dining Room | 208077 | Dining Room | 0.0030496
Recessed Can | Halogen |  | PAR | 1 | 75 | Hall | 208078 | Hall | 0.0030496
Recessed Can | Incandescent |  | Standard A Lamp | 1 | 60 | Family Room | 208079 | Family Room | 0.0030496
Recessed Can | Incandescent |  | Reflector | 1 | 65 | Family Room | 2080710 | Family Room | 0.0030496
Table | Compact Fluorescent |  | Twist | 1 | 18 | Family Room | 2080710 | Family Room | 0.0030496
Ceiling Fixture | Linear Fluorescent | 96 | T-12 | 2 | 100 | Garage | 2080711 | Garage | 0.0030496
Recessed Can | Compact Fluorescent |  | Flood | 1 | 15 | Kitchen | 2080712 | Kitchen | 0.0030496
Architectural | Incandescent |  | Reflector | 2 | 45 | Kitchen | 2080712 | Kitchen | 0.0030496
Ceiling Fixture | Halogen |  | PAR | 1 | 75 | Living Room | 2080713 | Living Room | 0.0030496
Ceiling Fixture | Incandescent |  | Mini base | 3 | 40 | Master Bedroom | 2080714 | Master Bedroom | 0.0030496
Table | Compact Fluorescent |  | Twist | 1 | 13 | Master Bedroom | 2080714 | Master Bedroom | 0.0030496
Floor lamp | Incandescent |  | Decorative | 1 | 40 | Master Bedroom | 2080714 | Master Bedroom | 0.0030496
Ceiling Fixture | Linear Fluorescent | 96 | T-12 | 2 | 100 | Closet | 2080715 | Closet | 0.0030496
Ceiling Fixture | Linear Fluorescent | 96 | T-12 | 2 | 100 | Office | 2080716 | Office | 0.0030496
Ceiling Fixture | Incandescent |  | Standard A Lamp | 3 | 60 | Other | 2080717 | Other | 0.0030496
Recessed Can | Incandescent |  | Reflector | 1 | 65 | Hall | 2080718 | Hall | 0.0030496
Recessed - other | Compact Fluorescent |  | Twist | 1 | 13 | Hall | 2080719 | Hall | 0.0030496
Ceiling Fixture | Incandescent |  | Standard A Lamp | 1 | 100 | Other | 2080720 | Other | 0.0030496
Ceiling Fixture | Compact Fluorescent |  | Twist | 1 | 10 | Other | 2080721 | Other | 0.0030496
Recessed Can | Incandescent |  | Standard A Lamp | 1 | 60 | Kitchen | 2080722 | Kitchen | 0.0030496
Wall Mount | Incandescent |  | Standard A Lamp | 5 | 40 | Bathroom | 208081 | Bathroom | 0.00094081
Ceiling Fixture | Incandescent |  | Heat Lamp | 1 | 150 | Bathroom | 208081 | Bathroom | 0.00094081
Ceiling Fixture | Incandescent |  | Standard A Lamp | 2 | 60 | Bedroom | 208082 | Bedroom | 0.00094081
Ceiling Fan | Incandescent |  | Standard A Lamp | 1 | 60 | Bedroom | 208083 | Bedroom | 0.00094081
Ceiling Fixture | Incandescent |  | Standard A Lamp | 1 | 60 | Bedroom | 208083 | Bedroom | 0.00094081
Table | Incandescent |  | Standard A Lamp | 1 | 60 | Bedroom | 208083 | Bedroom | 0.00094081
Wall Mount | Incandescent |  | Standard A Lamp | 4 | 40 | Bathroom | 208084 | Bathroom | 0.00094081
Ceiling Fixture | Incandescent |  | Standard A Lamp | 1 | 60 | Bathroom | 208084 | Bathroom | 0.00094081
Ceiling Fixture | Incandescent |  | Standard A Lamp | 1 | 60 | Bedroom | 208085 | Bedroom | 0.00094081
Table | Incandescent |  | Standard A Lamp | 1 | 60 | Bedroom | 208085 | Bedroom | 0.00094081
Ceiling Fan | Incandescent |  | Standard A Lamp | 4 | 75 | Family Room | 208086 | Family Room | 0.00094081
Ceiling Fan | Incandescent |  | Standard A Lamp | 3 | 60 | Family Room | 208086 | Family Room | 0.00094081
Recessed Can | Incandescent |  | Standard A Lamp | 1 | 60 | Family Room | 208086 | Family Room | 0.00094081
Ceiling Fixture | Incandescent |  | Standard A Lamp | 1 | 60 | Family Room | 208086 | Family Room | 0.00094081
Ceiling Fixture | Incandescent |  | Standard A Lamp | 1 | 60 | Hall | 208087 | Hall | 0.00094081
Ceiling Fixture | Incandescent |  | Standard A Lamp | 1 | 60 | Kitchen | 208088 | Kitchen | 0.00094081
Ceiling Fixture | Linear Fluorescent | 24 | Fluorescent Unknown | 1 | 20 | Kitchen | 208088 | Kitchen | 0.00094081
Ceiling Fan | Incandescent |  | Decorative | 4 | 40 | Living Room | 208089 | Living Room | 0.00094081
Table | Incandescent |  | Standard A Lamp | 1 | 90 | Living Room | 208089 | Living Room | 0.00094081
Ceiling Fixture | Incandescent |  | Standard A Lamp | 1 | 60 | Living Room | 208089 | Living Room | 0.00094081
Ceiling Fixture | Incandescent |  | Standard A Lamp | 1 | 60 | Office | 2080810 | Office | 0.00094081
Garage door opener | Incandescent |  | Standard A Lamp | 1 | 60 | Garage | 2080811 | Garage | 0.00094081
Recessed Can | Incandescent |  | Reflector | 1 | 65 | Hall | 2080812 | Hall | 0.00094081
Wall Mount | Incandescent |  | Standard A Lamp | 2 | 60 | Bathroom | 208091 | Bathroom | 0.00029634
Wall Mount | Incandescent |  | Standard A Lamp | 2 | 60 | Bathroom | 208092 | Bathroom | 0.00029634
Table | Incandescent |  | Clear | 1 | 40 | Bedroom | 208093 | Bedroom | 0.00029634
Table | Compact Fluorescent |  | Twist | 1 | 13 | Bedroom | 208093 | Bedroom | 0.00029634
Ceiling Fan | Incandescent |  | Clear | 3 | 40 | Bedroom | 208093 | Bedroom | 0.00029634
Ceiling Fan | Compact Fluorescent |  | Twist | 3 | 13 | Bedroom | 208094 | Bedroom | 0.00029634
Ceiling Fixture | Incandescent |  | Standard A Lamp | 2 | 60 | Garage | 208095 | Garage | 0.00029634
Ceiling Fixture | Compact Fluorescent |  | Twist | 1 | 15 | Laundry Room | 208096 | Laundry Room | 0.00029634
Chandelier (Hanging) | Compact Fluorescent |  | Twist | 1 | 13 | Kitchen | 208097 | Kitchen | 0.00029634
Ceiling Fixture | Incandescent |  | Standard A Lamp | 2 | 60 | Kitchen | 208097 | Kitchen | 0.00029634
Ceiling Fixture | Incandescent |  | Standard A Lamp | 2 | 60 | Kitchen | 208097 | Kitchen | 0.00029634
Floor lamp | Compact Fluorescent |  | Twist | 1 | 13 | Living Room | 208098 | Living Room | 0.00029634
Chandelier (Hanging) | Compact Fluorescent |  | Twist | 1 | 15 | Living Room | 208098 | Living Room | 0.00029634
Ceiling Fan | Compact Fluorescent |  | Twist | 3 | 15 | Master Bedroom | 208099 | Master Bedroom | 0.00029634
Table | Compact Fluorescent |  | Twist | 1 | 13 | Master Bedroom | 208099 | Master Bedroom | 0.00029634
Wall Mount | Compact Fluorescent |  | Twist | 3 | 15 | Bathroom | 208141 | Bathroom | 0.0005169
Ceiling Fixture | Compact Fluorescent |  | Twist | 2 | 15 | Bedroom | 208142 | Bedroom | 0.0005169
Ceiling Fixture | Compact Fluorescent |  | Twist | 1 | 22 | Bedroom | 208143 | Bedroom | 0.0005169
Ceiling Fixture | Compact Fluorescent |  | Twist | 2 | 15 | Bedroom | 208144 | Bedroom | 0.0005169
Ceiling Fixture | Compact Fluorescent |  | Circline (Screw Base) | 1 | 28 | Bedroom | 208145 | Bedroom | 0.0005169
Ceiling Fixture | Linear Fluorescent | 48 | T-12 | 2 | 40 | Garage | 208146 | Garage | 0.0005169
Wall Mount | Compact Fluorescent |  | Twist | 1 | 15 | Hall | 208147 | Hall | 0.0005169
Ceiling Fixture | Linear Fluorescent | 48 | T-12 | 2 | 40 | Kitchen | 208148 | Kitchen | 0.0005169
Ceiling Fixture | Compact Fluorescent |  | Twist | 2 | 15 | Living Room | 208149 | Living Room | 0.0005169
Wall Mount | Compact Fluorescent |  | Twist | 3 | 15 | Bathroom | 2081410 | Bathroom | 0.0005169
Wall Mount | Compact Fluorescent |  | Twist | 1 | 13 | Bedroom | 208171 | Bedroom | 0.0005169
Wall Mount | Compact Fluorescent |  | Twist | 1 | 18 | Bedroom | 208172 | Bedroom | 0.0005169
Table | Incandescent |  | Standard A Lamp | 1 | 60 | Bedroom | 208172 | Bedroom | 0.0005169
Architectural | Incandescent |  | Standard A Lamp | 1 | 100 | Other | 208173 | Other | 0.0005169
Chandelier (Hanging) | Incandescent |  | Standard A Lamp | 3 | 60 | Dining Room | 208174 | Dining Room | 0.0005169
Wall Mount | Compact Fluorescent |  | Twist | 3 | 11 | Bedroom | 208175 | Bedroom | 0.0005169
Table | Compact Fluorescent |  | Twist | 1 | 26 | Family Room | 208176 | Family Room | 0.0005169
Track | Compact Fluorescent |  | Flood | 4 | 15 | Kitchen | 208177 | Kitchen | 0.0005169
Recessed Can | Compact Fluorescent |  | Flood | 1 | 15 | Kitchen | 208177 | Kitchen | 0.0005169
Ceiling Fixture | Incandescent |  | Standard A Lamp | 1 | 100 | Laundry Room | 208178 | Laundry Room | 0.0005169
Wall Mount | Compact Fluorescent |  | Globe | 3 | 11 | Bathroom | 208179 | Bathroom | 0.0005169
Table | Incandescent |  | Standard A Lamp | 1 | 60 | Master Bedroom | 2081710 | Master Bedroom | 0.0005169
Wall Mount | Incandescent |  | Standard A Lamp | 1 | 60 | Master Bedroom | 2081710 | Master Bedroom | 0.0005169
Recessed Can | Compact Fluorescent |  | Flood | 1 | 15 | Other | 2081711 | Other | 0.0005169
Floor lamp | Incandescent |  | 3-Way Incandescent | 2 | 150 | Other | 2081711 | Other | 0.0005169
Wall Mount | Compact Fluorescent |  | Twist | 1 | 18 | Hall | 2081712 | Hall | 0.0005169
Ceiling Fixture | Incandescent |  | Standard A Lamp | 1 | 100 | Hall | 2081712 | Hall | 0.0005169
Wall Mount | Compact Fluorescent |  | Twist | 1 | 11 | Hall | 2081712 | Hall | 0.0005169
Recessed Can | Compact Fluorescent |  | Flood | 1 | 15 | Other | 2081713 | Other | 0.0005169
Track | Incandescent |  | Reflector | 3 | 65 | Kitchen | 208191 | Kitchen | 0.00029634
Ceiling Fixture | Incandescent |  | Reflector | 2 | 50 | Kitchen | 208191 | Kitchen | 0.00029634
Chandelier (Hanging) | Incandescent |  | Standard A Lamp | 5 | 100 | Kitchen | 208191 | Kitchen | 0.00029634
Wall Mount | Incandescent |  | Globe | 4 | 60 | Bathroom | 208192 | Bathroom | 0.00029634
Ceiling Fixture | Incandescent |  | Standard A Lamp | 3 | 100 | Bedroom | 208193 | Bedroom | 0.00029634
Ceiling Fixture | Incandescent |  | Standard A Lamp | 3 | 40 | Bedroom | 208194 | Bedroom | 0.00029634
Ceiling Fixture | Incandescent |  | Standard A Lamp | 1 | 100 | Garage | 208195 | Garage | 0.00029634
Garage door opener | Incandescent |  | Standard A Lamp | 2 | 40 | Garage | 208195 | Garage | 0.00029634
Floor lamp | Incandescent |  | 3-Way Incandescent | 1 | 100 | Living Room | 208196 | Living Room | 0.00029634
Ceiling Fixture | Incandescent |  | Standard A Lamp | 1 | 100 | Hall | 208197 | Hall | 0.00029634
Wall Mount | Incandescent |  | Standard A Lamp | 4 | 100 | Bathroom | 208198 | Bathroom | 0.00029634
Ceiling Fixture | Incandescent |  | Standard A Lamp | 2 | 100 | Bedroom | 208199 | Bedroom | 0.00029634
Table | Incandescent |  | Mini base | 3 | 60 | Bedroom | 208199 | Bedroom | 0.00029634
Wall Mount | Incandescent |  | Mini base | 2 | 60 | Bedroom | 2081910 | Bedroom | 0.00029634
Table | Compact Fluorescent |  | Twist | 1 | 15 | Bedroom | 2081910 | Bedroom | 0.00029634
Ceiling Fixture | Incandescent |  | Standard A Lamp | 1 | 75 | Hall | 2081911 | Hall | 0.00029634
Ceiling Fixture | Incandescent |  | Standard A Lamp | 3 | 75 | Family Room | 2081912 | Family Room | 0.00029634
Chandelier (Hanging) | Compact Fluorescent |  | Twist | 1 | 22 | Family Room | 2081912 | Family Room | 0.00029634
Wall Mount | Compact Fluorescent |  | Twist | 1 | 22 | Laundry Room | 2081913 | Laundry Room | 0.00029634
Ceiling Fixture | Incandescent |  | Mini base | 3 | 60 | Bedroom | 208251 | Bedroom | 0.0005169
Table | Incandescent |  | Decorative | 1 | 25 | Bedroom | 208251 | Bedroom | 0.0005169
Ceiling Fixture | Incandescent |  | Mini base | 3 | 60 | Bedroom | 208252 | Bedroom | 0.0005169
Chandelier (Hanging) | Incandescent |  | Globe | 3 | 40 | Dining Room | 208253 | Dining Room | 0.0005169
High bay | Linear Fluorescent | 48 | T-12 | 2 | 40 | Garage | 208254 | Garage | 0.0005169
Wall Mount | Incandescent |  | Standard A Lamp | 3 | 60 | Bathroom | 208255 | Bathroom | 0.0005169
Ceiling Fixture | Incandescent |  | Standard A Lamp | 2 | 60 | Hall | 208256 | Hall | 0.0005169
Recessed Can | Compact Fluorescent |  | Reflector | 1 | 15 | Kitchen | 208257 | Kitchen | 0.0005169
Ceiling Fixture | Incandescent |  | Standard A Lamp | 2 | 60 | Laundry Room | 208258 | Laundry Room | 0.0005169
Ceiling Fan | Incandescent |  | Standard A Lamp | 3 | 60 | Living Room | 208259 | Living Room | 0.0005169
Chandelier (Hanging) | Incandescent |  | Standard A Lamp | 3 | 60 | Living Room | 208259 | Living Room | 0.0005169
Table | Incandescent |  | 3-Way Incandescent | 1 | 100 | Living Room | 208259 | Living Room | 0.0005169
Table | Compact Fluorescent |  | Twist | 1 | 15 | Living Room | 208259 | Living Room | 0.0005169
Wall Mount | Incandescent |  | Standard A Lamp | 2 | 40 | Bathroom | 2082510 | Bathroom | 0.0005169
Wall Mount | Incandescent |  | Standard A Lamp | 2 | 60 | Bathroom | 2082510 | Bathroom | 0.0005169
Ceiling Fixture | Incandescent |  | Standard A Lamp | 3 | 60 | Bedroom | 2082511 | Bedroom | 0.0005169
Ceiling Fixture | Incandescent |  | Standard A Lamp | 2 | 60 | Closet | 2082512 | Closet | 0.0005169
Wall Mount | Incandescent |  | Globe | 4 | 40 | Bathroom | 208391 | Bathroom | 0.00047324
Wall Mount | Incandescent |  | Globe | 6 | 40 | Bathroom | 208392 | Bathroom | 0.00047324
Ceiling Fixture | Incandescent |  | Standard A Lamp | 1 | 60 | Bathroom | 208392 | Bathroom | 0.00047324
Ceiling Fixture | Incandescent |  | Decorative | 1 | 40 | Bedroom | 208393 | Bedroom | 0.00047324
Recessed Can | Halogen |  | PAR | 1 | 30 | Bedroom | 208393 | Bedroom | 0.00047324
Ceiling Fixture | Linear Fluorescent | 48 | T-12 | 2 | 32 | Bedroom | 208394 | Bedroom | 0.00047324
Ceiling Fixture | Linear Fluorescent | 48 | T-12 | 2 | 40 | Office | 208395 | Office | 0.00047324
Recessed Can | Halogen |  | PAR | 1 | 30 | Closet | 208396 | Closet | 0.00047324
Recessed Can | Halogen |  | PAR | 1 | 20 | Closet | 208397 | Closet | 0.00047324
Ceiling Fixture | Compact Fluorescent |  | Twist | 1 | 22 | Garage | 208398 | Garage | 0.00047324
Recessed Can | Halogen |  | PAR | 1 | 30 | Hall | 208399 | Hall | 0.00047324
Ceiling Fixture | Incandescent |  | Standard A Lamp | 4 | 40 | Kitchen | 2083910 | Kitchen | 0.00047324
Recessed Can | Halogen |  | PAR | 1 | 30 | Kitchen | 2083910 | Kitchen | 0.00047324
Recessed Can | Halogen |  | PAR | 1 | 20 | Laundry Room | 2083911 | Laundry Room | 0.00047324
Recessed Can | Halogen |  | PAR | 1 | 30 | Living Room | 2083912 | Living Room | 0.00047324
Recessed Can | Incandescent |  | Reflector | 1 | 40 | Master Bedroom | 2083913 | Master Bedroom | 0.00047324
Ceiling Fixture | Incandescent |  | Standard A Lamp | 1 | 60 | Bathroom | 2083914 | Bathroom | 0.00047324
Recessed Can | Incandescent |  | Reflector | 1 | 65 | Kitchen | 2083915 | Kitchen | 0.00047324
Ceiling Fixture | Linear Fluorescent | 48 | T-12 | 2 | 32 | Other | 2083916 | Other | 0.00047324
Recessed Can | Halogen |  | PAR | 1 | 30 | Office | 2083917 | Office | 0.00047324
Table | Compact Fluorescent |  | Twist | 1 | 15 | Office | 2083917 | Office | 0.00047324
Ceiling Fixture | Incandescent |  | Standard A Lamp | 1 | 60 | Bathroom | 208531 | Bathroom | 0.00040077
Recessed Can | Incandescent |  | Standard A Lamp | 1 | 65 | Family Room | 208532 | Family Room | 0.00040077
Chandelier (Hanging) | Incandescent |  | Standard A Lamp | 6 | 60 | Dining Room | 208533 | Dining Room | 0.00040077
Ceiling Fixture | Incandescent |  | Standard A Lamp | 1 | 60 | Hall | 208534 | Hall | 0.00040077
Recessed - other | Incandescent |  | Standard A Lamp | 1 | 60 | Living Room | 208535 | Living Room | 0.00040077
Ceiling Fixture | Incandescent |  | Standard A Lamp | 1 | 60 | Living Room | 208535 | Living Room | 0.00040077
Table | Incandescent |  | Standard A Lamp | 1 | 65 | Living Room | 208535 | Living Room | 0.00040077
Ceiling Fixture | Incandescent |  | Standard A Lamp | 1 | 60 | Bedroom | 208536 | Bedroom | 0.00040077
Table | Incandescent |  | Standard A Lamp | 1 | 60 | Bedroom | 208536 | Bedroom | 0.00040077
Ceiling Fixture | Incandescent |  | Standard A Lamp | 1 | 60 | Hall | 208537 | Hall | 0.00040077
High bay | Incandescent |  | Standard A Lamp | 2 | 60 | Kitchen | 208538 | Kitchen | 0.00040077
Recessed - other | Incandescent |  | Standard A Lamp | 1 | 65 | Kitchen | 208538 | Kitchen | 0.00040077
Track | Incandescent |  | Standard A Lamp | 3 | 65 | Bedroom | 208539 | Bedroom | 0.00040077
Ceiling Fixture | Incandescent |  | Decorative | 1 | 60 | Bedroom | 2085310 | Bedroom | 0.00040077
Table | Incandescent |  | Standard A Lamp | 1 | 60 | Bedroom | 2085310 | Bedroom | 0.00040077
Recessed Can | Incandescent |  | Decorative | 1 | 40 | Bathroom | 2085311 | Bathroom | 0.00040077
Ceiling Fixture | Incandescent |  | Standard A Lamp | 1 | 60 | Closet | 2085312 | Closet | 0.00040077
Ceiling Fixture | Incandescent |  | Standard A Lamp | 1 | 60 | Other | 2085313 | Other | 0.00040077
Ceiling Fixture | Incandescent |  | Standard A Lamp | 1 | 60 | Bedroom | 2085314 | Bedroom | 0.00040077
Table | Incandescent |  | Standard A Lamp | 1 | 60 | Bedroom | 2085314 | Bedroom | 0.00040077
Recessed - other | Incandescent |  | Standard A Lamp | 1 | 60 | Closet | 2085315 | Closet | 0.00040077
Ceiling Fixture | Incandescent |  | Standard A Lamp | 1 | 60 | Laundry Room | 2085316 | Laundry Room | 0.00040077
Wall Mount | Compact Fluorescent |  | Twist | 5 | 22 | Bathroom | 208591 | Bathroom | 0.0005169
Other | Other |  | LED Interior | 1 | 12 | Bathroom | 208591 | Bathroom | 0.0005169
Ceiling Fixture | Compact Fluorescent |  | Twist | 2 | 22 | Bedroom | 208592 | Bedroom | 0.0005169
Table | Incandescent |  | Standard A Lamp | 1 | 60 | Bedroom | 208592 | Bedroom | 0.0005169
Ceiling Fixture | Compact Fluorescent |  | Twist | 2 | 22 | Bedroom | 208593 | Bedroom | 0.0005169
Table | Incandescent |  | Standard A Lamp | 1 | 75 | Bedroom | 208593 | Bedroom | 0.0005169
Recessed Can | Incandescent |  | Reflector | 1 | 65 | Family Room | 208594 | Family Room | 0.0005169
Table | Incandescent |  | Other | 1 | 10 | Family Room | 208594 | Family Room | 0.0005169
Table | Compact Fluorescent |  | A shape bulb | 1 | 22 | Family Room | 208594 | Family Room | 0.0005169
Torchiere | Compact Fluorescent |  | Twist | 1 | 22 | Hall | 208595 | Hall | 0.0005169
Recessed Can | Compact Fluorescent |  | Twist | 1 | 22 | Kitchen | 208596 | Kitchen | 0.0005169
Ceiling Fan | Incandescent |  | Globe | 4 | 40 | Kitchen | 208596 | Kitchen | 0.0005169
Recessed Can | Compact Fluorescent |  | Twist | 1 | 22 | Living Room | 208597 | Living Room | 0.0005169
Floor lamp | Incandescent |  | Standard A Lamp | 1 | 75 | Living Room | 208597 | Living Room | 0.0005169
Ceiling Fixture | Compact Fluorescent |  | Twist | 2 | 22 | Office | 208598 | Office | 0.0005169
Table | Incandescent |  | Decorative | 1 | 25 | Office | 208598 | Office | 0.0005169
Ceiling Fixture | Incandescent |  | Standard A Lamp | 1 | 60 | Other | 208611 | Other | 0.00052955
Wall Mount | Compact Fluorescent |  | Twist | 2 | 22 | Bathroom | 208612 | Bathroom | 0.00052955
Ceiling Fixture | Incandescent |  | Standard A Lamp | 1 | 100 | Bathroom | 208612 | Bathroom | 0.00052955
Table | Incandescent |  | Decorative | 1 | 40 | Bedroom | 208613 | Bedroom | 0.00052955
Table | Compact Fluorescent |  | Twist | 1 | 22 | Bedroom | 208613 | Bedroom | 0.00052955
Ceiling Fixture | Compact Fluorescent |  | Twist | 1 | 15 | Closet | 208614 | Closet | 0.00052955
Ceiling Fan | Incandescent |  | Decorative | 4 | 40 | Family Room | 208615 | Family Room | 0.00052955
Wall Mount | Incandescent |  | Decorative | 1 | 40 | Family Room | 208615 | Family Room | 0.00052955
Floor lamp | Compact Fluorescent |  | Twist | 1 | 22 | Family Room | 208615 | Family Room | 0.00052955
Wall Mount | Incandescent |  | Standard A Lamp | 2 | 40 | Family Room | 208615 | Family Room | 0.00052955
Ceiling Fixture | Incandescent |  | Standard A Lamp | 2 | 75 | Kitchen | 208616 | Kitchen | 0.00052955
Ceiling Fixture | Linear Fluorescent | 48 | T-12 | 2 | 40 | Laundry Room | 208617 | Laundry Room | 0.00052955
Table | Compact Fluorescent |  | Twist | 1 | 28 | Living Room | 208618 | Living Room | 0.00052955
Floor lamp | Compact Fluorescent |  | Twist | 2 | 22 | Office | 208619 | Office | 0.00052955
Ceiling Fixture | Incandescent |  | Standard A Lamp | 2 | 40 | Bedroom | 2086110 | Bedroom | 0.00052955
Wall Mount | Incandescent |  | Standard A Lamp | 2 | 60 | Bathroom | 2086111 | Bathroom | 0.00052955
Ceiling Fixture | Incandescent |  | Standard A Lamp | 1 | 60 | Hall | 2086112 | Hall | 0.00052955
Wall Mount | Compact Fluorescent |  | Twist | 1 | 22 | Office | 2086113 | Office | 0.00052955
Ceiling Fixture | Incandescent |  | Standard A Lamp | 2 | 40 | Office | 2086113 | Office | 0.00052955
Ceiling Fixture | Incandescent |  | Globe | 6 | 60 | Bathroom | 208631 | Bathroom | 0.002127
Ceiling Fixture | Incandescent |  | Standard A Lamp | 1 | 60 | Bathroom | 208631 | Bathroom | 0.002127
Table | Incandescent |  | Standard A Lamp | 1 | 60 | Bedroom | 208632 | Bedroom | 0.002127
Ceiling Fan | Incandescent |  | Standard A Lamp | 1 | 60 | Bedroom | 208632 | Bedroom | 0.002127
Ceiling Fan | Compact Fluorescent |  | Twist | 3 | 15 | Bedroom | 208633 | Bedroom | 0.002127
Table | Incandescent |  | Standard A Lamp | 1 | 60 | Bedroom | 208633 | Bedroom | 0.002127
Ceiling Fixture | Incandescent |  | Standard A Lamp | 1 | 65 | Family Room | 208634 | Family Room | 0.002127
Table | Incandescent |  | Standard A Lamp | 1 | 75 | Family Room | 208634 | Family Room | 0.002127
Table | Incandescent |  | Standard A Lamp | 1 | 60 | Hall | 208635 | Hall | 0.002127
Ceiling Fixture | Linear Fluorescent | 48 | T-8 | 4 | 32 | Kitchen | 208636 | Kitchen | 0.002127
Ceiling Fixture | Linear Fluorescent | 48 | T-12 | 2 | 40 | Kitchen | 208636 | Kitchen | 0.002127
Ceiling Fixture | Incandescent |  | Standard A Lamp | 1 | 60 | Laundry Room | 208637 | Laundry Room | 0.002127
Ceiling Fixture | Compact Fluorescent |  | Twist | 2 | 15 | Living Room | 208638 | Living Room | 0.002127
Table | Incandescent |  | Standard A Lamp | 1 | 75 | Living Room | 208638 | Living Room | 0.002127
Ceiling Fan | Compact Fluorescent |  | Twist | 2 | 15 | Living Room | 208638 | Living Room | 0.002127
Chandelier (Hanging) | Compact Fluorescent |  | Twist | 5 | 15 | Living Room | 208638 | Living Room | 0.002127
Wall Mount | Compact Fluorescent |  | Twist | 1 | 22 | Bathroom | 208781 | Bathroom | 0.00047324
Ceiling Fan | Compact Fluorescent |  | Pin base | 4 | 15 | Bedroom | 208782 | Bedroom | 0.00047324
Table | Compact Fluorescent |  | A shape bulb | 1 | 15 | Bedroom | 208782 | Bedroom | 0.00047324
Table | Compact Fluorescent |  | Twist | 1 | 15 | Bedroom | 208782 | Bedroom | 0.00047324
Table | Incandescent |  | Standard A Lamp | 1 | 25 | Bedroom | 208782 | Bedroom | 0.00047324
Chandelier (Hanging) | Halogen |  | Quartz Tube | 1 | 150 | Dining Room | 208783 | Dining Room | 0.00047324
Floor lamp | Incandescent |  | Standard A Lamp | 1 | 25 | Dining Room | 208783 | Dining Room | 0.00047324
Table | Incandescent |  | Standard A Lamp | 1 | 40 | Dining Room | 208783 | Dining Room | 0.00047324
Floor lamp | Incandescent |  | 3-Way Incandescent | 1 | 100 | Dining Room | 208783 | Dining Room | 0.00047324
Table | Compact Fluorescent |  | Twist | 1 | 15 | Family Room | 208784 | Family Room | 0.00047324
Ceiling Fixture | Compact Fluorescent |  | Twist | 3 | 15 | Family Room | 208784 | Family Room | 0.00047324
Torchiere | Halogen |  | Quartz Tube | 1 | 150 | Family Room | 208784 | Family Room | 0.00047324
Floor lamp | Halogen |  | MR | 1 | 30 | Family Room | 208784 | Family Room | 0.00047324
Ceiling Fan | Compact Fluorescent |  | Twist | 2 | 15 | Family Room | 208784 | Family Room | 0.00047324
Table | Halogen |  | Quartz Tube | 1 | 75 | Family Room | 208784 | Family Room | 0.00047324
Ceiling Fixture | Incandescent |  | Standard A Lamp | 1 | 100 | Garage | 208785 | Garage | 0.00047324
Ceiling Fixture | Compact Fluorescent |  | Twist | 1 | 28 | Garage | 208785 | Garage | 0.00047324
Garage door opener | Compact Fluorescent |  | Twist | 2 | 15 | Garage | 208785 | Garage | 0.00047324
Ceiling Fixture | Incandescent |  | Mini base | 2 | 40 | Hall | 208786 | Hall | 0.00047324
Ceiling Fixture | Compact Fluorescent |  | Twist | 1 | 22 | Hall | 208786 | Hall | 0.00047324
Wall Mount | Compact Fluorescent |  | Twist | 4 | 15 | Living Room | 208787 | Living Room | 0.00047324
Floor lamp | Compact Fluorescent |  | Twist | 1 | 22 | Living Room | 208787 | Living Room | 0.00047324
Floor lamp | Incandescent |  | Standard A Lamp | 3 | 60 | Living Room | 208787 | Living Room | 0.00047324
Table | Incandescent |  | 3-Way Incandescent | 1 | 100 | Living Room | 208787 | Living Room | 0.00047324
Floor lamp | Compact Fluorescent |  | Pin base | 1 | 15 | Living Room | 208787 | Living Room | 0.00047324
Table | Halogen |  | Other | 1 | 30 | Living Room | 208787 | Living Room | 0.00047324
Wall Mount | Compact Fluorescent |  | Globe | 4 | 15 | Bathroom | 208788 | Bathroom | 0.00047324
Ceiling Fan | Compact Fluorescent |  | Twist | 3 | 15 | Master Bedroom | 208789 | Master Bedroom | 0.00047324
Table | Compact Fluorescent |  | Twist | 1 | 22 | Master Bedroom | 208789 | Master Bedroom | 0.00047324
Table | Linear Fluorescent | 24 | T-8 | 1 | 16 | Office | 2087810 | Office | 0.00047324
Ceiling Fixture | Compact Fluorescent |  | Twist | 3 | 22 | Office | 2087810 | Office | 0.00047324
Recessed Can | Compact Fluorescent |  | Flood | 1 | 22 | Kitchen | 2087811 | Kitchen | 0.00047324
Ceiling Fixture | Incandescent |  | Standard A Lamp | 1 | 75 | Kitchen | 2087811 | Kitchen | 0.00047324
Ceiling Fixture | Compact Fluorescent |  | Twist | 1 | 23 | Other | 208941 | Other | 0.0005169
Ceiling Fixture | Compact Fluorescent |  | Twist | 2 | 15 | Bathroom | 208942 | Bathroom | 0.0005169
Wall Mount | Compact Fluorescent |  | Twist | 1 | 13 | Bathroom | 208942 | Bathroom | 0.0005169
Ceiling Fixture | Compact Fluorescent |  | Twist | 2 | 13 | Bedroom | 208943 | Bedroom | 0.0005169
High bay | Linear Fluorescent | 48 | T-12 | 1 | 40 | Kitchen | 208944 | Kitchen | 0.0005169
Floor lamp | Compact Fluorescent |  | Twist | 1 | 23 | Living Room | 208945 | Living Room | 0.0005169
Table | Compact Fluorescent |  | Other | 1 | 11 | Living Room | 208945 | Living Room | 0.0005169
Floor lamp | Compact Fluorescent |  | Other | 1 | 11 | Living Room | 208945 | Living Room | 0.0005169
Table | Incandescent |  | Standard A Lamp | 1 | 60 | Master Bedroom | 208946 | Master Bedroom | 0.0005169
Ceiling Fixture | Incandescent |  | Standard A Lamp | 2 | 60 | Master Bedroom | 208946 | Master Bedroom | 0.0005169
Ceiling Fixture | Compact Fluorescent |  | Twist | 2 | 15 | Office | 208947 | Office | 0.0005169
Ceiling Fixture | Incandescent |  | Standard A Lamp | 1 | 60 | Bedroom | 208951 | Bedroom | 0.00040077
Ceiling Fixture | Incandescent |  | Standard A Lamp | 1 | 60 | Bedroom | 208952 | Bedroom | 0.00040077
Ceiling Fixture | Incandescent |  | Standard A Lamp | 1 | 60 | Bedroom | 208953 | Bedroom | 0.00040077
Wall Mount | Incandescent |  | Globe | 6 | 40 | Bathroom | 208954 | Bathroom | 0.00040077
Ceiling Fan | Compact Fluorescent |  | Twist | 4 | 15 | Kitchen | 208955 | Kitchen | 0.00040077
Other | Compact Fluorescent |  | Twist | 1 | 15 | Kitchen | 208955 | Kitchen | 0.00040077
Ceiling Fixture | Incandescent |  | Standard A Lamp | 1 | 60 | Laundry Room | 208956 | Laundry Room | 0.00040077
Ceiling Fixture | Incandescent |  | Standard A Lamp | 2 | 60 | Living Room | 208957 | Living Room | 0.00040077
Table | Halogen |  | MR | 1 | 50 | Living Room | 208957 | Living Room | 0.00040077
Ceiling Fixture | Incandescent |  | Standard A Lamp | 2 | 60 | Bathroom | 209021 | Bathroom | 0.00052955
Track | Incandescent |  | Globe | 6 | 40 | Bathroom | 209022 | Bathroom | 0.00052955
Recessed Can | Incandescent |  | Heat Lamp | 1 | 75 | Bathroom | 209022 | Bathroom | 0.00052955
Ceiling Fixture | Incandescent |  | Standard A Lamp | 2 | 65 | Bedroom | 209023 | Bedroom | 0.00052955
Ceiling Fixture | Incandescent |  | Standard A Lamp | 2 | 65 | Bedroom | 209024 | Bedroom | 0.00052955
Wall Mount | Incandescent |  | Globe | 1 | 40 | Bedroom | 209024 | Bedroom | 0.00052955
Ceiling Fixture | Incandescent |  | Standard A Lamp | 2 | 65 | Family Room | 209025 | Family Room | 0.00052955
Wall Mount | Incandescent |  | Globe | 2 | 40 | Family Room | 209025 | Family Room | 0.00052955
Ceiling Fixture | Incandescent |  | Standard A Lamp | 2 | 60 | Hall | 209026 | Hall | 0.00052955
Recessed Can | Incandescent |  | Reflector | 1 | 65 | Hall | 209027 | Hall | 0.00052955
Wall Mount | Incandescent |  | Globe | 1 | 40 | Hall | 209028 | Hall | 0.00052955
Chandelier (Hanging) | Incandescent |  | Globe | 5 | 40 | Kitchen | 209029 | Kitchen | 0.00052955
Recessed Can | Incandescent |  | Reflector | 1 | 60 | Kitchen | 209029 | Kitchen | 0.00052955
Ceiling Fixture | Incandescent |  | Standard A Lamp | 2 | 60 | Kitchen | 209029 | Kitchen | 0.00052955
Ceiling Fixture | Incandescent |  | Standard A Lamp | 2 | 60 | Laundry Room | 2090210 | Laundry Room | 0.00052955
Torchiere | Compact Fluorescent |  | Twist | 1 | 28 | Living Room | 2090211 | Living Room | 0.00052955
Table | Compact Fluorescent |  | Twist | 1 | 28 | Living Room | 2090211 | Living Room | 0.00052955
Ceiling Fixture | Incandescent |  | Standard A Lamp | 2 | 60 | Living Room | 2090211 | Living Room | 0.00052955
Ceiling Fan | Compact Fluorescent |  | Twist | 4 | 28 | Living Room | 2090211 | Living Room | 0.00052955
Ceiling Fan | Compact Fluorescent |  | Twist | 4 | 28 | Master Bedroom | 2090212 | Master Bedroom | 0.00052955
Table | Incandescent |  | Standard A Lamp | 1 | 60 | Master Bedroom | 2090212 | Master Bedroom | 0.00052955
Recessed Can | Incandescent |  | Reflector | 1 | 60 | Master Bedroom | 2090212 | Master Bedroom | 0.00052955
Wall Mount | Compact Fluorescent |  | Twist | 3 | 10 | Master Bedroom | 2090212 | Master Bedroom | 0.00052955
Ceiling Fixture | Incandescent |  | Standard A Lamp | 2 | 60 | Other | 2090213 | Other | 0.00052955
Floor lamp | Compact Fluorescent |  | Twist | 1 | 28 | Other | 2090213 | Other | 0.00052955
Ceiling Fixture | Incandescent |  | Standard A Lamp | 2 | 60 | Other | 2090214 | Other | 0.00052955
Table | Incandescent |  | Reflector | 1 | 60 | Other | 2090214 | Other | 0.00052955
Ceiling Fixture | Incandescent |  | Standard A Lamp | 1 | 40 | Bathroom | 209051 | Bathroom | 0.0020539
Wall Mount | Compact Fluorescent |  | Twist | 1 | 15 | Bathroom | 209051 | Bathroom | 0.0020539
Ceiling Fixture | Incandescent |  | Standard A Lamp | 1 | 60 | Bedroom | 209052 | Bedroom | 0.0020539
Table | Incandescent |  | Standard A Lamp | 1 | 60 | Bedroom | 209052 | Bedroom | 0.0020539
Ceiling Fixture | Compact Fluorescent |  | Twist | 2 | 15 | Bedroom | 209053 | Bedroom | 0.0020539
Ceiling Fixture | Compact Fluorescent |  | Twist | 1 | 15 | Hall | 209054 | Hall | 0.0020539
Ceiling Fixture | Compact Fluorescent |  | Twist | 2 | 15 | Kitchen | 209055 | Kitchen | 0.0020539
Ceiling Fixture | Compact Fluorescent |  | Twist | 2 | 15 | Kitchen | 209055 | Kitchen | 0.0020539
Ceiling Fixture | Incandescent |  | Standard A Lamp | 1 | 60 | Living Room | 209056 | Living Room | 0.0020539
Table | Incandescent |  | Standard A Lamp | 1 | 60 | Office | 209057 | Office | 0.0020539
Ceiling Fixture | Incandescent |  | Standard A Lamp | 1 | 60 | Office | 209057 | Office | 0.0020539
Ceiling Fixture | Incandescent |  | Standard A Lamp | 1 | 60 | Other | 209058 | Other | 0.0020539
Wall Mount | Incandescent |  | Clear | 3 | 40 | Bathroom | 209201 | Bathroom | 0.0005169
Ceiling Fan | Incandescent |  | Heat Lamp | 1 | 150 | Bathroom | 209201 | Bathroom | 0.0005169
Wall Mount | Incandescent |  | Standard A Lamp | 6 | 40 | Bathroom | 209202 | Bathroom | 0.0005169
Ceiling Fixture | Incandescent |  | Standard A Lamp | 2 | 60 | Bedroom | 209203 | Bedroom | 0.0005169
Ceiling Fixture | Incandescent |  | Standard A Lamp | 2 | 60 | Bedroom | 209204 | Bedroom | 0.0005169
Ceiling Fixture | Incandescent |  | Standard A Lamp | 1 | 60 | Closet | 209205 | Closet | 0.0005169
Ceiling Fan | Incandescent |  | Standard A Lamp | 5 | 40 | Dining Room | 209206 | Dining Room | 0.0005169
Ceiling Fixture | Incandescent |  | Standard A Lamp | 1 | 60 | Hall | 209207 | Hall | 0.0005169
Ceiling Fixture | Linear Fluorescent | 48 | T-12 | 2 | 32 | Kitchen | 209208 | Kitchen | 0.0005169
Floor lamp | Incandescent |  | Standard A Lamp | 1 | 100 | Living Room | 209209 | Living Room | 0.0005169
Ceiling Fan | Incandescent |  | Clear | 3 | 25 | Master Bedroom | 2092010 | Master Bedroom | 0.0005169
Table | Incandescent |  | Standard A Lamp | 1 | 100 | Master Bedroom | 2092010 | Master Bedroom | 0.0005169
Track | Compact Fluorescent |  | Twist | 3 | 15 | Office | 2092011 | Office | 0.0005169
Chandelier (Hanging) | Compact Fluorescent |  | Twist | 1 | 15 | Office | 2092011 | Office | 0.0005169
Wall Mount | Compact Fluorescent |  | Twist | 3 | 15 | Bathroom | 209301 | Bathroom | 0.00047324
Ceiling Fixture | Incandescent |  | Standard A Lamp | 1 | 60 | Bathroom | 209301 | Bathroom | 0.00047324
Ceiling Fixture | Compact Fluorescent |  | Twist | 2 | 15 | Bedroom | 209302 | Bedroom | 0.00047324
Recessed Can | Incandescent |  | Clear | 1 | 65 | Dining Room | 209303 | Dining Room | 0.00047324
Ceiling Fan | Compact Fluorescent |  | Twist | 4 | 15 | Dining Room | 209303 | Dining Room | 0.00047324
Ceiling Fixture | Compact Fluorescent |  | Twist | 2 | 15 | Hall | 209304 | Hall | 0.00047324
Ceiling Fixture | Linear Fluorescent | 24 | T-8 | 2 | 20 | Hall | 209305 | Hall | 0.00047324
Recessed Can | Incandescent |  | Reflector | 1 | 65 | Kitchen | 209306 | Kitchen | 0.00047324
Architectural | Halogen |  | MR | 1 | 20 | Kitchen | 209306 | Kitchen | 0.00047324
Ceiling Fixture | Linear Fluorescent | 48 | T-12 | 2 | 40 | Laundry Room | 209307 | Laundry Room | 0.00047324
Wall Mount | Compact Fluorescent |  | Globe | 6 | 15 | Bathroom | 209308 | Bathroom | 0.00047324
Wall Mount | Compact Fluorescent |  | Twist | 1 | 15 | Bathroom | 209308 | Bathroom | 0.00047324
Ceiling Fan | Incandescent |  | Standard A Lamp | 4 | 60 | Bedroom | 209309 | Bedroom | 0.00047324
Table | Incandescent |  | Decorative | 1 | 5 | Bedroom | 209309 | Bedroom | 0.00047324
Table | Incandescent |  | Standard A Lamp | 1 | 60 | Bedroom | 209309 | Bedroom | 0.00047324
Floor lamp | Compact Fluorescent |  | Twist | 1 | 22 | Bedroom | 209309 | Bedroom | 0.00047324
Table | Incandescent |  | Mini base | 1 | 5 | Bedroom | 209309 | Bedroom | 0.00047324
Ceiling Fixture | Linear Fluorescent | 48 | T-12 | 2 | 40 | Office | 2093010 | Office | 0.00047324
Table | Compact Fluorescent |  | Pin base | 1 | 22 | Office | 2093010 | Office | 0.00047324
Ceiling Fixture | Linear Fluorescent | 48 | T-12 | 2 | 40 | Office | 2093011 | Office | 0.00047324
Torchiere | Halogen |  | Quartz Tube | 1 | 100 | Office | 2093011 | Office | 0.00047324
Table | Incandescent |  | Standard A Lamp | 1 | 60 | Office | 2093011 | Office | 0.00047324
Table | Compact Fluorescent |  | Twist | 1 | 15 | Office | 2093011 | Office | 0.00047324
Ceiling Fixture | Compact Fluorescent |  | Twist | 1 | 15 | Other | 2093012 | Other | 0.00047324
Ceiling Fixture | Incandescent |  | Standard A Lamp | 2 | 60 | Hall | 2093013 | Hall | 0.00047324
Table | Compact Fluorescent |  | Twist | 1 | 15 | Family Room | 2093014 | Family Room | 0.00047324
Torchiere | Compact Fluorescent |  | Twist | 1 | 22 | Family Room | 2093014 | Family Room | 0.00047324
Floor lamp | Compact Fluorescent |  | Twist | 2 | 15 | Family Room | 2093014 | Family Room | 0.00047324
Torchiere | Halogen |  | Quartz Tube | 1 | 300 | Family Room | 2093014 | Family Room | 0.00047324
Ceiling Fixture | Incandescent |  | Standard A Lamp | 1 | 75 | Bathroom | 2093015 | Bathroom | 0.00047324
Ceiling Fixture | Compact Fluorescent |  | Twist | 1 | 15 | Hall | 2093016 | Hall | 0.00047324
Wall Mount | Incandescent |  | Standard A Lamp | 1 | 75 | Hall | 2093016 | Hall | 0.00047324
Ceiling Fan | Compact Fluorescent |  | Twist | 1 | 22 | Bedroom | 2093017 | Bedroom | 0.00047324
Wall Mount | Compact Fluorescent |  | Twist | 1 | 15 | Bedroom | 2093017 | Bedroom | 0.00047324
Ceiling Fixture | Compact Fluorescent |  | Twist | 1 | 22 | Hall | 2093018 | Hall | 0.00047324
Wall Mount | Compact Fluorescent |  | Twist | 2 | 22 | Bathroom | 2093019 | Bathroom | 0.00047324
Ceiling Fixture | Compact Fluorescent |  | Twist | 2 | 15 | Bedroom | 2093020 | Bedroom | 0.00047324
Recessed Can | Incandescent |  | Reflector | 1 | 42 | Bedroom | 2093020 | Bedroom | 0.00047324
Ceiling Fixture | Compact Fluorescent |  | Twist | 1 | 15 | Other | 2093021 | Other | 0.00047324
Ceiling Fixture | Incandescent |  | Standard A Lamp | 1 | 75 | Other | 2093021 | Other | 0.00047324
Ceiling Fixture | Compact Fluorescent |  | Twist | 1 | 15 | Family Room | 2093022 | Family Room | 0.00047324
Track | Halogen |  | MR | 3 | 30 | Family Room | 2093022 | Family Room | 0.00047324
Ceiling Fixture | Compact Fluorescent |  | Twist | 1 | 15 | Other | 2093023 | Other | 0.00047324
Ceiling Fixture | Compact Fluorescent |  | Twist | 1 | 15 | Family Room | 2093024 | Family Room | 0.00047324
Floor lamp | Compact Fluorescent |  | Twist | 2 | 15 | Family Room | 2093024 | Family Room | 0.00047324
Ceiling Fixture | Linear Fluorescent | 48 | T-12 | 2 | 40 | Other | 2093025 | Other | 0.00047324
Table | Compact Fluorescent |  | Twist | 1 | 15 | Master Bedroom | 209361 | Master Bedroom | 0.00047324
Ceiling Fan | Incandescent |  | Decorative | 4 | 60 | Master Bedroom | 209361 | Master Bedroom | 0.00047324
Ceiling Fixture | Compact Fluorescent |  | Twist | 3 | 15 | Kitchen | 209362 | Kitchen | 0.00047324
Chandelier (Hanging) | Compact Fluorescent |  | Twist | 4 | 15 | Kitchen | 209362 | Kitchen | 0.00047324
Table | Compact Fluorescent |  | Twist | 1 | 15 | Living Room | 209363 | Living Room | 0.00047324
Ceiling Fixture | Compact Fluorescent |  | Twist | 1 | 15 | Hall | 209364 | Hall | 0.00047324
Ceiling Fixture | Compact Fluorescent |  | Twist | 2 | 15 | Office | 209365 | Office | 0.00047324
Table | Incandescent |  | Standard A Lamp | 1 | 75 | Office | 209365 | Office | 0.00047324
Wall Mount | Compact Fluorescent |  | Twist | 2 | 15 | Bathroom | 209366 | Bathroom | 0.00047324
Ceiling Fixture | Compact Fluorescent |  | Twist | 1 | 15 | Bathroom | 209366 | Bathroom | 0.00047324
Ceiling Fixture | Compact Fluorescent |  | Twist | 2 | 15 | Bedroom | 209367 | Bedroom | 0.00047324
Table | Incandescent |  | Standard A Lamp | 1 | 60 | Bedroom | 209367 | Bedroom | 0.00047324
Ceiling Fixture | Compact Fluorescent |  | Twist | 2 | 15 | Bedroom | 209368 | Bedroom | 0.00047324
Wall Mount | Compact Fluorescent |  | A shape bulb | 5 | 15 | Bathroom | 209369 | Bathroom | 0.00047324
Wall Mount | Incandescent |  | Standard A Lamp | 5 | 60 | Bathroom | 209369 | Bathroom | 0.00047324
Ceiling Fixture | Compact Fluorescent |  | Twist | 2 | 15 | Bathroom | 209369 | Bathroom | 0.00047324
Recessed Can | Compact Fluorescent |  | Reflector | 1 | 15 | Bathroom | 209369 | Bathroom | 0.00047324
Chandelier (Hanging) | Incandescent |  | Mini base | 5 | 40 | Hall | 2093610 | Hall | 0.00047324
Ceiling Fixture | Compact Fluorescent |  | Twist | 1 | 15 | Hall | 2093610 | Hall | 0.00047324
Floor lamp | Compact Fluorescent |  | Twist | 1 | 15 | Family Room | 2093611 | Family Room | 0.00047324
Ceiling Fixture | Compact Fluorescent |  | Twist | 1 | 15 | Hall | 2093612 | Hall | 0.00047324
Ceiling Fixture | Compact Fluorescent |  | Twist | 1 | 15 | Bedroom | 2093613 | Bedroom | 0.00047324
Ceiling Fixture | Compact Fluorescent |  | Twist | 1 | 22 | Bedroom | 2093614 | Bedroom | 0.00047324
Ceiling Fixture | Incandescent |  | Standard A Lamp | 1 | 75 | Bathroom | 2093615 | Bathroom | 0.00047324
Wall Mount | Incandescent |  | Globe | 2 | 40 | Bathroom | 2093615 | Bathroom | 0.00047324
Wall Mount | Compact Fluorescent |  | Twist | 2 | 7 | Bathroom | 2093615 | Bathroom | 0.00047324
Ceiling Fixture | Compact Fluorescent |  | Twist | 2 | 15 | Laundry Room | 2093616 | Laundry Room | 0.00047324
Ceiling Fixture | Incandescent |  | Standard A Lamp | 1 | 60 | Bedroom | 209411 | Bedroom | 0.00094081
Floor lamp | Incandescent |  | Standard A Lamp | 1 | 75 | Bedroom | 209411 | Bedroom | 0.00094081
Table | Incandescent |  | Standard A Lamp | 1 | 60 | Bedroom | 209411 | Bedroom | 0.00094081
Ceiling Fixture | Compact Fluorescent |  | Twist | 1 | 13 | Bedroom | 209412 | Bedroom | 0.00094081
Ceiling Fan | Compact Fluorescent |  | Twist | 4 | 22 | Master Bedroom | 209413 | Master Bedroom | 0.00094081
Table | Incandescent |  | Standard A Lamp | 1 | 60 | Master Bedroom | 209413 | Master Bedroom | 0.00094081
Table | Compact Fluorescent |  | Twist | 1 | 13 | Master Bedroom | 209413 | Master Bedroom | 0.00094081
Garage door opener | Incandescent |  | Standard A Lamp | 1 | 60 | Garage | 209414 | Garage | 0.00094081
Ceiling Fixture | Incandescent |  | Standard A Lamp | 1 | 300 | Garage | 209414 | Garage | 0.00094081
Ceiling Fixture | Incandescent |  | Standard A Lamp | 1 | 150 | Garage | 209414 | Garage | 0.00094081
Wall Mount | Incandescent |  | Reflector | 2 | 150 | Garage | 209414 | Garage | 0.00094081
Ceiling Fixture | Incandescent |  | Standard A Lamp | 1 | 60 | Hall | 209415 | Hall | 0.00094081
Ceiling Fan | Compact Fluorescent |  | Twist | 3 | 22 | Hall | 209416 | Hall | 0.00094081
Ceiling Fixture | Incandescent |  | Standard A Lamp | 1 | 60 | Hall | 209416 | Hall | 0.00094081
Recessed Can | Incandescent |  | Reflector | 1 | 25 | Hall | 209416 | Hall | 0.00094081
Ceiling Fixture | Compact Fluorescent |  | Twist | 2 | 15 | Laundry Room | 209417 | Laundry Room | 0.00094081
Floor lamp | Incandescent |  | Standard A Lamp | 2 | 40 | Laundry Room | 209417 | Laundry Room | 0.00094081
Ceiling Fan | Incandescent |  | Clear | 4 | 40 | Living Room | 209418 | Living Room | 0.00094081
Table | Compact Fluorescent |  | Twist | 1 | 15 | Living Room | 209418 | Living Room | 0.00094081
Ceiling Fixture | Incandescent |  | Standard A Lamp | 1 | 75 | Other | 209419 | Other | 0.00094081
Ceiling Fixture | Incandescent |  | Standard A Lamp | 1 | 60 | Office | 2094110 | Office | 0.00094081
Table | Incandescent |  | Other | 1 | 100 | Office | 2094110 | Office | 0.00094081
Ceiling Fixture | Incandescent |  | Standard A Lamp | 2 | 60 | Bathroom | 2094111 | Bathroom | 0.00094081
Wall Mount | Incandescent |  | Standard A Lamp | 1 | 60 | Bathroom | 2094111 | Bathroom | 0.00094081
Wall Mount | Compact Fluorescent |  | Twist | 1 | 22 | Hall | 2094112 | Hall | 0.00094081
Ceiling Fixture | Compact Fluorescent |  | Twist | 2 | 22 | Other | 2094113 | Other | 0.00094081
Wall Mount | Incandescent |  | Globe | 5 | 40 | Bathroom | 209461 | Bathroom | 0.00052955
Wall Mount | Incandescent |  | Globe | 6 | 40 | Bathroom | 209462 | Bathroom | 0.00052955
Ceiling Fixture | Incandescent |  | Standard A Lamp | 1 | 60 | Bedroom | 209463 | Bedroom | 0.00052955
Ceiling Fixture | Incandescent |  | Standard A Lamp | 1 | 65 | Bedroom | 209464 | Bedroom | 0.00052955
Wall Mount | Incandescent |  | Globe | 4 | 40 | Bedroom | 209465 | Bedroom | 0.00052955
Ceiling Fixture | Incandescent |  | Standard A Lamp | 1 | 60 | Bedroom | 209465 | Bedroom | 0.00052955
Ceiling Fixture | Incandescent |  | Standard A Lamp | 2 | 60 | Bedroom | 209466 | Bedroom | 0.00052955
Ceiling Fixture | Incandescent |  | Standard A Lamp | 2 | 60 | Office | 209467 | Office | 0.00052955
Ceiling Fixture | Compact Fluorescent |  | Twist | 2 | 22 | Family Room | 209468 | Family Room | 0.00052955
Table | Compact Fluorescent |  | Twist | 1 | 15 | Family Room | 209468 | Family Room | 0.00052955
Wall Mount | Incandescent |  | Standard A Lamp | 2 | 40 | Hall | 209469 | Hall | 0.00052955
Ceiling Fixture | Incandescent |  | Standard A Lamp | 1 | 65 | Closet | 2094610 | Closet | 0.00052955
Ceiling Fixture | Incandescent |  | Standard A Lamp | 2 | 60 | Closet | 2094611 | Closet | 0.00052955
Ceiling Fixture | Incandescent |  | Clear | 5 | 60 | Dining Room | 2094612 | Dining Room | 0.00052955
Ceiling Fixture | Incandescent |  | Decorative | 3 | 25 | Hall | 2094613 | Hall | 0.00052955
Recessed Can | Incandescent |  | Reflector | 1 | 75 | Kitchen | 2094614 | Kitchen | 0.00052955
Ceiling Fixture | Incandescent |  | Standard A Lamp | 1 | 60 | Laundry Room | 2094615 | Laundry Room | 0.00052955
Ceiling Fan | Incandescent |  | Clear | 4 | 60 | Living Room | 2094616 | Living Room | 0.00052955
Table | Compact Fluorescent |  | Twist | 1 | 15 | Living Room | 2094616 | Living Room | 0.00052955
Ceiling Fixture | Incandescent |  | Standard A Lamp | 1 | 65 | Master Bedroom | 2094617 | Master Bedroom | 0.00052955
Table | Compact Fluorescent |  | Twist | 1 | 15 | Master Bedroom | 2094617 | Master Bedroom | 0.00052955
Ceiling Fixture | Incandescent |  | Standard A Lamp | 1 | 60 | Hall | 2094618 | Hall | 0.00052955
Ceiling Fixture | Incandescent |  | Standard A Lamp | 1 | 60 | Bathroom | 209581 | Bathroom | 0.00029634
Recessed Can | Incandescent |  | Reflector | 1 | 65 | Bathroom | 209581 | Bathroom | 0.00029634
Chandelier (Hanging) | Incandescent |  | Standard A Lamp | 5 | 60 | Family Room | 209582 | Family Room | 0.00029634
Recessed Can | Incandescent |  | Reflector | 1 | 65 | Family Room | 209582 | Family Room | 0.00029634
Ceiling Fixture | Compact Fluorescent |  | Twist | 1 | 15 | Garage | 209583 | Garage | 0.00029634
Recessed Can | Incandescent |  | Reflector | 1 | 65 | Kitchen | 209584 | Kitchen | 0.00029634
Wall Mount | Linear Fluorescent | 24 | T-12 | 1 | 20 | Kitchen | 209584 | Kitchen | 0.00029634
Ceiling Fixture | Linear Fluorescent | 48 | T-12 | 4 | 40 | Laundry Room | 209585 | Laundry Room | 0.00029634
Recessed Can | Incandescent |  | Reflector | 1 | 65 | Living Room | 209586 | Living Room | 0.00029634
Recessed Can | Incandescent |  | Reflector | 1 | 65 | Master Bedroom | 209587 | Master Bedroom | 0.00029634
Ceiling Fan | Incandescent |  | Standard A Lamp | 2 | 60 | Master Bedroom | 209587 | Master Bedroom | 0.00029634
Recessed Can | Incandescent |  | Reflector | 1 | 65 | Bathroom | 209588 | Bathroom | 0.00029634
Ceiling Fixture | Incandescent |  | Standard A Lamp | 1 | 60 | Bathroom | 209588 | Bathroom | 0.00029634
Ceiling Fixture | Linear Fluorescent | 48 | T-12 | 4 | 40 | Closet | 209589 | Closet | 0.00029634
Exterior | Incandescent |  | Standard A Lamp | 1 | 100 | Other | 2095810 | Other | 0.00029634
Ceiling Fixture | Linear Fluorescent | 48 | T-12 | 4 | 40 | Other | 2095810 | Other | 0.00029634
Ceiling Fixture | Incandescent |  | Standard A Lamp | 1 | 60 | Other | 2095810 | Other | 0.00029634
Chandelier (Hanging) | Incandescent |  | Standard A Lamp | 4 | 60 | Bedroom | 2095811 | Bedroom | 0.00029634
Recessed Can | Incandescent |  | Reflector | 1 | 65 | Bedroom | 2095811 | Bedroom | 0.00029634
Ceiling Fixture | Incandescent |  | Standard A Lamp | 1 | 60 | Bathroom | 2095812 | Bathroom | 0.00029634
Wall Mount | Incandescent |  | Standard A Lamp | 4 | 60 | Bathroom | 2095812 | Bathroom | 0.00029634
Ceiling Fixture | Incandescent |  | Standard A Lamp | 1 | 60 | Bedroom | 209651 | Bedroom | 0.00094081
Wall Mount | Compact Fluorescent |  | Twist | 6 | 15 | Bathroom | 209652 | Bathroom | 0.00094081
Chandelier (Hanging) | Incandescent |  | Globe | 1 | 100 | Dining Room | 209653 | Dining Room | 0.00094081
Ceiling Fixture | Compact Fluorescent |  | Twist | 2 | 15 | Family Room | 209654 | Family Room | 0.00094081
Table | Incandescent |  | Standard A Lamp | 1 | 75 | Family Room | 209654 | Family Room | 0.00094081
Other | Halogen |  | Quartz Tube | 1 | 150 | Family Room | 209654 | Family Room | 0.00094081
Garage door opener | Incandescent |  | Standard A Lamp | 1 | 60 | Garage | 209655 | Garage | 0.00094081
Ceiling Fixture | Linear Fluorescent | 48 | T-12 | 2 | 40 | Garage | 209655 | Garage | 0.00094081
Other | Other |  | Other | 1 | 12 | Garage | 209655 | Garage | 0.00094081
Ceiling Fixture | Incandescent |  | Mini base | 3 | 25 | Hall | 209656 | Hall | 0.00094081
Ceiling Fixture | Incandescent |  | Standard A Lamp | 2 | 60 | Bedroom | 209657 | Bedroom | 0.00094081
Ceiling Fixture | Linear Fluorescent | 48 | T-12 | 2 | 40 | Kitchen | 209658 | Kitchen | 0.00094081
Ceiling Fixture | Linear Fluorescent | 24 | T-12 | 2 | 20 | Laundry Room | 209659 | Laundry Room | 0.00094081
Table | Compact Fluorescent |  | Pin base | 1 | 28 | Living Room | 2096510 | Living Room | 0.00094081
Table | Incandescent |  | 3-Way Incandescent | 1 | 100 | Living Room | 2096510 | Living Room | 0.00094081
Ceiling Fan | Incandescent |  | Globe | 3 | 40 | Master Bedroom | 2096511 | Master Bedroom | 0.00094081
Wall Mount | Incandescent |  | Clear | 3 | 60 | Bathroom | 2096512 | Bathroom | 0.00094081
Wall Mount | Compact Fluorescent |  | Twist | 3 | 13 | Bathroom | 209681 | Bathroom | 0.00040077
Ceiling Fixture | Incandescent |  | Standard A Lamp | 1 | 40 | Bathroom | 209682 | Bathroom | 0.00040077
Wall Mount | Incandescent |  | Standard A Lamp | 2 | 60 | Bathroom | 209682 | Bathroom | 0.00040077
Wall Mount | Compact Fluorescent |  | Twist | 2 | 13 | Bathroom | 209682 | Bathroom | 0.00040077
Chandelier (Hanging) | Compact Fluorescent |  | Twist | 2 | 13 | Bedroom | 209683 | Bedroom | 0.00040077
Ceiling Fixture | Incandescent |  | Standard A Lamp | 1 | 60 | Bedroom | 209684 | Bedroom | 0.00040077
Recessed Can | Incandescent |  | Reflector | 1 | 65 | Other | 209685 | Other | 0.00040077
Ceiling Fixture | Linear Fluorescent | 48 | T-8 | 4 | 32 | Garage | 209686 | Garage | 0.00040077
Ceiling Fixture | Incandescent |  | Standard A Lamp | 1 | 60 | Garage | 209686 | Garage | 0.00040077
Ceiling Fixture | Linear Fluorescent | 48 | T-12 | 2 | 40 | Garage | 209686 | Garage | 0.00040077
Garage door opener | Incandescent |  | Standard A Lamp | 1 | 60 | Garage | 209686 | Garage | 0.00040077
Recessed Can | Incandescent |  | Reflector | 1 | 65 | Hall | 209687 | Hall | 0.00040077
Recessed Can | Incandescent |  | Reflector | 1 | 65 | Kitchen | 209688 | Kitchen | 0.00040077
Recessed Can | Compact Fluorescent |  | Reflector | 1 | 15 | Kitchen | 209688 | Kitchen | 0.00040077
Floor lamp | Incandescent |  | Standard A Lamp | 1 | 60 | Laundry Room | 209689 | Laundry Room | 0.00040077
Ceiling Fixture | Incandescent |  | Standard A Lamp | 1 | 60 | Laundry Room | 209689 | Laundry Room | 0.00040077
Chandelier (Hanging) | Incandescent |  | Standard A Lamp | 3 | 60 | Living Room | 2096810 | Living Room | 0.00040077
Chandelier (Hanging) | Incandescent |  | Standard A Lamp | 3 | 60 | Master Bedroom | 2096811 | Master Bedroom | 0.00040077
Floor lamp | Compact Fluorescent |  | Twist | 1 | 13 | Master Bedroom | 2096811 | Master Bedroom | 0.00040077
Ceiling Fixture | Incandescent |  | Standard A Lamp | 1 | 60 | Other | 2096812 | Other | 0.00040077
Ceiling Fixture | Incandescent |  | Standard A Lamp | 1 | 60 | Garage | 2096813 | Garage | 0.00040077
Ceiling Fixture | Compact Fluorescent |  | Twist | 1 | 22 | Bedroom | 209701 | Bedroom | 0.0005169
Ceiling Fixture | Incandescent |  | Standard A Lamp | 1 | 60 | Bedroom | 209702 | Bedroom | 0.0005169
Floor lamp | Compact Fluorescent |  | Twist | 2 | 28 | Dining Room | 209703 | Dining Room | 0.0005169
Ceiling Fixture | Compact Fluorescent |  | A shape bulb | 1 | 22 | Garage | 209704 | Garage | 0.0005169
Low bay | Linear Fluorescent | 48 | T-8 | 2 | 32 | Garage | 209704 | Garage | 0.0005169
Ceiling Fixture | Compact Fluorescent |  | Twist | 1 | 22 | Hall | 209705 | Hall | 0.0005169
Recessed Can | Incandescent |  | Reflector | 1 | 65 | Kitchen | 209706 | Kitchen | 0.0005169
Track | Halogen |  | PAR | 1 | 30 | Kitchen | 209706 | Kitchen | 0.0005169
Chandelier (Hanging) | Incandescent |  | Decorative | 6 | 40 | Living Room | 209707 | Living Room | 0.0005169
Ceiling Fixture | Incandescent |  | Standard A Lamp | 1 | 60 | Bathroom | 209708 | Bathroom | 0.0005169
Chandelier (Hanging) | Compact Fluorescent |  | Twist | 2 | 15 | Master Bedroom | 209709 | Master Bedroom | 0.0005169
Table | Compact Fluorescent |  | Twist | 1 | 15 | Master Bedroom | 209709 | Master Bedroom | 0.0005169
Chandelier (Hanging) | Compact Fluorescent |  | Twist | 2 | 15 | Bedroom | 2097010 | Bedroom | 0.0005169
Table | Compact Fluorescent |  | Twist | 1 | 22 | Bedroom | 2097010 | Bedroom | 0.0005169
Table | Compact Fluorescent |  | Twist | 1 | 22 | Laundry Room | 2097011 | Laundry Room | 0.0005169
Wall Mount | Incandescent |  | Globe | 6 | 40 | Closet | 2097012 | Closet | 0.0005169
Wall Mount | Incandescent |  | Globe | 3 | 40 | Bathroom | 209741 | Bathroom | 0.00094081
Ceiling Fixture | Compact Fluorescent |  | Twist | 2 | 15 | Bathroom | 209741 | Bathroom | 0.00094081
Ceiling Fixture | Compact Fluorescent |  | Twist | 2 | 15 | Master Bedroom | 209742 | Master Bedroom | 0.00094081
Table | Incandescent |  | Decorative | 1 | 150 | Master Bedroom | 209742 | Master Bedroom | 0.00094081
Floor lamp | Incandescent |  | Standard A Lamp | 3 | 100 | Master Bedroom | 209742 | Master Bedroom | 0.00094081
Table | Incandescent |  | Decorative | 3 | 40 | Master Bedroom | 209742 | Master Bedroom | 0.00094081
Table | Incandescent |  | Standard A Lamp | 1 | 100 | Master Bedroom | 209742 | Master Bedroom | 0.00094081
Ceiling Fixture | Compact Fluorescent |  | Twist | 2 | 15 | Bedroom | 209743 | Bedroom | 0.00094081
Table | Incandescent |  | Standard A Lamp | 1 | 40 | Bedroom | 209743 | Bedroom | 0.00094081
Table | Compact Fluorescent |  | Twist | 1 | 15 | Bedroom | 209743 | Bedroom | 0.00094081
Ceiling Fixture | Compact Fluorescent |  | Twist | 1 | 22 | Garage | 209744 | Garage | 0.00094081
Ceiling Fixture | Linear Fluorescent | 48 | T-8 | 2 | 32 | Garage | 209744 | Garage | 0.00094081
Garage door opener | Incandescent |  | Standard A Lamp | 1 | 100 | Garage | 209744 | Garage | 0.00094081
Ceiling Fixture | Compact Fluorescent |  | Twist | 2 | 15 | Hall | 209745 | Hall | 0.00094081
Wall Mount | Incandescent |  | Mini base | 1 | 25 | Hall | 209745 | Hall | 0.00094081
Ceiling Fixture | Compact Fluorescent |  | Twist | 2 | 15 | Kitchen | 209746 | Kitchen | 0.00094081
Ceiling Fixture | Incandescent |  | Standard A Lamp | 1 | 100 | Kitchen | 209746 | Kitchen | 0.00094081
Other | Incandescent |  | Reflector | 2 | 25 | Kitchen | 209746 | Kitchen | 0.00094081
Wall Mount | Incandescent |  | Mini base | 1 | 25 | Kitchen | 209746 | Kitchen | 0.00094081
Ceiling Fixture | Compact Fluorescent |  | Twist | 2 | 15 | Laundry Room | 209747 | Laundry Room | 0.00094081
Ceiling Fixture | Compact Fluorescent |  | Twist | 2 | 15 | Living Room | 209748 | Living Room | 0.00094081
Table | Incandescent |  | Standard A Lamp | 1 | 100 | Living Room | 209748 | Living Room | 0.00094081
Torchiere | Incandescent |  | Standard A Lamp | 1 | 100 | Living Room | 209748 | Living Room | 0.00094081
Wall Mount | Incandescent |  | Globe | 3 | 40 | Bathroom | 209749 | Bathroom | 0.00094081
Ceiling Fixture | Compact Fluorescent |  | Twist | 2 | 15 | Other | 2097410 | Other | 0.00094081
Ceiling Fixture | Compact Fluorescent |  | Twist | 2 | 22 | Other | 2097411 | Other | 0.00094081
Ceiling Fixture | Linear Fluorescent | 48 | T-8 | 2 | 32 | Office | 2097412 | Office | 0.00094081
Table | Incandescent |  | Standard A Lamp | 1 | 40 | Office | 2097412 | Office | 0.00094081
Ceiling Fixture | Linear Fluorescent | 48 | T-8 | 2 | 32 | Other | 2097413 | Other | 0.00094081
Wall Mount | Incandescent |  | Standard A Lamp | 2 | 65 | Bathroom | 209761 | Bathroom | 0.00029634
Ceiling Fixture | Incandescent |  | Standard A Lamp | 2 | 65 | Bedroom | 209762 | Bedroom | 0.00029634
Ceiling Fixture | Incandescent |  | Standard A Lamp | 1 | 65 | Bedroom | 209763 | Bedroom | 0.00029634
Ceiling Fixture | Incandescent |  | Standard A Lamp | 1 | 65 | Bedroom | 209764 | Bedroom | 0.00029634
Chandelier (Hanging) | Incandescent |  | Standard A Lamp | 5 | 65 | Dining Room | 209765 | Dining Room | 0.00029634
Ceiling Fixture | Linear Fluorescent | 48 | T-12 | 4 | 40 | Hall | 209766 | Hall | 0.00029634
Ceiling Fixture | Incandescent |  | Standard A Lamp | 1 | 60 | Laundry Room | 209767 | Laundry Room | 0.00029634
Table | Compact Fluorescent |  | Twist | 1 | 22 | Living Room | 209768 | Living Room | 0.00029634
Floor lamp | Incandescent |  | Standard A Lamp | 1 | 75 | Living Room | 209768 | Living Room | 0.00029634
Ceiling Fixture | Incandescent |  | Standard A Lamp | 1 | 60 | Closet | 209769 | Closet | 0.00029634
Ceiling Fixture | Linear Fluorescent | 48 | T-12 | 4 | 40 | Garage | 2097610 | Garage | 0.00029634
Wall Mount | Incandescent |  | Standard A Lamp | 2 | 60 | Bathroom | 209951 | Bathroom | 0.00052955
Ceiling Fixture | Incandescent |  | Standard A Lamp | 1 | 60 | Bedroom | 209952 | Bedroom | 0.00052955
Table | Incandescent |  | Standard A Lamp | 1 | 60 | Bedroom | 209952 | Bedroom | 0.00052955
Ceiling Fixture | Incandescent |  | Standard A Lamp | 1 | 60 | Bedroom | 209953 | Bedroom | 0.00052955
Floor lamp | Incandescent |  | Standard A Lamp | 1 | 60 | Bedroom | 209953 | Bedroom | 0.00052955
Ceiling Fixture | Incandescent |  | Standard A Lamp | 1 | 60 | Garage | 209954 | Garage | 0.00052955
Ceiling Fixture | Incandescent |  | Standard A Lamp | 2 | 60 | Kitchen | 209955 | Kitchen | 0.00052955
Ceiling Fixture | Incandescent |  | Standard A Lamp | 1 | 60 | Laundry Room | 209956 | Laundry Room | 0.00052955
Table | Incandescent |  | Standard A Lamp | 1 | 60 | Living Room | 209957 | Living Room | 0.00052955
Ceiling Fixture | Halogen |  | Other | 2 | 60 | Bathroom | 209981 | Bathroom | 0.00094081
Ceiling Fixture | Compact Fluorescent |  | Pin base | 1 | 27 | Bathroom | 209982 | Bathroom | 0.00094081
Wall Mount | Incandescent |  | Standard A Lamp | 4 | 80 | Bathroom | 209982 | Bathroom | 0.00094081
Ceiling Fan | Incandescent |  | Decorative | 3 | 60 | Bedroom | 209983 | Bedroom | 0.00094081
Ceiling Fan | Incandescent |  | Decorative | 3 | 60 | Bedroom | 209984 | Bedroom | 0.00094081
Ceiling Fan | Incandescent |  | Decorative | 3 | 60 | Bedroom | 209985 | Bedroom | 0.00094081
Wall Mount | Linear Fluorescent | 12 | T-8 | 1 | 15 | Closet | 209986 | Closet | 0.00094081
Chandelier (Hanging) | Compact Fluorescent |  | Globe | 3 | 11 | Dining Room | 209987 | Dining Room | 0.00094081
Chandelier (Hanging) | Incandescent |  | Standard A Lamp | 2 | 100 | Hall | 209988 | Hall | 0.00094081
Chandelier (Hanging) | Incandescent |  | Clear | 3 | 60 | Family Room | 209989 | Family Room | 0.00094081
Table | Incandescent |  | Other | 1 | 40 | Family Room | 209989 | Family Room | 0.00094081
Table | Incandescent |  | 3-Way Incandescent | 1 | 100 | Family Room | 209989 | Family Room | 0.00094081
Ceiling Fixture | Incandescent |  | Standard A Lamp | 1 | 60 | Garage | 2099810 | Garage | 0.00094081
Ceiling Fixture | Incandescent |  | Standard A Lamp | 2 | 75 | Hall | 2099811 | Hall | 0.00094081
Ceiling Fixture | Incandescent |  | Standard A Lamp | 2 | 60 | Hall | 2099812 | Hall | 0.00094081
Recessed Can | Incandescent |  | Reflector | 1 | 65 | Kitchen | 2099813 | Kitchen | 0.00094081
Recessed Can | Compact Fluorescent |  | Straight Tube | 1 | 11 | Kitchen | 2099813 | Kitchen | 0.00094081
Architectural | Halogen |  | Other | 1 | 20 | Kitchen | 2099813 | Kitchen | 0.00094081
Ceiling Fixture | Compact Fluorescent |  | Twist | 2 | 19 | Laundry Room | 2099814 | Laundry Room | 0.00094081
Ceiling Fixture | Compact Fluorescent |  | Twist | 1 | 23 | Laundry Room | 2099814 | Laundry Room | 0.00094081
Recessed Can | Incandescent |  | Reflector | 1 | 65 | Living Room | 2099815 | Living Room | 0.00094081
Floor lamp | Incandescent |  | Standard A Lamp | 1 | 60 | Living Room | 2099815 | Living Room | 0.00094081
Table | Incandescent |  | Clear | 1 | 100 | Living Room | 2099815 | Living Room | 0.00094081
Ceiling Fixture | Incandescent |  | Standard A Lamp | 2 | 100 | Bathroom | 2099816 | Bathroom | 0.00094081
Wall Mount | Incandescent |  | Standard A Lamp | 3 | 100 | Bathroom | 2099816 | Bathroom | 0.00094081
Ceiling Fan | Incandescent |  | Decorative | 4 | 60 | Master Bedroom | 2099817 | Master Bedroom | 0.00094081
Architectural | Incandescent |  | Mini base | 3 | 40 | Master Bedroom | 2099817 | Master Bedroom | 0.00094081
Ceiling Fixture | Linear Fluorescent | 48 | T-8 | 4 | 32 | Office | 2099818 | Office | 0.00094081
Ceiling Fixture | Compact Fluorescent |  | Twist | 1 | 28 | Other | 210021 | Other | 0.00028447
Ceiling Fixture | Compact Fluorescent |  | Circline (Screw Base) | 1 | 28 | Other | 210021 | Other | 0.00028447
Ceiling Fixture | Incandescent |  | Standard A Lamp | 1 | 65 | Other | 210021 | Other | 0.00028447
Ceiling Fixture | Incandescent |  | Standard A Lamp | 1 | 100 | Other | 210021 | Other | 0.00028447
Table | Incandescent |  | Standard A Lamp | 1 | 65 | Other | 210021 | Other | 0.00028447
Ceiling Fixture | Incandescent |  | Reflector | 1 | 60 | Bathroom | 210022 | Bathroom | 0.00028447
Table | Incandescent |  | Standard A Lamp | 1 | 65 | Bedroom | 210023 | Bedroom | 0.00028447
Ceiling Fan | Incandescent |  | Standard A Lamp | 1 | 75 | Bedroom | 210023 | Bedroom | 0.00028447
Ceiling Fixture | Compact Fluorescent |  | Twist | 1 | 28 | Bedroom | 210024 | Bedroom | 0.00028447
Ceiling Fixture | Incandescent |  | Standard A Lamp | 4 | 60 | Dining Room | 210025 | Dining Room | 0.00028447
Ceiling Fixture | Incandescent |  | Reflector | 1 | 65 | Other | 210026 | Other | 0.00028447
Floor lamp | Compact Fluorescent |  | Twist | 5 | 22 | Family Room | 210027 | Family Room | 0.00028447
Floor lamp | Incandescent |  | Globe | 3 | 100 | Family Room | 210027 | Family Room | 0.00028447
Ceiling Fixture | Incandescent |  | Standard A Lamp | 1 | 100 | Family Room | 210027 | Family Room | 0.00028447
Ceiling Fixture | Linear Fluorescent | 48 | T-4 | 2 | 40 | Garage | 210028 | Garage | 0.00028447
Ceiling Fixture | Incandescent |  | Standard A Lamp | 1 | 75 | Kitchen | 210029 | Kitchen | 0.00028447
Ceiling Fixture | Incandescent |  | Standard A Lamp | 3 | 60 | Bedroom | 210031 | Bedroom | 0.0005169
Table | Incandescent |  | 3-Way Incandescent | 1 | 70 | Bedroom | 210031 | Bedroom | 0.0005169
Ceiling Fixture | Incandescent |  | Decorative | 3 | 40 | Bedroom | 210032 | Bedroom | 0.0005169
Chandelier (Hanging) | Incandescent |  | Standard A Lamp | 5 | 60 | Dining Room | 210033 | Dining Room | 0.0005169
Ceiling Fixture | Incandescent |  | Standard A Lamp | 1 | 60 | Closet | 210034 | Closet | 0.0005169
Wall Mount | Incandescent |  | Standard A Lamp | 1 | 60 | Closet | 210035 | Closet | 0.0005169
Ceiling Fixture | Incandescent |  | Standard A Lamp | 1 | 60 | Bedroom | 210036 | Bedroom | 0.0005169
Chandelier (Hanging) | Incandescent |  | Standard A Lamp | 6 | 60 | Dining Room | 210037 | Dining Room | 0.0005169
Wall Mount | Incandescent |  | Standard A Lamp | 3 | 60 | Bathroom | 210038 | Bathroom | 0.0005169
Table | Incandescent |  | Standard A Lamp | 1 | 60 | Office | 210039 | Office | 0.0005169
Ceiling Fixture | Compact Fluorescent |  | Twist | 2 | 15 | Office | 210039 | Office | 0.0005169
Ceiling Fixture | Incandescent |  | Decorative | 3 | 40 | Family Room | 2100310 | Family Room | 0.0005169
Chandelier (Hanging) | Incandescent |  | Standard A Lamp | 3 | 60 | Hall | 2100311 | Hall | 0.0005169
Ceiling Fixture | Incandescent |  | Standard A Lamp | 1 | 60 | Garage | 2100312 | Garage | 0.0005169
Garage door opener | Incandescent |  | Standard A Lamp | 1 | 60 | Garage | 2100312 | Garage | 0.0005169
Recessed Can | Compact Fluorescent |  | Reflector | 1 | 23 | Hall | 2100313 | Hall | 0.0005169
Recessed Can | Incandescent |  | Reflector | 1 | 65 | Hall | 2100313 | Hall | 0.0005169
Recessed Can | Incandescent |  | Reflector | 1 | 65 | Kitchen | 2100314 | Kitchen | 0.0005169
Recessed Can | Compact Fluorescent |  | Reflector | 1 | 15 | Kitchen | 2100314 | Kitchen | 0.0005169
Ceiling Fixture | Incandescent |  | Standard A Lamp | 2 | 60 | Laundry Room | 2100315 | Laundry Room | 0.0005169
Ceiling Fan | Incandescent |  | Standard A Lamp | 3 | 60 | Living Room | 2100316 | Living Room | 0.0005169
Table | Incandescent |  | Clear | 1 | 60 | Living Room | 2100316 | Living Room | 0.0005169
Table | Compact Fluorescent |  | Twist | 2 | 13 | Living Room | 2100316 | Living Room | 0.0005169
Wall Mount | Incandescent |  | Mini base | 3 | 40 | Bathroom | 2100317 | Bathroom | 0.0005169
Recessed Can | Halogen |  | PAR | 1 | 90 | Bathroom | 2100317 | Bathroom | 0.0005169
Ceiling Fixture | Compact Fluorescent |  | Twist | 2 | 15 | Master Bedroom | 2100318 | Master Bedroom | 0.0005169
Table | Compact Fluorescent |  | Twist | 1 | 15 | Master Bedroom | 2100318 | Master Bedroom | 0.0005169
Ceiling Fixture | Incandescent |  | Standard A Lamp | 1 | 60 | Closet | 2100319 | Closet | 0.0005169
Ceiling Fixture | Incandescent |  | Standard A Lamp | 1 | 60 | Closet | 2100320 | Closet | 0.0005169
Wall Mount | Incandescent |  | Standard A Lamp | 2 | 60 | Bathroom | 2100321 | Bathroom | 0.0005169
Wall Mount | Compact Fluorescent |  | Twist | 2 | 15 | Bathroom | 2100321 | Bathroom | 0.0005169
Recessed Can | Compact Fluorescent |  | Reflector | 1 | 23 | Hall | 2100322 | Hall | 0.0005169
Ceiling Fixture | Halogen |  | MR | 3 | 50 | Hall | 2100323 | Hall | 0.0005169
Ceiling Fixture | Incandescent |  | Standard A Lamp | 2 | 60 | Bathroom | 2100324 | Bathroom | 0.0005169
Ceiling Fan | Compact Fluorescent |  | Twist | 2 | 15 | Living Room | 210061 | Living Room | 0.00029634
Recessed Can | Incandescent |  | Reflector | 1 | 60 | Living Room | 210061 | Living Room | 0.00029634
Table | Compact Fluorescent |  | Twist | 1 | 15 | Living Room | 210061 | Living Room | 0.00029634
Wall Mount | Compact Fluorescent |  | Twist | 1 | 15 | Bathroom | 210062 | Bathroom | 0.00029634
Ceiling Fan | Compact Fluorescent |  | Twist | 2 | 15 | Bedroom | 210063 | Bedroom | 0.00029634
Table | Compact Fluorescent |  | Twist | 1 | 15 | Bedroom | 210063 | Bedroom | 0.00029634
Table | Incandescent |  | Standard A Lamp | 1 | 100 | Bedroom | 210063 | Bedroom | 0.00029634
Ceiling Fixture | Linear Fluorescent | 48 | T-8 | 2 | 32 | Closet | 210064 | Closet | 0.00029634
Wall Mount | Linear Fluorescent | 21 | T-5 | 1 | 8 | Closet | 210065 | Closet | 0.00029634
Chandelier (Hanging) | Incandescent |  | Standard A Lamp | 2 | 60 | Family Room | 210066 | Family Room | 0.00029634
Ceiling Fan | Compact Fluorescent |  | Twist | 3 | 15 | Family Room | 210066 | Family Room | 0.00029634
Table | Compact Fluorescent |  | Twist | 1 | 15 | Family Room | 210066 | Family Room | 0.00029634
Table | Compact Fluorescent |  | Straight Tube | 1 | 28 | Family Room | 210066 | Family Room | 0.00029634
Torchiere | Incandescent |  | 3-Way Incandescent | 1 | 100 | Family Room | 210066 | Family Room | 0.00029634
Ceiling Fixture | Linear Fluorescent | 48 | T-8 | 2 | 32 | Laundry Room | 210067 | Laundry Room | 0.00029634
Ceiling Fixture | Linear Fluorescent | 48 | T-12 | 2 | 40 | Garage | 210068 | Garage | 0.00029634
Recessed Can | Incandescent |  | Reflector | 1 | 60 | Kitchen | 210069 | Kitchen | 0.00029634
Ceiling Fixture | Halogen |  | MR | 3 | 50 | Kitchen | 210069 | Kitchen | 0.00029634
Chandelier (Hanging) | Incandescent |  | Standard A Lamp | 5 | 60 | Dining Room | 2100610 | Dining Room | 0.00029634
Ceiling Fixture | Incandescent |  | Standard A Lamp | 1 | 40 | Hall | 2100611 | Hall | 0.00029634
Wall Mount | Compact Fluorescent |  | Twist | 4 | 15 | Bathroom | 2100612 | Bathroom | 0.00029634
Ceiling Fixture | Incandescent |  | Standard A Lamp | 1 | 40 | Closet | 2100613 | Closet | 0.00029634
Ceiling Fan | Incandescent |  | Standard A Lamp | 1 | 60 | Bedroom | 2100614 | Bedroom | 0.00029634
Table | Incandescent |  | Standard A Lamp | 1 | 60 | Bedroom | 2100614 | Bedroom | 0.00029634
Ceiling Fan | Compact Fluorescent |  | Twist | 1 | 15 | Bedroom | 2100615 | Bedroom | 0.00029634
Floor lamp | Incandescent |  | Standard A Lamp | 1 | 100 | Bedroom | 2100615 | Bedroom | 0.00029634
Chandelier (Hanging) | Incandescent |  | Standard A Lamp | 1 | 60 | Hall | 2100616 | Hall | 0.00029634
Chandelier (Hanging) | Incandescent |  | Standard A Lamp | 5 | 60 | Hall | 2100616 | Hall | 0.00029634
Wall Mount | Incandescent |  | Globe | 4 | 40 | Bathroom | 210121 | Bathroom | 0.00094081
Wall Mount | Other |  | LED Interior | 3 | 12 | Bathroom | 210122 | Bathroom | 0.00094081
Recessed Can | Other |  | LED Interior | 1 | 12 | Bathroom | 210122 | Bathroom | 0.00094081
Recessed Can | Incandescent |  | Reflector | 1 | 65 | Bathroom | 210122 | Bathroom | 0.00094081
Ceiling Fan | Compact Fluorescent |  | Twist | 4 | 15 | Bedroom | 210123 | Bedroom | 0.00094081
Table | Compact Fluorescent |  | Twist | 1 | 15 | Bedroom | 210123 | Bedroom | 0.00094081
Table | Incandescent |  | Standard A Lamp | 1 | 60 | Bedroom | 210123 | Bedroom | 0.00094081
Ceiling Fixture | Incandescent |  | Standard A Lamp | 1 | 100 | Garage | 210124 | Garage | 0.00094081
Ceiling Fixture | Linear Fluorescent | 48 | T-12 | 2 | 40 | Garage | 210124 | Garage | 0.00094081
Garage door opener | Incandescent |  | Standard A Lamp | 1 | 100 | Garage | 210124 | Garage | 0.00094081
Ceiling Fixture | Incandescent |  | Mini base | 3 | 40 | Hall | 210125 | Hall | 0.00094081
Ceiling Fixture | Incandescent |  | Mini base | 3 | 40 | Kitchen | 210126 | Kitchen | 0.00094081
Ceiling Fixture | Compact Fluorescent |  | Twist | 2 | 15 | Kitchen | 210126 | Kitchen | 0.00094081
Table | Incandescent |  | Standard A Lamp | 1 | 75 | Living Room | 210127 | Living Room | 0.00094081
Ceiling Fan | Other |  | LED Interior | 4 | 12 | Living Room | 210127 | Living Room | 0.00094081
Recessed Can | Compact Fluorescent |  | Reflector | 1 | 15 | Bedroom | 210128 | Bedroom | 0.00094081
Wall Mount | Incandescent |  | Heat Lamp | 1 | 40 | Bedroom | 210128 | Bedroom | 0.00094081
Ceiling Fixture | Compact Fluorescent |  | Circline (Screw Base) | 1 | 22 | Bedroom | 210128 | Bedroom | 0.00094081
Recessed Can | Compact Fluorescent |  | Reflector | 1 | 15 | Laundry Room | 210129 | Laundry Room | 0.00094081
Wall Mount | Compact Fluorescent |  | Twist | 1 | 15 | Laundry Room | 210129 | Laundry Room | 0.00094081
Ceiling Fixture | Incandescent |  | Mini base | 3 | 40 | Bedroom | 2101210 | Bedroom | 0.00094081
Recessed Can | Compact Fluorescent |  | Reflector | 1 | 15 | Hall | 2101211 | Hall | 0.00094081
Ceiling Fixture | Compact Fluorescent |  | Twist | 1 | 22 | Bedroom | 210161 | Bedroom | 0.00094081
Ceiling Fixture | Compact Fluorescent |  | Twist | 1 | 22 | Living Room | 210162 | Living Room | 0.00094081
Table | Compact Fluorescent |  | Twist | 1 | 22 | Living Room | 210162 | Living Room | 0.00094081
Floor lamp | Incandescent |  | Standard A Lamp | 1 | 150 | Living Room | 210162 | Living Room | 0.00094081
Wall Mount | Incandescent |  | Globe | 8 | 60 | Bathroom | 210163 | Bathroom | 0.00094081
Wall Mount | Incandescent |  | Globe | 4 | 60 | Bathroom | 210164 | Bathroom | 0.00094081
Ceiling Fixture | Compact Fluorescent |  | Twist | 1 | 15 | Bedroom | 210165 | Bedroom | 0.00094081
Table | Incandescent |  | Standard A Lamp | 1 | 40 | Bedroom | 210165 | Bedroom | 0.00094081
Ceiling Fixture | Compact Fluorescent |  | Twist | 1 | 15 | Bedroom | 210166 | Bedroom | 0.00094081
Table | Incandescent |  | Standard A Lamp | 1 | 40 | Bedroom | 210166 | Bedroom | 0.00094081
Other | Other |  | LED Interior | 1 | 12 | Bedroom | 210166 | Bedroom | 0.00094081
Ceiling Fixture | Linear Fluorescent | 48 | T-12 | 2 | 32 | Garage | 210167 | Garage | 0.00094081
Ceiling Fixture | Linear Fluorescent | 96 | T-5 | 4 | 20 | Garage | 210167 | Garage | 0.00094081
Ceiling Fixture | Incandescent |  | Standard A Lamp | 1 | 100 | Garage | 210167 | Garage | 0.00094081
Garage door opener | Incandescent |  | Standard A Lamp | 1 | 60 | Garage | 210167 | Garage | 0.00094081
Ceiling Fixture | Compact Fluorescent |  | Twist | 1 | 15 | Hall | 210168 | Hall | 0.00094081
Ceiling Fixture | Compact Fluorescent |  | Twist | 6 | 15 | Kitchen | 210169 | Kitchen | 0.00094081
Recessed Can | Incandescent |  | Reflector | 1 | 75 | Kitchen | 210169 | Kitchen | 0.00094081
Recessed Can | Compact Fluorescent |  | Reflector | 1 | 15 | Kitchen | 210169 | Kitchen | 0.00094081
Ceiling Fixture | Compact Fluorescent |  | Twist | 2 | 22 | Laundry Room | 2101610 | Laundry Room | 0.00094081
Table | Incandescent |  | Standard A Lamp | 1 | 100 | Living Room | 2101611 | Living Room | 0.00094081
Ceiling Fan | Incandescent |  | Standard A Lamp | 1 | 60 | Living Room | 2101611 | Living Room | 0.00094081
Recessed Can | Incandescent |  | Reflector | 1 | 65 | Bedroom | 2101612 | Bedroom | 0.00094081
Table | Halogen |  | Quartz Tube | 1 | 100 | Bedroom | 2101612 | Bedroom | 0.00094081
Ceiling Fixture | Compact Fluorescent |  | Twist | 2 | 22 | Other | 2101613 | Other | 0.00094081
Other | Incandescent |  | Decorative | 1 | 25 | Other | 2101613 | Other | 0.00094081
Ceiling Fixture | Compact Fluorescent |  | Twist | 1 | 22 | Other | 2101614 | Other | 0.00094081
Ceiling Fixture | Compact Fluorescent |  | Twist | 1 | 15 | Other | 2101614 | Other | 0.00094081
Ceiling Fixture | Incandescent |  | Standard A Lamp | 2 | 40 | Bedroom | 210181 | Bedroom | 0.00052955
Ceiling Fixture | Incandescent |  | Standard A Lamp | 2 | 40 | Bedroom | 210182 | Bedroom | 0.00052955
Table | Incandescent |  | Standard A Lamp | 1 | 75 | Bedroom | 210182 | Bedroom | 0.00052955
Ceiling Fixture | Incandescent |  | Standard A Lamp | 2 | 60 | Bedroom | 210183 | Bedroom | 0.00052955
Table | Incandescent |  | Standard A Lamp | 1 | 60 | Bedroom | 210183 | Bedroom | 0.00052955
Wall Mount | Incandescent |  | Clear | 4 | 20 | Bathroom | 210184 | Bathroom | 0.00052955
Ceiling Fan | Incandescent |  | Standard A Lamp | 1 | 40 | Bathroom | 210184 | Bathroom | 0.00052955
Ceiling Fixture | Incandescent |  | Standard A Lamp | 3 | 60 | Family Room | 210185 | Family Room | 0.00052955
Ceiling Fixture | Incandescent |  | Standard A Lamp | 1 | 40 | Family Room | 210185 | Family Room | 0.00052955
Ceiling Fixture | Incandescent |  | Standard A Lamp | 1 | 40 | Hall | 210186 | Hall | 0.00052955
Ceiling Fixture | Linear Fluorescent | 48 | T-12 | 2 | 34 | Other | 210187 | Other | 0.00052955
Ceiling Fixture | Incandescent |  | Standard A Lamp | 1 | 40 | Other | 210187 | Other | 0.00052955
Chandelier (Hanging) | Incandescent |  | Clear | 4 | 40 | Kitchen | 210188 | Kitchen | 0.00052955
Ceiling Fixture | Incandescent |  | Standard A Lamp | 1 | 40 | Kitchen | 210188 | Kitchen | 0.00052955
Wall Mount | Incandescent |  | Standard A Lamp | 1 | 40 | Kitchen | 210188 | Kitchen | 0.00052955
Table | Incandescent |  | Standard A Lamp | 1 | 75 | Living Room | 210189 | Living Room | 0.00052955
Table | Compact Fluorescent |  | Twist | 1 | 22 | Living Room | 210189 | Living Room | 0.00052955
Ceiling Fixture | Incandescent |  | Standard A Lamp | 2 | 60 | Office | 2101810 | Office | 0.00052955
Ceiling Fixture | Incandescent |  | Standard A Lamp | 1 | 40 | Hall | 2101811 | Hall | 0.00052955
Ceiling Fan | Incandescent |  | Standard A Lamp | 1 | 40 | Bathroom | 2101812 | Bathroom | 0.00052955
Wall Mount | Incandescent |  | Decorative | 4 | 25 | Bathroom | 2101812 | Bathroom | 0.00052955
Ceiling Fixture | Incandescent |  | Standard A Lamp | 1 | 60 | Hall | 2101813 | Hall | 0.00052955
Ceiling Fixture | Incandescent |  | Standard A Lamp | 3 | 60 | Bedroom | 210211 | Bedroom | 0.0020539
Ceiling Fixture | Compact Fluorescent |  | Twist | 1 | 22 | Bathroom | 210212 | Bathroom | 0.0020539
Recessed - other | Linear Fluorescent | 36 | T-8 | 2 | 20 | Bathroom | 210213 | Bathroom | 0.0020539
Wall Mount | Incandescent |  | Globe | 3 | 40 | Bathroom | 210213 | Bathroom | 0.0020539
Ceiling Fan | Incandescent |  | Globe | 3 | 40 | Bedroom | 210214 | Bedroom | 0.0020539
Table | Incandescent |  | Standard A Lamp | 2 | 25 | Bedroom | 210214 | Bedroom | 0.0020539
Ceiling Fan | Incandescent |  | Decorative | 3 | 40 | Bedroom | 210215 | Bedroom | 0.0020539
Table | Compact Fluorescent |  | Twist | 1 | 22 | Bedroom | 210215 | Bedroom | 0.0020539
Table | Incandescent |  | Standard A Lamp | 1 | 60 | Bedroom | 210215 | Bedroom | 0.0020539
Floor lamp | Compact Fluorescent |  | Twist | 1 | 22 | Family Room | 210216 | Family Room | 0.0020539
Table | Incandescent |  | Standard A Lamp | 1 | 40 | Family Room | 210216 | Family Room | 0.0020539
Table | Incandescent |  | Standard A Lamp | 1 | 60 | Family Room | 210216 | Family Room | 0.0020539
Ceiling Fixture | Incandescent |  | Standard A Lamp | 1 | 60 | Garage | 210217 | Garage | 0.0020539
Garage door opener | Incandescent |  | Standard A Lamp | 1 | 25 | Garage | 210217 | Garage | 0.0020539
Ceiling Fixture | Incandescent |  | Other | 1 | 150 | Garage | 210217 | Garage | 0.0020539
Ceiling Fixture | Incandescent |  | Standard A Lamp | 1 | 60 | Hall | 210218 | Hall | 0.0020539
Ceiling Fixture | Halogen |  | PAR | 5 | 50 | Kitchen | 210219 | Kitchen | 0.0020539
Ceiling Fixture | Incandescent |  | Standard A Lamp | 1 | 60 | Laundry Room | 2102110 | Laundry Room | 0.0020539
Ceiling Fan | Incandescent |  | Standard A Lamp | 2 | 75 | Living Room | 2102111 | Living Room | 0.0020539
Chandelier (Hanging) | Compact Fluorescent |  | Globe | 1 | 15 | Living Room | 2102111 | Living Room | 0.0020539
Floor lamp | Compact Fluorescent |  | 3-Way CFL | 1 | 22 | Living Room | 2102111 | Living Room | 0.0020539
Table | Compact Fluorescent |  | 3-Way CFL | 1 | 22 | Living Room | 2102111 | Living Room | 0.0020539
Chandelier (Hanging) | Incandescent |  | Other | 1 | 100 | Other | 2102112 | Other | 0.0020539
Ceiling Fixture | Incandescent |  | Standard A Lamp | 1 | 75 | Other | 2102113 | Other | 0.0020539
Ceiling Fixture | Incandescent |  | Other | 1 | 100 | Other | 2102114 | Other | 0.0020539
Ceiling Fixture | Incandescent |  | Standard A Lamp | 1 | 60 | Hall | 2102115 | Hall | 0.0020539
Wall Mount | Compact Fluorescent |  | Twist | 2 | 15 | Bathroom | 210261 | Bathroom | 0.0020539
Ceiling Fixture | Incandescent |  | Heat Lamp | 2 | 150 | Bathroom | 210261 | Bathroom | 0.0020539
Ceiling Fixture | Incandescent |  | Standard A Lamp | 2 | 60 | Bedroom | 210262 | Bedroom | 0.0020539
Ceiling Fixture | Compact Fluorescent |  | A shape bulb | 2 | 9 | Bedroom | 210263 | Bedroom | 0.0020539
Table | Compact Fluorescent |  | Twist | 1 | 15 | Bedroom | 210263 | Bedroom | 0.0020539
Ceiling Fixture | Compact Fluorescent |  | Twist | 1 | 15 | Hall | 210264 | Hall | 0.0020539
Chandelier (Hanging) | Compact Fluorescent |  | A shape bulb | 5 | 9 | Kitchen | 210265 | Kitchen | 0.0020539
Ceiling Fixture | Compact Fluorescent |  | Twist | 1 | 9 | Kitchen | 210265 | Kitchen | 0.0020539
Recessed - other | Incandescent |  | Standard A Lamp | 1 | 60 | Kitchen | 210265 | Kitchen | 0.0020539
Table | Compact Fluorescent |  | Twist | 1 | 15 | Living Room | 210266 | Living Room | 0.0020539
Table | Compact Fluorescent |  | Twist | 2 | 15 | Living Room | 210266 | Living Room | 0.0020539
Ceiling Fixture | Compact Fluorescent |  | Twist | 3 | 15 | Kitchen | 210381 | Kitchen | 0.00047324
Ceiling Fixture | Incandescent |  | Standard A Lamp | 1 | 60 | Bedroom | 210382 | Bedroom | 0.00047324
Floor lamp | Incandescent |  | Standard A Lamp | 1 | 75 | Living Room | 210383 | Living Room | 0.00047324
Ceiling Fixture | Compact Fluorescent |  | Twist | 2 | 15 | Bedroom | 210384 | Bedroom | 0.00047324
Table | Compact Fluorescent |  | Twist | 1 | 15 | Bedroom | 210385 | Bedroom | 0.00047324
Table | Incandescent |  | Standard A Lamp | 1 | 60 | Bedroom | 210385 | Bedroom | 0.00047324
Ceiling Fixture | Incandescent |  | Standard A Lamp | 1 | 60 | Bedroom | 210385 | Bedroom | 0.00047324
Table | Compact Fluorescent |  | Straight Tube | 1 | 28 | Bedroom | 210386 | Bedroom | 0.00047324
Table | Incandescent |  | Standard A Lamp | 1 | 60 | Bedroom | 210386 | Bedroom | 0.00047324
Ceiling Fixture | Compact Fluorescent |  | Twist | 1 | 15 | Bedroom | 210386 | Bedroom | 0.00047324
Ceiling Fixture | Compact Fluorescent |  | Twist | 1 | 15 | Laundry Room | 210387 | Laundry Room | 0.00047324
Ceiling Fixture | Compact Fluorescent |  | Twist | 1 | 15 | Family Room | 210388 | Family Room | 0.00047324
Ceiling Fixture | Incandescent |  | Standard A Lamp | 1 | 100 | Other | 210389 | Other | 0.00047324
Ceiling Fixture | Compact Fluorescent |  | Twist | 1 | 22 | Other | 210389 | Other | 0.00047324
Ceiling Fixture | Linear Fluorescent | 24 | T-8 | 1 | 20 | Other | 210389 | Other | 0.00047324
Wall Mount | Compact Fluorescent |  | Twist | 1 | 15 | Hall | 2103810 | Hall | 0.00047324
Wall Mount | Incandescent |  | Standard A Lamp | 1 | 60 | Hall | 2103810 | Hall | 0.00047324
Ceiling Fixture | Incandescent |  | Standard A Lamp | 1 | 60 | Bathroom | 210451 | Bathroom | 0.00052955
Ceiling Fixture | Incandescent |  | Standard A Lamp | 2 | 60 | Bedroom | 210452 | Bedroom | 0.00052955
Ceiling Fixture | Incandescent |  | Standard A Lamp | 1 | 60 | Closet | 210453 | Closet | 0.00052955
Ceiling Fixture | Incandescent |  | Standard A Lamp | 2 | 60 | Kitchen | 210454 | Kitchen | 0.00052955
Recessed Can | Incandescent |  | Reflector | 1 | 65 | Kitchen | 210455 | Kitchen | 0.00052955
Ceiling Fixture | Incandescent |  | Standard A Lamp | 2 | 60 | Laundry Room | 210456 | Laundry Room | 0.00052955
Table | Compact Fluorescent |  | Straight Tube | 1 | 15 | Living Room | 210457 | Living Room | 0.00052955
Table | Incandescent |  | Standard A Lamp | 1 | 100 | Living Room | 210457 | Living Room | 0.00052955
Ceiling Fixture | Incandescent |  | Standard A Lamp | 2 | 60 | Office | 210458 | Office | 0.00052955
Ceiling Fixture | Incandescent |  | Standard A Lamp | 2 | 40 | Bathroom | 210491 | Bathroom | 0.00052955
Wall Mount | Incandescent |  | Clear | 4 | 40 | Bathroom | 210491 | Bathroom | 0.00052955
Ceiling Fixture | Incandescent |  | Standard A Lamp | 2 | 40 | Bedroom | 210492 | Bedroom | 0.00052955
Floor lamp | Incandescent |  | Standard A Lamp | 1 | 75 | Bedroom | 210492 | Bedroom | 0.00052955
Ceiling Fixture | Incandescent |  | Standard A Lamp | 2 | 60 | Family Room | 210493 | Family Room | 0.00052955
Wall Mount | Incandescent |  | Standard A Lamp | 1 | 75 | Family Room | 210493 | Family Room | 0.00052955
Ceiling Fixture | Incandescent |  | Globe | 1 | 90 | Family Room | 210493 | Family Room | 0.00052955
Ceiling Fixture | Incandescent |  | Standard A Lamp | 2 | 65 | Other | 210494 | Other | 0.00052955
Recessed Can | Incandescent |  | Reflector | 1 | 75 | Family Room | 210495 | Family Room | 0.00052955
Ceiling Fixture | Incandescent |  | Standard A Lamp | 2 | 60 | Family Room | 210495 | Family Room | 0.00052955
Ceiling Fixture | Incandescent |  | Standard A Lamp | 2 | 60 | Hall | 210496 | Hall | 0.00052955
Ceiling Fixture | Linear Fluorescent | 48 | T-12 | 2 | 40 | Kitchen | 210497 | Kitchen | 0.00052955
Ceiling Fixture | Incandescent |  | Standard A Lamp | 2 | 60 | Laundry Room | 210498 | Laundry Room | 0.00052955
Ceiling Fixture | Compact Fluorescent |  | Twist | 2 | 22 | Living Room | 210499 | Living Room | 0.00052955
Torchiere | Incandescent |  | Globe | 1 | 60 | Living Room | 210499 | Living Room | 0.00052955
Floor lamp | Incandescent |  | Standard A Lamp | 1 | 40 | Living Room | 210499 | Living Room | 0.00052955
Ceiling Fan | Compact Fluorescent |  | Twist | 2 | 22 | Living Room | 210499 | Living Room | 0.00052955
Recessed Can | Incandescent |  | Reflector | 1 | 75 | Bathroom | 2104910 | Bathroom | 0.00052955
Ceiling Fixture | Incandescent |  | Standard A Lamp | 1 | 60 | Bathroom | 2104910 | Bathroom | 0.00052955
Ceiling Fixture | Incandescent |  | Standard A Lamp | 3 | 40 | Master Bedroom | 2104911 | Master Bedroom | 0.00052955
Ceiling Fixture | Linear Fluorescent | 48 | T-12 | 2 | 40 | Other | 2104912 | Other | 0.00052955
Table | Incandescent |  | Standard A Lamp | 1 | 40 | Office | 2104913 | Office | 0.00052955
Floor lamp | Incandescent |  | Standard A Lamp | 1 | 60 | Office | 2104913 | Office | 0.00052955
Torchiere | Incandescent |  | Standard A Lamp | 1 | 75 | Office | 2104913 | Office | 0.00052955
Ceiling Fixture | Incandescent |  | Standard A Lamp | 1 | 60 | Hall | 2104914 | Hall | 0.00052955
Recessed Can | Incandescent |  | Reflector | 1 | 75 | Other | 2104915 | Other | 0.00052955
Ceiling Fixture | Incandescent |  | Standard A Lamp | 2 | 60 | Closet | 2104916 | Closet | 0.00052955
Wall Mount | Incandescent |  | Globe | 4 | 40 | Bathroom | 210701 | Bathroom | 0.00047324
Wall Mount | Incandescent |  | Globe | 4 | 60 | Bathroom | 210702 | Bathroom | 0.00047324
Wall Mount | Incandescent |  | Globe | 6 | 60 | Bathroom | 210703 | Bathroom | 0.00047324
Ceiling Fixture | Incandescent |  | Standard A Lamp | 2 | 40 | Bedroom | 210704 | Bedroom | 0.00047324
Table | Compact Fluorescent |  | Twist | 1 | 15 | Bedroom | 210704 | Bedroom | 0.00047324
Ceiling Fixture | Incandescent |  | Standard A Lamp | 2 | 40 | Bedroom | 210705 | Bedroom | 0.00047324
Table | Incandescent |  | Standard A Lamp | 1 | 60 | Bedroom | 210705 | Bedroom | 0.00047324
Table | Compact Fluorescent |  | Twist | 1 | 15 | Bedroom | 210706 | Bedroom | 0.00047324
Ceiling Fixture | Incandescent |  | Standard A Lamp | 1 | 60 | Bedroom | 210706 | Bedroom | 0.00047324
Ceiling Fixture | Compact Fluorescent |  | Twist | 2 | 15 | Bedroom | 210707 | Bedroom | 0.00047324
Table | Incandescent |  | Standard A Lamp | 1 | 60 | Bedroom | 210707 | Bedroom | 0.00047324
Ceiling Fixture | Incandescent |  | Standard A Lamp | 1 | 60 | Closet | 210708 | Closet | 0.00047324
Ceiling Fixture | Compact Fluorescent |  | Twist | 2 | 15 | Dining Room | 210709 | Dining Room | 0.00047324
Table | Incandescent |  | Decorative | 2 | 60 | Dining Room | 210709 | Dining Room | 0.00047324
Garage door opener | Incandescent |  | Standard A Lamp | 2 | 60 | Garage | 2107010 | Garage | 0.00047324
Ceiling Fixture | Compact Fluorescent |  | Twist | 1 | 15 | Garage | 2107010 | Garage | 0.00047324
Recessed Can | Incandescent |  | Reflector | 1 | 60 | Hall | 2107011 | Hall | 0.00047324
Recessed Can | Compact Fluorescent |  | Reflector | 1 | 15 | Kitchen | 2107012 | Kitchen | 0.00047324
Recessed - other | Incandescent |  | Standard A Lamp | 1 | 40 | Kitchen | 2107012 | Kitchen | 0.00047324
Ceiling Fixture | Incandescent |  | Standard A Lamp | 1 | 60 | Laundry Room | 2107013 | Laundry Room | 0.00047324
Recessed Can | Compact Fluorescent |  | Twist | 1 | 22 | Living Room | 2107014 | Living Room | 0.00047324
Ceiling Fixture | Incandescent |  | Clear | 1 | 60 | Bathroom | 210851 | Bathroom | 0.00094081
Ceiling Fixture | Compact Fluorescent |  | Twist | 2 | 15 | Master Bedroom | 210852 | Master Bedroom | 0.00094081
Wall Mount | Compact Fluorescent |  | Twist | 1 | 15 | Master Bedroom | 210852 | Master Bedroom | 0.00094081
Table | Incandescent |  | Mini base | 3 | 40 | Master Bedroom | 210852 | Master Bedroom | 0.00094081
Wall Mount | Compact Fluorescent |  | Twist | 3 | 15 | Bathroom | 210853 | Bathroom | 0.00094081
Wall Mount | Incandescent |  | Standard A Lamp | 2 | 60 | Bathroom | 210853 | Bathroom | 0.00094081
Ceiling Fixture | Compact Fluorescent |  | Twist | 1 | 15 | Bathroom | 210853 | Bathroom | 0.00094081
Ceiling Fixture | Compact Fluorescent |  | Twist | 2 | 15 | Bedroom | 210854 | Bedroom | 0.00094081
Wall Mount | Incandescent |  | Clear | 1 | 60 | Bedroom | 210854 | Bedroom | 0.00094081
Track | Incandescent |  | Standard A Lamp | 3 | 60 | Bedroom | 210854 | Bedroom | 0.00094081
Floor lamp | Incandescent |  | Standard A Lamp | 1 | 100 | Bedroom | 210854 | Bedroom | 0.00094081
Ceiling Fixture | Compact Fluorescent |  | Twist | 1 | 15 | Hall | 210855 | Hall | 0.00094081
Ceiling Fixture | Incandescent |  | Standard A Lamp | 1 | 60 | Hall | 210855 | Hall | 0.00094081
Ceiling Fixture | Linear Fluorescent | 48 | T-12 | 4 | 40 | Office | 210856 | Office | 0.00094081
Wall Mount | Incandescent |  | Standard A Lamp | 4 | 40 | Living Room | 210857 | Living Room | 0.00094081
Ceiling Fixture | Linear Fluorescent | 40 | T-12 | 4 | 40 | Living Room | 210857 | Living Room | 0.00094081
Ceiling Fan | Compact Fluorescent |  | Twist | 3 | 15 | Living Room | 210857 | Living Room | 0.00094081
Table | Incandescent |  | Standard A Lamp | 1 | 100 | Living Room | 210857 | Living Room | 0.00094081
Floor lamp | Incandescent |  | Standard A Lamp | 1 | 75 | Living Room | 210857 | Living Room | 0.00094081
Floor lamp | Incandescent |  | 3-Way Incandescent | 1 | 200 | Living Room | 210857 | Living Room | 0.00094081
Floor lamp | Incandescent |  | Standard A Lamp | 1 | 60 | Living Room | 210857 | Living Room | 0.00094081
Wall Mount | Incandescent |  | Standard A Lamp | 1 | 100 | Living Room | 210857 | Living Room | 0.00094081
Table | Incandescent |  | Standard A Lamp | 1 | 40 | Living Room | 210857 | Living Room | 0.00094081
Ceiling Fixture | Linear Fluorescent | 48 | T-12 | 2 | 40 | Laundry Room | 210858 | Laundry Room | 0.00094081
Recessed Can | Compact Fluorescent |  | Globe | 1 | 15 | Kitchen | 210891 | Kitchen | 0.00094081
Ceiling Fixture | Incandescent |  | Standard A Lamp | 1 | 40 | Living Room | 210892 | Living Room | 0.00094081
Table | Compact Fluorescent |  | A shape bulb | 1 | 15 | Living Room | 210892 | Living Room | 0.00094081
Table | Incandescent |  | Standard A Lamp | 1 | 60 | Living Room | 210892 | Living Room | 0.00094081
Ceiling Fixture | Incandescent |  | Standard A Lamp | 2 | 40 | Hall | 210893 | Hall | 0.00094081
Ceiling Fixture | Incandescent |  | Standard A Lamp | 1 | 40 | Office | 210894 | Office | 0.00094081
Table | Incandescent |  | 3-Way Incandescent | 1 | 100 | Office | 210894 | Office | 0.00094081
Ceiling Fixture | Incandescent |  | Standard A Lamp | 2 | 40 | Bedroom | 210895 | Bedroom | 0.00094081
Table | Incandescent |  | 3-Way Incandescent | 1 | 100 | Bedroom | 210895 | Bedroom | 0.00094081
Table | Incandescent |  | Standard A Lamp | 1 | 25 | Bedroom | 210895 | Bedroom | 0.00094081
Wall Mount | Incandescent |  | Globe | 1 | 40 | Bathroom | 210896 | Bathroom | 0.00094081
Ceiling Fan | Incandescent |  | Standard A Lamp | 3 | 40 | Master Bedroom | 210897 | Master Bedroom | 0.00094081
Table | Compact Fluorescent |  | Twist | 1 | 15 | Master Bedroom | 210897 | Master Bedroom | 0.00094081
Wall Mount | Incandescent |  | Globe | 4 | 40 | Bathroom | 210898 | Bathroom | 0.00094081
Ceiling Fan | Incandescent |  | Standard A Lamp | 3 | 60 | Bedroom | 210911 | Bedroom | 0.002127
Table | Incandescent |  | Mini base | 1 | 25 | Bedroom | 210911 | Bedroom | 0.002127
Table | Incandescent |  | Standard A Lamp | 1 | 40 | Bedroom | 210911 | Bedroom | 0.002127
Wall Mount | Halogen |  | PAR | 3 | 75 | Bathroom | 210912 | Bathroom | 0.002127
Ceiling Fixture | Incandescent |  | Standard A Lamp | 2 | 60 | Bathroom | 210912 | Bathroom | 0.002127
Ceiling Fixture | Linear Fluorescent | 96 | T-12 | 2 | 100 | Garage | 210913 | Garage | 0.002127
Recessed Can | Halogen |  | PAR | 1 | 75 | Hall | 210914 | Hall | 0.002127
Track | Halogen |  | MR | 4 | 75 | Hall | 210915 | Hall | 0.002127
Track | Halogen |  | MR | 3 | 75 | Kitchen | 210916 | Kitchen | 0.002127
Recessed Can | Halogen |  | PAR | 1 | 75 | Kitchen | 210916 | Kitchen | 0.002127
Recessed - other | Linear Fluorescent | 36 | Fluorescent Other | 2 | 32 | Kitchen | 210916 | Kitchen | 0.002127
Recessed Can | Incandescent |  | Reflector | 1 | 65 | Laundry Room | 210917 | Laundry Room | 0.002127
Recessed Can | Halogen |  | PAR | 1 | 75 | Living Room | 210918 | Living Room | 0.002127
Table | Incandescent |  | Standard A Lamp | 1 | 40 | Living Room | 210918 | Living Room | 0.002127
Floor lamp | Compact Fluorescent |  | Twist | 1 | 15 | Living Room | 210918 | Living Room | 0.002127
Track | Halogen |  | MR | 3 | 75 | Living Room | 210918 | Living Room | 0.002127
Ceiling Fan | Incandescent |  | Standard A Lamp | 1 | 75 | Master Bedroom | 210919 | Master Bedroom | 0.002127
Table | Incandescent |  | Standard A Lamp | 1 | 60 | Master Bedroom | 210919 | Master Bedroom | 0.002127
Wall Mount | Halogen |  | Other | 4 | 50 | Bathroom | 2109110 | Bathroom | 0.002127
Ceiling Fixture | Incandescent |  | Standard A Lamp | 2 | 60 | Bathroom | 2109110 | Bathroom | 0.002127
Ceiling Fixture | Incandescent |  | Standard A Lamp | 1 | 60 | Closet | 2109111 | Closet | 0.002127
Ceiling Fan | Halogen |  | MR | 3 | 75 | Office | 2109112 | Office | 0.002127
Other | Halogen |  | Quartz Tube | 1 | 100 | Office | 2109112 | Office | 0.002127
Recessed Can | Incandescent |  | Reflector | 1 | 65 | Closet | 2109113 | Closet | 0.002127
Ceiling Fan | Incandescent |  | Standard A Lamp | 1 | 60 | Other | 2109114 | Other | 0.002127
Ceiling Fixture | Compact Fluorescent |  | Twist | 1 | 15 | Bathroom | 211031 | Bathroom | 0.0005169
Ceiling Fixture | Compact Fluorescent |  | Twist | 3 | 22 | Bedroom | 211032 | Bedroom | 0.0005169
Table | Incandescent |  | Standard A Lamp | 1 | 100 | Bedroom | 211032 | Bedroom | 0.0005169
Ceiling Fixture | Compact Fluorescent |  | Twist | 1 | 15 | Bedroom | 211033 | Bedroom | 0.0005169
Table | Incandescent |  | Standard A Lamp | 1 | 75 | Bedroom | 211033 | Bedroom | 0.0005169
Ceiling Fixture | Incandescent |  | Standard A Lamp | 1 | 60 | Dining Room | 211034 | Dining Room | 0.0005169
Ceiling Fixture | Compact Fluorescent |  | Twist | 1 | 15 | Other | 211035 | Other | 0.0005169
Low bay | Linear Fluorescent | 45 | T-12 | 2 | 40 | Garage | 211036 | Garage | 0.0005169
Garage door opener | Incandescent |  | Standard A Lamp | 1 | 60 | Garage | 211036 | Garage | 0.0005169
Ceiling Fixture | Compact Fluorescent |  | Twist | 2 | 15 | Hall | 211037 | Hall | 0.0005169
Ceiling Fixture | Incandescent |  | Standard A Lamp | 2 | 60 | Kitchen | 211038 | Kitchen | 0.0005169
Ceiling Fixture | Compact Fluorescent |  | Twist | 1 | 22 | Kitchen | 211038 | Kitchen | 0.0005169
Ceiling Fixture | Incandescent |  | Standard A Lamp | 2 | 60 | Laundry Room | 211039 | Laundry Room | 0.0005169
Floor lamp | Compact Fluorescent |  | 3-Way CFL | 1 | 15 | Living Room | 2110310 | Living Room | 0.0005169
Table | Compact Fluorescent |  | Twist | 1 | 18 | Living Room | 2110310 | Living Room | 0.0005169
Ceiling Fan | Incandescent |  | Standard A Lamp | 1 | 25 | Bathroom | 211071 | Bathroom | 0.00028447
Track | Incandescent |  | Standard A Lamp | 2 | 60 | Bathroom | 211071 | Bathroom | 0.00028447
Wall Mount | Incandescent |  | Decorative | 4 | 40 | Bathroom | 211072 | Bathroom | 0.00028447
Ceiling Fixture | Incandescent |  | Standard A Lamp | 1 | 60 | Master Bedroom | 211073 | Master Bedroom | 0.00028447
Table | Incandescent |  | Standard A Lamp | 1 | 100 | Master Bedroom | 211073 | Master Bedroom | 0.00028447
Ceiling Fixture | Incandescent |  | Standard A Lamp | 2 | 100 | Bedroom | 211074 | Bedroom | 0.00028447
Table | Compact Fluorescent |  | Twist | 2 | 15 | Bedroom | 211074 | Bedroom | 0.00028447
Chandelier (Hanging) | Incandescent |  | Decorative | 3 | 40 | Bedroom | 211075 | Bedroom | 0.00028447
Table | Incandescent |  | Standard A Lamp | 2 | 25 | Bedroom | 211075 | Bedroom | 0.00028447
Recessed Can | Incandescent |  | Standard A Lamp | 1 | 60 | Other | 211076 | Other | 0.00028447
Chandelier (Hanging) | Incandescent |  | Standard A Lamp | 1 | 60 | Other | 211076 | Other | 0.00028447
Ceiling Fixture | Incandescent |  | Globe | 1 | 100 | Other | 211076 | Other | 0.00028447
Ceiling Fixture | Incandescent |  | Standard A Lamp | 2 | 60 | Hall | 211077 | Hall | 0.00028447
Ceiling Fixture | Incandescent |  | Standard A Lamp | 2 | 60 | Hall | 211078 | Hall | 0.00028447
Ceiling Fixture | Incandescent |  | Standard A Lamp | 2 | 60 | Kitchen | 211079 | Kitchen | 0.00028447
Ceiling Fixture | Incandescent |  | Globe | 1 | 100 | Kitchen | 211079 | Kitchen | 0.00028447
Other | Incandescent |  | Standard A Lamp | 1 | 75 | Kitchen | 211079 | Kitchen | 0.00028447
Ceiling Fixture | Incandescent |  | Standard A Lamp | 1 | 60 | Laundry Room | 2110710 | Laundry Room | 0.00028447
Ceiling Fan | Incandescent |  | Standard A Lamp | 4 | 60 | Living Room | 2110711 | Living Room | 0.00028447
Ceiling Fixture | Incandescent |  | Globe | 3 | 25 | Living Room | 2110711 | Living Room | 0.00028447
Table | Incandescent |  | Standard A Lamp | 1 | 100 | Living Room | 2110711 | Living Room | 0.00028447
Wall Mount | Incandescent |  | Globe | 4 | 40 | Bathroom | 211091 | Bathroom | 0.0004784
Architectural | Incandescent |  | Standard A Lamp | 1 | 40 | Bathroom | 211091 | Bathroom | 0.0004784
Ceiling Fixture | Compact Fluorescent |  | Twist | 1 | 15 | Bedroom | 211092 | Bedroom | 0.0004784
Floor lamp | Incandescent |  | Standard A Lamp | 1 | 75 | Bedroom | 211092 | Bedroom | 0.0004784
Floor lamp | Compact Fluorescent |  | Twist | 1 | 15 | Bedroom | 211092 | Bedroom | 0.0004784
Table | Incandescent |  | Standard A Lamp | 1 | 25 | Bedroom | 211092 | Bedroom | 0.0004784
Ceiling Fixture | Compact Fluorescent |  | Twist | 3 | 15 | Dining Room | 211093 | Dining Room | 0.0004784
Table | Compact Fluorescent |  | Twist | 1 | 15 | Family Room | 211094 | Family Room | 0.0004784
Table | Compact Fluorescent |  | Twist | 1 | 15 | Family Room | 211094 | Family Room | 0.0004784
Table | Incandescent |  | 3-Way Incandescent | 1 | 100 | Family Room | 211094 | Family Room | 0.0004784
Ceiling Fan | Incandescent |  | Decorative | 4 | 40 | Family Room | 211094 | Family Room | 0.0004784
Ceiling Fixture | Incandescent |  | Standard A Lamp | 1 | 150 | Garage | 211095 | Garage | 0.0004784
Ceiling Fixture | Linear Fluorescent | 48 | T-12 | 2 | 40 | Garage | 211095 | Garage | 0.0004784
Garage door opener | Incandescent |  | Standard A Lamp | 1 | 40 | Garage | 211095 | Garage | 0.0004784
Ceiling Fixture | Incandescent |  | Standard A Lamp | 2 | 65 | Hall | 211096 | Hall | 0.0004784
Ceiling Fixture | Compact Fluorescent |  | Twist | 3 | 15 | Kitchen | 211097 | Kitchen | 0.0004784
Ceiling Fixture | Incandescent |  | Standard A Lamp | 2 | 65 | Laundry Room | 211098 | Laundry Room | 0.0004784
Floor lamp | Incandescent |  | Standard A Lamp | 1 | 75 | Living Room | 211099 | Living Room | 0.0004784
Table | Incandescent |  | 3-Way Incandescent | 1 | 100 | Living Room | 211099 | Living Room | 0.0004784
Ceiling Fixture | Compact Fluorescent |  | Twist | 2 | 15 | Master Bedroom | 2110910 | Master Bedroom | 0.0004784
Table | Incandescent |  | 3-Way Incandescent | 1 | 100 | Master Bedroom | 2110910 | Master Bedroom | 0.0004784
Ceiling Fixture | Incandescent |  | Standard A Lamp | 2 | 75 | Bedroom | 2110911 | Bedroom | 0.0004784
Wall Mount | Incandescent |  | Clear | 3 | 40 | Bathroom | 211121 | Bathroom | 0.00040077
Wall Mount | Incandescent |  | Standard A Lamp | 4 | 40 | Bathroom | 211122 | Bathroom | 0.00040077
Recessed Can | Incandescent |  | Heat Lamp | 2 | 150 | Bathroom | 211122 | Bathroom | 0.00040077
Wall Mount | Incandescent |  | Standard A Lamp | 3 | 40 | Bathroom | 211123 | Bathroom | 0.00040077
Recessed Can | Incandescent |  | Heat Lamp | 2 | 150 | Bathroom | 211123 | Bathroom | 0.00040077
Ceiling Fixture | Incandescent |  | Standard A Lamp | 3 | 60 | Bathroom | 211124 | Bathroom | 0.00040077
Wall Mount | Incandescent |  | Standard A Lamp | 1 | 60 | Bathroom | 211124 | Bathroom | 0.00040077
Floor lamp | Incandescent |  | Clear | 1 | 40 | Bathroom | 211124 | Bathroom | 0.00040077
Ceiling Fixture | Incandescent |  | Standard A Lamp | 3 | 60 | Bedroom | 211125 | Bedroom | 0.00040077
Table | Halogen |  | MR | 1 | 50 | Bedroom | 211125 | Bedroom | 0.00040077
Table | Incandescent |  | Standard A Lamp | 1 | 75 | Master Bedroom | 211126 | Master Bedroom | 0.00040077
Table | Incandescent |  | 3-Way Incandescent | 1 | 100 | Master Bedroom | 211126 | Master Bedroom | 0.00040077
Ceiling Fixture | Incandescent |  | Mini base | 5 | 40 | Master Bedroom | 211126 | Master Bedroom | 0.00040077
Chandelier (Hanging) | Incandescent |  | Decorative | 4 | 40 | Dining Room | 211127 | Dining Room | 0.00040077
Floor lamp | Incandescent |  | 3-Way Incandescent | 1 | 100 | Family Room | 211128 | Family Room | 0.00040077
Table | Incandescent |  | 3-Way Incandescent | 1 | 100 | Family Room | 211128 | Family Room | 0.00040077
Table | Halogen |  | MR | 2 | 30 | Family Room | 211128 | Family Room | 0.00040077
Ceiling Fixture | Incandescent |  | Standard A Lamp | 1 | 60 | Garage | 211129 | Garage | 0.00040077
Garage door opener | Incandescent |  | Standard A Lamp | 1 | 60 | Garage | 211129 | Garage | 0.00040077
Ceiling Fixture | Incandescent |  | Reflector | 1 | 65 | Kitchen | 2111210 | Kitchen | 0.00040077
Table | Incandescent |  | Clear | 1 | 60 | Kitchen | 2111210 | Kitchen | 0.00040077
Recessed Can | Incandescent |  | Reflector | 1 | 65 | Kitchen | 2111210 | Kitchen | 0.00040077
Recessed Can | Incandescent |  | Reflector | 1 | 65 | Kitchen | 2111210 | Kitchen | 0.00040077
Recessed Can | Compact Fluorescent |  | Reflector | 1 | 22 | Kitchen | 2111210 | Kitchen | 0.00040077
Architectural | Incandescent |  | Standard A Lamp | 1 | 25 | Kitchen | 2111210 | Kitchen | 0.00040077
Table | Incandescent |  | 3-Way Incandescent | 1 | 100 | Living Room | 2111211 | Living Room | 0.00040077
Floor lamp | Incandescent |  | 3-Way Incandescent | 1 | 100 | Living Room | 2111211 | Living Room | 0.00040077
Table | Incandescent |  | Decorative | 1 | 40 | Living Room | 2111211 | Living Room | 0.00040077
Wall Mount | Incandescent |  | 3-Way Incandescent | 1 | 100 | Family Room | 2111212 | Family Room | 0.00040077
Table | Incandescent |  | Standard A Lamp | 1 | 60 | Family Room | 2111212 | Family Room | 0.00040077
Track | Incandescent |  | Globe | 5 | 60 | Bathroom | 211221 | Bathroom | 0.00047324
Wall Mount | Incandescent |  | Globe | 5 | 60 | Bathroom | 211222 | Bathroom | 0.00047324
Ceiling Fixture | Compact Fluorescent |  | Twist | 1 | 15 | Bedroom | 211223 | Bedroom | 0.00047324
Ceiling Fixture | Incandescent |  | Standard A Lamp | 2 | 25 | Bedroom | 211224 | Bedroom | 0.00047324
Table | Compact Fluorescent |  | Twist | 1 | 15 | Bedroom | 211224 | Bedroom | 0.00047324
Ceiling Fixture | Compact Fluorescent |  | Twist | 2 | 15 | Bedroom | 211225 | Bedroom | 0.00047324
Table | Compact Fluorescent |  | Twist | 1 | 15 | Bedroom | 211225 | Bedroom | 0.00047324
Ceiling Fixture | Linear Fluorescent | 48 | T-8 | 2 | 32 | Garage | 211226 | Garage | 0.00047324
Recessed Can | Incandescent |  | Reflector | 1 | 65 | Garage | 211226 | Garage | 0.00047324
Ceiling Fixture | Incandescent |  | Standard A Lamp | 2 | 60 | Hall | 211227 | Hall | 0.00047324
Ceiling Fixture | Compact Fluorescent |  | Twist | 2 | 15 | Kitchen | 211228 | Kitchen | 0.00047324
Ceiling Fixture | Linear Fluorescent | 48 | T-8 | 2 | 32 | Kitchen | 211228 | Kitchen | 0.00047324
Recessed - other | Incandescent |  | Standard A Lamp | 1 | 40 | Kitchen | 211228 | Kitchen | 0.00047324
Recessed Can | Compact Fluorescent |  | Reflector | 1 | 22 | Kitchen | 211228 | Kitchen | 0.00047324
Ceiling Fixture | Incandescent |  | Standard A Lamp | 1 | 60 | Laundry Room | 211229 | Laundry Room | 0.00047324
Table | Compact Fluorescent |  | Twist | 1 | 15 | Living Room | 2112210 | Living Room | 0.00047324
Wall Mount | Incandescent |  | Standard A Lamp | 2 | 65 | Bathroom | 211321 | Bathroom | 0.0005169
Chandelier (Hanging) | Incandescent |  | Standard A Lamp | 2 | 60 | Dining Room | 211322 | Dining Room | 0.0005169
Ceiling Fixture | Incandescent |  | Standard A Lamp | 2 | 60 | Hall | 211323 | Hall | 0.0005169
Table | Incandescent |  | Standard A Lamp | 1 | 65 | Family Room | 211324 | Family Room | 0.0005169
Recessed - other | Incandescent |  | Reflector | 1 | 65 | Family Room | 211324 | Family Room | 0.0005169
Low bay | Linear Fluorescent | 48 | T-12 | 2 | 40 | Garage | 211325 | Garage | 0.0005169
Ceiling Fixture | Incandescent |  | Standard A Lamp | 1 | 65 | Bedroom | 211326 | Bedroom | 0.0005169
Table | Incandescent |  | Standard A Lamp | 1 | 65 | Bedroom | 211326 | Bedroom | 0.0005169
Recessed Can | Incandescent |  | Reflector | 1 | 65 | Hall | 211327 | Hall | 0.0005169
Recessed Can | Incandescent |  | Reflector | 1 | 65 | Kitchen | 211328 | Kitchen | 0.0005169
Ceiling Fixture | Incandescent |  | Standard A Lamp | 1 | 65 | Laundry Room | 211329 | Laundry Room | 0.0005169
Wall Mount | Incandescent |  | Standard A Lamp | 3 | 65 | Bathroom | 2113210 | Bathroom | 0.0005169
Ceiling Fan | Incandescent |  | Standard A Lamp | 4 | 65 | Master Bedroom | 2113211 | Master Bedroom | 0.0005169
Table | Compact Fluorescent |  | Twist | 1 | 15 | Master Bedroom | 2113211 | Master Bedroom | 0.0005169
Ceiling Fixture | Incandescent |  | Standard A Lamp | 2 | 65 | Bedroom | 2113212 | Bedroom | 0.0005169
Ceiling Fixture | Incandescent |  | Decorative | 1 | 65 | Closet | 2113213 | Closet | 0.0005169
Wall Mount | Compact Fluorescent |  | Twist | 8 | 15 | Bathroom | 211371 | Bathroom | 0.00052955
Ceiling Fixture | Incandescent |  | Standard A Lamp | 1 | 60 | Bathroom | 211371 | Bathroom | 0.00052955
Ceiling Fixture | Incandescent |  | Heat Lamp | 2 | 150 | Bathroom | 211372 | Bathroom | 0.00052955
Wall Mount | Compact Fluorescent |  | Twist | 3 | 15 | Bathroom | 211372 | Bathroom | 0.00052955
Ceiling Fixture | Compact Fluorescent |  | Twist | 2 | 22 | Bedroom | 211373 | Bedroom | 0.00052955
Table | Incandescent |  | Standard A Lamp | 1 | 150 | Bedroom | 211373 | Bedroom | 0.00052955
Ceiling Fixture | Incandescent |  | Standard A Lamp | 2 | 100 | Bedroom | 211374 | Bedroom | 0.00052955
Table | Incandescent |  | 3-Way Incandescent | 1 | 125 | Bedroom | 211374 | Bedroom | 0.00052955
Ceiling Fixture | Incandescent |  | Standard A Lamp | 2 | 100 | Bedroom | 211375 | Bedroom | 0.00052955
Table | Incandescent |  | 3-Way Incandescent | 1 | 150 | Bedroom | 211375 | Bedroom | 0.00052955
Garage door opener | Compact Fluorescent |  | Twist | 1 | 28 | Garage | 211376 | Garage | 0.00052955
Ceiling Fixture | Compact Fluorescent |  | Straight Tube | 1 | 28 | Garage | 211376 | Garage | 0.00052955
Ceiling Fixture | Incandescent |  | Standard A Lamp | 1 | 60 | Hall | 211377 | Hall | 0.00052955
Ceiling Fixture | Incandescent |  | Standard A Lamp | 2 | 60 | Hall | 211378 | Hall | 0.00052955
Wall Mount | Compact Fluorescent |  | Twist | 1 | 15 | Hall | 211378 | Hall | 0.00052955
Chandelier (Hanging) | Incandescent |  | Standard A Lamp | 1 | 100 | Hall | 211378 | Hall | 0.00052955
Ceiling Fixture | Incandescent |  | Standard A Lamp | 2 | 100 | Hall | 211379 | Hall | 0.00052955
Ceiling Fixture | Linear Fluorescent | 60 | T-12 | 2 | 60 | Kitchen | 2113710 | Kitchen | 0.00052955
Chandelier (Hanging) | Incandescent |  | Mini base | 5 | 40 | Kitchen | 2113710 | Kitchen | 0.00052955
Table | Incandescent |  | 3-Way Incandescent | 1 | 200 | Living Room | 2113711 | Living Room | 0.00052955
Ceiling Fixture | Incandescent |  | Standard A Lamp | 1 | 65 | Office | 2113712 | Office | 0.00052955
Chandelier (Hanging) | Incandescent |  | Standard A Lamp | 1 | 100 | Office | 2113712 | Office | 0.00052955
Floor lamp | Compact Fluorescent |  | Twist | 1 | 22 | Office | 2113712 | Office | 0.00052955
Ceiling Fixture | Incandescent |  | Standard A Lamp | 2 | 60 | Hall | 2113713 | Hall | 0.00052955
Ceiling Fixture | Incandescent |  | Standard A Lamp | 1 | 100 | Other | 2113714 | Other | 0.00052955
Ceiling Fixture | Incandescent |  | Standard A Lamp | 1 | 60 | Other | 2113715 | Other | 0.00052955
Ceiling Fixture | Incandescent |  | Heat Lamp | 2 | 250 | Bathroom | 211431 | Bathroom | 0.00040077
Wall Mount | Compact Fluorescent |  | Twist | 1 | 14 | Bathroom | 211431 | Bathroom | 0.00040077
Ceiling Fixture | Compact Fluorescent |  | Twist | 2 | 13 | Bedroom | 211432 | Bedroom | 0.00040077
Table | Incandescent |  | Standard A Lamp | 1 | 40 | Bedroom | 211432 | Bedroom | 0.00040077
Ceiling Fixture | Compact Fluorescent |  | Twist | 1 | 15 | Hall | 211433 | Hall | 0.00040077
Ceiling Fixture | Incandescent |  | Standard A Lamp | 3 | 60 | Family Room | 211434 | Family Room | 0.00040077
Table | Compact Fluorescent |  | Twist | 1 | 13 | Family Room | 211434 | Family Room | 0.00040077
Ceiling Fixture | Compact Fluorescent |  | Twist | 1 | 22 | Garage | 211435 | Garage | 0.00040077
Ceiling Fixture | Compact Fluorescent |  | Twist | 1 | 14 | Hall | 211436 | Hall | 0.00040077
Ceiling Fixture | Incandescent |  | Standard A Lamp | 1 | 150 | Hall | 211436 | Hall | 0.00040077
Recessed Can | Incandescent |  | Globe | 1 | 40 | Kitchen | 211437 | Kitchen | 0.00040077
Ceiling Fixture | Compact Fluorescent |  | Twist | 1 | 13 | Kitchen | 211437 | Kitchen | 0.00040077
Ceiling Fixture | Linear Fluorescent | 48 | T-12 | 2 | 40 | Kitchen | 211437 | Kitchen | 0.00040077
Table | Compact Fluorescent |  | A shape bulb | 1 | 15 | Living Room | 211438 | Living Room | 0.00040077
Wall Mount | Incandescent |  | Globe | 3 | 40 | Bathroom | 211439 | Bathroom | 0.00040077
Ceiling Fixture | Incandescent |  | Heat Lamp | 2 | 200 | Bathroom | 211439 | Bathroom | 0.00040077
Ceiling Fixture | Compact Fluorescent |  | Twist | 3 | 13 | Master Bedroom | 2114310 | Master Bedroom | 0.00040077
Table | Compact Fluorescent |  | Twist | 1 | 13 | Master Bedroom | 2114310 | Master Bedroom | 0.00040077
Ceiling Fixture | Compact Fluorescent |  | Twist | 1 | 13 | Closet | 2114311 | Closet | 0.00040077
Recessed Can | Incandescent |  | Reflector | 1 | 65 | Bedroom | 211551 | Bedroom | 0.00029634
Ceiling Fixture | Incandescent |  | Standard A Lamp | 1 | 60 | Bedroom | 211551 | Bedroom | 0.00029634
Ceiling Fixture | Incandescent |  | Standard A Lamp | 2 | 60 | Other | 211552 | Other | 0.00029634
Ceiling Fixture | Linear Fluorescent | 48 | T-12 | 2 | 60 | Other | 211552 | Other | 0.00029634
Ceiling Fixture | Linear Fluorescent | 48 | T-12 | 2 | 40 | Other | 211553 | Other | 0.00029634
Ceiling Fixture | Linear Fluorescent | 48 | T-12 | 4 | 40 | Other | 211553 | Other | 0.00029634
Table | Incandescent |  | Standard A Lamp | 1 | 60 | Other | 211553 | Other | 0.00029634
Table | Incandescent |  | Standard A Lamp | 1 | 60 | Other | 211553 | Other | 0.00029634
Table | Incandescent |  | Reflector | 1 | 65 | Other | 211553 | Other | 0.00029634
Ceiling Fixture | Incandescent |  | Standard A Lamp | 1 | 100 | Other | 211553 | Other | 0.00029634
Ceiling Fixture | Incandescent |  | Standard A Lamp | 1 | 100 | Other | 211554 | Other | 0.00029634
Ceiling Fixture | Linear Fluorescent | 48 | T-12 | 4 | 40 | Other | 211554 | Other | 0.00029634
Ceiling Fixture | Linear Fluorescent | 48 | T-12 | 4 | 40 | Bathroom | 211555 | Bathroom | 0.00029634
Wall Mount | Incandescent |  | Clear | 3 | 40 | Bathroom | 211555 | Bathroom | 0.00029634
Ceiling Fixture | Incandescent |  | Standard A Lamp | 1 | 60 | Bathroom | 211555 | Bathroom | 0.00029634
Ceiling Fan | Incandescent |  | Clear | 4 | 40 | Bedroom | 211556 | Bedroom | 0.00029634
Other | Linear Fluorescent | 24 | T-8 | 1 | 15 | Bedroom | 211556 | Bedroom | 0.00029634
Ceiling Fan | Incandescent |  | Clear | 4 | 40 | Bedroom | 211557 | Bedroom | 0.00029634
Ceiling Fixture | Incandescent |  | Standard A Lamp | 1 | 60 | Bedroom | 211557 | Bedroom | 0.00029634
Table | Incandescent |  | Standard A Lamp | 1 | 100 | Bedroom | 211557 | Bedroom | 0.00029634
Ceiling Fixture | Incandescent |  | Standard A Lamp | 1 | 100 | Other | 211558 | Other | 0.00029634
Ceiling Fixture | Compact Fluorescent |  | Twist | 1 | 22 | Other | 211558 | Other | 0.00029634
Table | Compact Fluorescent |  | Twist | 1 | 22 | Hall | 211559 | Hall | 0.00029634
Ceiling Fixture | Incandescent |  | Standard A Lamp | 1 | 100 | Garage | 2115510 | Garage | 0.00029634
Ceiling Fixture | Linear Fluorescent | 48 | T-12 | 2 | 40 | Garage | 2115510 | Garage | 0.00029634
Garage door opener | Incandescent |  | Standard A Lamp | 1 | 60 | Garage | 2115510 | Garage | 0.00029634
Ceiling Fan | Compact Fluorescent |  | Twist | 1 | 15 | Kitchen | 2115511 | Kitchen | 0.00029634
Chandelier (Hanging) | Compact Fluorescent |  | Twist | 1 | 22 | Kitchen | 2115511 | Kitchen | 0.00029634
Recessed Can | Incandescent |  | Reflector | 1 | 65 | Kitchen | 2115511 | Kitchen | 0.00029634
Table | Compact Fluorescent |  | Twist | 1 | 22 | Living Room | 2115512 | Living Room | 0.00029634
Floor lamp | Compact Fluorescent |  | Twist | 1 | 22 | Living Room | 2115512 | Living Room | 0.00029634
Ceiling Fan | Incandescent |  | Standard A Lamp | 1 | 60 | Living Room | 2115512 | Living Room | 0.00029634
Ceiling Fixture | Incandescent |  | Standard A Lamp | 1 | 60 | Living Room | 2115512 | Living Room | 0.00029634
Ceiling Fixture | Compact Fluorescent |  | Twist | 1 | 15 | Living Room | 2115512 | Living Room | 0.00029634
Ceiling Fixture | Linear Fluorescent | 48 | T-12 | 4 | 40 | Bathroom | 2115513 | Bathroom | 0.00029634
Wall Mount | Incandescent |  | Clear | 3 | 40 | Bathroom | 2115513 | Bathroom | 0.00029634
Ceiling Fixture | Incandescent |  | Standard A Lamp | 1 | 60 | Bathroom | 2115513 | Bathroom | 0.00029634
Ceiling Fixture | Compact Fluorescent |  | Twist | 2 | 15 | Master Bedroom | 2115514 | Master Bedroom | 0.00029634
Table | Compact Fluorescent |  | Twist | 1 | 22 | Master Bedroom | 2115514 | Master Bedroom | 0.00029634
Torchiere | Incandescent |  | Standard A Lamp | 3 | 60 | Master Bedroom | 2115514 | Master Bedroom | 0.00029634
Ceiling Fan | Incandescent |  | Standard A Lamp | 1 | 60 | Office | 2115515 | Office | 0.00029634
Table | Incandescent |  | Standard A Lamp | 1 | 150 | Office | 2115515 | Office | 0.00029634
Ceiling Fixture | Incandescent |  | Standard A Lamp | 1 | 60 | Office | 2115515 | Office | 0.00029634
Floor lamp | Incandescent |  | Standard A Lamp | 3 | 75 | Office | 2115515 | Office | 0.00029634
Ceiling Fixture | Incandescent |  | Mini base | 2 | 25 | Hall | 2115516 | Hall | 0.00029634
Ceiling Fixture | Incandescent |  | Standard A Lamp | 1 | 60 | Hall | 2115516 | Hall | 0.00029634
Chandelier (Hanging) | Incandescent |  | Globe | 1 | 40 | Other | 2115517 | Other | 0.00029634
Table | Incandescent |  | Standard A Lamp | 1 | 60 | Other | 2115517 | Other | 0.00029634
Ceiling Fixture | Incandescent |  | Standard A Lamp | 1 | 60 | Other | 211601 | Other | 0.0004784
Ceiling Fixture | Incandescent |  | Standard A Lamp | 1 | 60 | Other | 211602 | Other | 0.0004784
Ceiling Fixture | Incandescent |  | Standard A Lamp | 2 | 60 | Other | 211603 | Other | 0.0004784
Ceiling Fixture | Incandescent |  | Standard A Lamp | 1 | 60 | Bathroom | 211604 | Bathroom | 0.0004784
Ceiling Fixture | Incandescent |  | Standard A Lamp | 1 | 60 | Bathroom | 211605 | Bathroom | 0.0004784
Ceiling Fixture | Incandescent |  | Standard A Lamp | 2 | 60 | Bedroom | 211606 | Bedroom | 0.0004784
Ceiling Fixture | Incandescent |  | Standard A Lamp | 3 | 60 | Dining Room | 211607 | Dining Room | 0.0004784
Ceiling Fixture | Incandescent |  | Standard A Lamp | 1 | 60 | Hall | 211608 | Hall | 0.0004784
Wall Mount | Incandescent |  | Standard A Lamp | 1 | 60 | Hall | 211609 | Hall | 0.0004784
Ceiling Fixture | Incandescent |  | Standard A Lamp | 1 | 60 | Kitchen | 2116010 | Kitchen | 0.0004784
Ceiling Fixture | Compact Fluorescent |  | Twist | 1 | 15 | Kitchen | 2116010 | Kitchen | 0.0004784
Ceiling Fixture | Incandescent |  | Other | 3 | 60 | Living Room | 2116011 | Living Room | 0.0004784
Table | Compact Fluorescent |  | Twist | 1 | 15 | Living Room | 2116011 | Living Room | 0.0004784
Ceiling Fixture | Compact Fluorescent |  | Twist | 1 | 15 | Other | 2116012 | Other | 0.0004784
Ceiling Fixture | Incandescent |  | Standard A Lamp | 1 | 60 | Other | 2116012 | Other | 0.0004784
Ceiling Fixture | Incandescent |  | Standard A Lamp | 3 | 60 | Master Bedroom | 2116013 | Master Bedroom | 0.0004784
Table | Incandescent |  | Standard A Lamp | 1 | 60 | Master Bedroom | 2116013 | Master Bedroom | 0.0004784
Ceiling Fixture | Incandescent |  | Standard A Lamp | 1 | 60 | Closet | 2116014 | Closet | 0.0004784
Ceiling Fixture | Incandescent |  | Standard A Lamp | 2 | 60 | Office | 2116015 | Office | 0.0004784
Table | Incandescent |  | Standard A Lamp | 1 | 60 | Office | 2116015 | Office | 0.0004784
Ceiling Fixture | Incandescent |  | Standard A Lamp | 2 | 60 | Hall | 2116016 | Hall | 0.0004784
Ceiling Fixture | Incandescent |  | Standard A Lamp | 2 | 60 | Bathroom | 211761 | Bathroom | 0.00029634
Ceiling Fixture | Incandescent |  | Standard A Lamp | 2 | 60 | Bedroom | 211762 | Bedroom | 0.00029634
Table | Incandescent |  | Decorative | 1 | 40 | Bedroom | 211762 | Bedroom | 0.00029634
Ceiling Fixture | Incandescent |  | Standard A Lamp | 2 | 60 | Bedroom | 211763 | Bedroom | 0.00029634
Table | Compact Fluorescent |  | Twist | 1 | 13 | Bedroom | 211763 | Bedroom | 0.00029634
Ceiling Fixture | Incandescent |  | Standard A Lamp | 1 | 60 | Bedroom | 211763 | Bedroom | 0.00029634
Ceiling Fixture | Incandescent |  | Standard A Lamp | 2 | 60 | Family Room | 211764 | Family Room | 0.00029634
Ceiling Fixture | Incandescent |  | Standard A Lamp | 1 | 60 | Hall | 211765 | Hall | 0.00029634
Ceiling Fixture | Incandescent |  | Standard A Lamp | 1 | 60 | Bathroom | 211766 | Bathroom | 0.00029634
Wall Mount | Incandescent |  | Globe | 3 | 25 | Bathroom | 211766 | Bathroom | 0.00029634
Ceiling Fixture | Incandescent |  | Standard A Lamp | 2 | 60 | Bedroom | 211767 | Bedroom | 0.00029634
Table | Incandescent |  | Standard A Lamp | 1 | 150 | Bedroom | 211767 | Bedroom | 0.00029634
Garage door opener | Incandescent |  | Standard A Lamp | 1 | 60 | Garage | 211768 | Garage | 0.00029634
Ceiling Fixture | Compact Fluorescent |  | Twist | 1 | 22 | Garage | 211768 | Garage | 0.00029634
Chandelier (Hanging) | Incandescent |  | Standard A Lamp | 7 | 40 | Kitchen | 211769 | Kitchen | 0.00029634
Recessed Can | Incandescent |  | Reflector | 1 | 65 | Kitchen | 211769 | Kitchen | 0.00029634
Ceiling Fixture | Incandescent |  | Standard A Lamp | 1 | 60 | Kitchen | 211769 | Kitchen | 0.00029634
Ceiling Fixture | Incandescent |  | Standard A Lamp | 1 | 60 | Laundry Room | 2117610 | Laundry Room | 0.00029634
Table | Incandescent |  | Standard A Lamp | 1 | 150 | Living Room | 2117611 | Living Room | 0.00029634
Ceiling Fan | Incandescent |  | Standard A Lamp | 1 | 60 | Living Room | 2117611 | Living Room | 0.00029634
Table | Incandescent |  | Clear | 1 | 60 | Living Room | 2117611 | Living Room | 0.00029634
Recessed Can | Incandescent |  | Reflector | 1 | 75 | Living Room | 2117611 | Living Room | 0.00029634
Wall Mount | Incandescent |  | Globe | 7 | 25 | Bathroom | 2117612 | Bathroom | 0.00029634
Ceiling Fan | Incandescent |  | Standard A Lamp | 1 | 60 | Master Bedroom | 2117613 | Master Bedroom | 0.00029634
Ceiling Fixture | Linear Fluorescent | 24 | T-8 | 1 | 20 | Master Bedroom | 2117613 | Master Bedroom | 0.00029634
Table | Incandescent |  | Standard A Lamp | 1 | 40 | Master Bedroom | 2117613 | Master Bedroom | 0.00029634
Ceiling Fixture | Incandescent |  | Standard A Lamp | 1 | 60 | Other | 2117614 | Other | 0.00029634
Table | Compact Fluorescent |  | Twist | 1 | 13 | Hall | 2117615 | Hall | 0.00029634
Recessed Can | Incandescent |  | Reflector | 1 | 75 | Hall | 2117615 | Hall | 0.00029634
Ceiling Fixture | Incandescent |  | Standard A Lamp | 1 | 60 | Hall | 2117615 | Hall | 0.00029634
Ceiling Fixture | Incandescent |  | Standard A Lamp | 1 | 60 | Bedroom | 2117616 | Bedroom | 0.00029634
Table | Incandescent |  | Standard A Lamp | 1 | 60 | Bedroom | 2117616 | Bedroom | 0.00029634
Ceiling Fixture | Incandescent |  | Standard A Lamp | 1 | 60 | Bedroom | 2117617 | Bedroom | 0.00029634
Table | Incandescent |  | Standard A Lamp | 1 | 60 | Bedroom | 2117617 | Bedroom | 0.00029634
Ceiling Fixture | Incandescent |  | Standard A Lamp | 1 | 60 | Hall | 2117618 | Hall | 0.00029634
Ceiling Fixture | Incandescent |  | Standard A Lamp | 1 | 60 | Other | 2117619 | Other | 0.00029634
Ceiling Fixture | Incandescent |  | Standard A Lamp | 1 | 60 | Other | 2117620 | Other | 0.00029634
Wall Mount | Incandescent |  | Standard A Lamp | 2 | 60 | Bathroom | 211801 | Bathroom | 0.0005169
Wall Mount | Incandescent |  | Standard A Lamp | 2 | 100 | Bathroom | 211802 | Bathroom | 0.0005169
Recessed Can | Incandescent |  | Reflector | 1 | 75 | Bathroom | 211802 | Bathroom | 0.0005169
Recessed Can | Compact Fluorescent |  | Flood | 1 | 22 | Bathroom | 211802 | Bathroom | 0.0005169
Ceiling Fixture | Incandescent |  | Standard A Lamp | 2 | 60 | Bedroom | 211803 | Bedroom | 0.0005169
Floor lamp | Incandescent |  | 3-Way Incandescent | 1 | 150 | Bedroom | 211803 | Bedroom | 0.0005169
Floor lamp | Incandescent |  | Standard A Lamp | 1 | 60 | Bedroom | 211803 | Bedroom | 0.0005169
Wall Mount | Linear Fluorescent | 12 | T-8 | 1 | 18 | Closet | 211804 | Closet | 0.0005169
Ceiling Fixture | Incandescent |  | Standard A Lamp | 2 | 60 | Closet | 211805 | Closet | 0.0005169
Ceiling Fixture | Incandescent |  | Standard A Lamp | 1 | 60 | Closet | 211806 | Closet | 0.0005169
Chandelier (Hanging) | Incandescent |  | Standard A Lamp | 5 | 60 | Dining Room | 211807 | Dining Room | 0.0005169
Recessed Can | Incandescent |  | Reflector | 1 | 75 | Other | 211808 | Other | 0.0005169
Chandelier (Hanging) | Incandescent |  | Standard A Lamp | 9 | 60 | Other | 211809 | Other | 0.0005169
Ceiling Fixture | Incandescent |  | Standard A Lamp | 1 | 150 | Garage | 2118010 | Garage | 0.0005169
Ceiling Fixture | Compact Fluorescent |  | Twist | 2 | 14 | Bedroom | 2118011 | Bedroom | 0.0005169
Floor lamp | Incandescent |  | Standard A Lamp | 1 | 60 | Bedroom | 2118011 | Bedroom | 0.0005169
Ceiling Fixture | Incandescent |  | Standard A Lamp | 2 | 60 | Bedroom | 2118012 | Bedroom | 0.0005169
Recessed Can | Incandescent |  | Reflector | 1 | 75 | Kitchen | 2118013 | Kitchen | 0.0005169
Ceiling Fixture | Compact Fluorescent |  | Twist | 1 | 14 | Laundry Room | 2118014 | Laundry Room | 0.0005169
Recessed Can | Incandescent |  | Reflector | 1 | 75 | Living Room | 2118015 | Living Room | 0.0005169
Recessed Can | Incandescent |  | Reflector | 1 | 75 | Other | 2118016 | Other | 0.0005169
Wall Mount | Incandescent |  | Standard A Lamp | 3 | 75 | Bathroom | 2118017 | Bathroom | 0.0005169
Ceiling Fixture | Incandescent |  | Standard A Lamp | 2 | 60 | Master Bedroom | 2118018 | Master Bedroom | 0.0005169
Ceiling Fixture | Incandescent |  | Standard A Lamp | 1 | 75 | Closet | 2118019 | Closet | 0.0005169
Torchiere | Incandescent |  | Standard A Lamp | 1 | 100 | Office | 2118020 | Office | 0.0005169
Recessed Can | Incandescent |  | Reflector | 1 | 75 | Other | 2118021 | Other | 0.0005169
Ceiling Fixture | Compact Fluorescent |  | Twist | 2 | 14 | Other | 2118021 | Other | 0.0005169
Recessed Can | Incandescent |  | Reflector | 1 | 75 | Hall | 2118022 | Hall | 0.0005169
Ceiling Fixture | Compact Fluorescent |  | Flood | 1 | 22 | Bathroom | 2118023 | Bathroom | 0.0005169
Wall Mount | Incandescent |  | Standard A Lamp | 4 | 60 | Bathroom | 211881 | Bathroom | 0.0010836
Ceiling Fixture | Incandescent |  | Standard A Lamp | 1 | 60 | Bathroom | 211882 | Bathroom | 0.0010836
Chandelier (Hanging) | Incandescent |  | Standard A Lamp | 1 | 60 | Bedroom | 211883 | Bedroom | 0.0010836
Table | Incandescent |  | Standard A Lamp | 1 | 60 | Bedroom | 211884 | Bedroom | 0.0010836
Table | Incandescent |  | Standard A Lamp | 1 | 60 | Bedroom | 211885 | Bedroom | 0.0010836
Wall Mount | Incandescent |  | Globe | 4 | 60 | Bedroom | 211885 | Bedroom | 0.0010836
Ceiling Fixture | Incandescent |  | Standard A Lamp | 1 | 60 | Bedroom | 211886 | Bedroom | 0.0010836
Table | Incandescent |  | Standard A Lamp | 1 | 60 | Bedroom | 211886 | Bedroom | 0.0010836
Ceiling Fixture | Incandescent |  | Standard A Lamp | 1 | 60 | Bedroom | 211887 | Bedroom | 0.0010836
Ceiling Fixture | Incandescent |  | Standard A Lamp | 1 | 65 | Bedroom | 211888 | Bedroom | 0.0010836
Floor lamp | Incandescent |  | Standard A Lamp | 1 | 60 | Bedroom | 211888 | Bedroom | 0.0010836
Floor lamp | Incandescent |  | Standard A Lamp | 1 | 60 | Other | 211889 | Other | 0.0010836
Ceiling Fixture | Linear Fluorescent | 48 | T-12 | 2 | 40 | Garage | 2118810 | Garage | 0.0010836
Garage door opener | Incandescent |  | Standard A Lamp | 1 | 60 | Garage | 2118810 | Garage | 0.0010836
Wall Mount | Incandescent |  | Standard A Lamp | 2 | 60 | Hall | 2118811 | Hall | 0.0010836
Chandelier (Hanging) | Incandescent |  | Mini base | 9 | 25 | Hall | 2118811 | Hall | 0.0010836
Chandelier (Hanging) | Incandescent |  | Decorative | 6 | 40 | Kitchen | 2118812 | Kitchen | 0.0010836
Ceiling Fixture | Incandescent |  | Standard A Lamp | 1 | 60 | Kitchen | 2118812 | Kitchen | 0.0010836
Recessed Can | Incandescent |  | Reflector | 1 | 65 | Kitchen | 2118812 | Kitchen | 0.0010836
Chandelier (Hanging) | Incandescent |  | Decorative | 5 | 40 | Kitchen | 2118813 | Kitchen | 0.0010836
Ceiling Fixture | Incandescent |  | Standard A Lamp | 2 | 60 | Kitchen | 2118813 | Kitchen | 0.0010836
Floor lamp | Incandescent |  | Standard A Lamp | 4 | 60 | Living Room | 2118814 | Living Room | 0.0010836
Floor lamp | Incandescent |  | Standard A Lamp | 1 | 60 | Living Room | 2118814 | Living Room | 0.0010836
Ceiling Fixture | Compact Fluorescent |  | Twist | 1 | 15 | Bedroom | 212011 | Bedroom | 0.0005169
Table | Other |  | LED Interior | 1 | 12 | Bedroom | 212011 | Bedroom | 0.0005169
Wall Mount | Halogen |  | Quartz Tube | 1 | 100 | Bathroom | 212012 | Bathroom | 0.0005169
Wall Mount | Halogen |  |  | 1 | 30 | Bathroom | 212013 | Bathroom | 0.0005169
Ceiling Fixture | Incandescent |  | Heat Lamp | 1 | 125 | Bathroom | 212013 | Bathroom | 0.0005169
Track | Halogen |  | PAR | 1 | 50 | Dining Room | 212014 | Dining Room | 0.0005169
Floor lamp | Incandescent |  | Standard A Lamp | 1 | 60 | Bedroom | 212015 | Bedroom | 0.0005169
Ceiling Fixture | Compact Fluorescent |  | Twist | 1 | 15 | Bedroom | 212015 | Bedroom | 0.0005169
Chandelier (Hanging) | Compact Fluorescent |  | Twist | 1 | 22 | Family Room | 212016 | Family Room | 0.0005169
Floor lamp | Halogen |  | Quartz Tube | 1 | 50 | Family Room | 212016 | Family Room | 0.0005169
Table | Halogen |  | MR | 1 | 20 | Family Room | 212016 | Family Room | 0.0005169
Wall Mount | Incandescent |  | Standard A Lamp | 1 | 60 | Bedroom | 212017 | Bedroom | 0.0005169
Track | Halogen |  | PAR | 1 | 50 | Kitchen | 212018 | Kitchen | 0.0005169
Recessed Can | Compact Fluorescent |  | Flood | 1 | 22 | Kitchen | 212018 | Kitchen | 0.0005169
Floor lamp | Compact Fluorescent |  | Straight Tube | 1 | 22 | Living Room | 212019 | Living Room | 0.0005169
Floor lamp | Compact Fluorescent |  | Twist | 1 | 15 | Living Room | 212019 | Living Room | 0.0005169
Floor lamp | Compact Fluorescent |  | Twist | 1 | 15 | Living Room | 212019 | Living Room | 0.0005169
Floor lamp | Compact Fluorescent |  | Twist | 1 | 22 | Living Room | 212019 | Living Room | 0.0005169
Ceiling Fan | Compact Fluorescent |  | Twist | 1 | 22 | Office | 2120110 | Office | 0.0005169
Table | Compact Fluorescent |  | Straight Tube | 1 | 28 | Office | 2120110 | Office | 0.0005169
Table | Halogen |  | MR | 1 | 30 | Office | 2120110 | Office | 0.0005169
Track | Halogen |  | PAR | 1 | 50 | Hall | 2120111 | Hall | 0.0005169
Track | Halogen |  | PAR | 3 | 50 | Hall | 2120112 | Hall | 0.0005169
Chandelier (Hanging) | Compact Fluorescent |  | Twist | 1 | 22 | Hall | 2120112 | Hall | 0.0005169
Ceiling Fixture | Compact Fluorescent |  | Twist | 1 | 15 | Hall | 212031 | Hall | 0.0005169
Table | Compact Fluorescent |  | Straight Tube | 1 | 15 | Other | 212032 | Other | 0.0005169
Other | Other |  | Decorative | 1 | 15 | Family Room | 212033 | Family Room | 0.0005169
Recessed Can | Compact Fluorescent |  | Twist | 1 | 15 | Family Room | 212033 | Family Room | 0.0005169
High bay | Compact Fluorescent |  | Twist | 1 | 15 | Bathroom | 212034 | Bathroom | 0.0005169
Chandelier (Hanging) | Incandescent |  | Standard A Lamp | 1 | 5 | Dining Room | 212035 | Dining Room | 0.0005169
Ceiling Fixture | Linear Fluorescent | 48 | T-12 | 2 | 40 | Garage | 212036 | Garage | 0.0005169
Wall Mount | Compact Fluorescent |  | Twist | 1 | 15 | Garage | 212036 | Garage | 0.0005169
Ceiling Fixture | Compact Fluorescent |  | Twist | 1 | 22 | Bedroom | 212037 | Bedroom | 0.0005169
Ceiling Fixture | Halogen |  | MR | 1 | 50 | Kitchen | 212038 | Kitchen | 0.0005169
Architectural | Compact Fluorescent |  | Twist | 3 | 15 | Kitchen | 212038 | Kitchen | 0.0005169
Ceiling Fixture | Halogen |  | MR | 3 | 50 | Kitchen | 212038 | Kitchen | 0.0005169
Table | Compact Fluorescent |  | Twist | 1 | 13 | Living Room | 212039 | Living Room | 0.0005169
Floor lamp | Compact Fluorescent |  | Twist | 1 | 13 | Living Room | 212039 | Living Room | 0.0005169
Ceiling Fixture | Compact Fluorescent |  | Twist | 2 | 15 | Master Bedroom | 2120310 | Master Bedroom | 0.0005169
Table | Compact Fluorescent |  | Twist | 1 | 15 | Master Bedroom | 2120310 | Master Bedroom | 0.0005169
Ceiling Fixture | Incandescent |  | Standard A Lamp | 1 | 60 | Hall | 2120311 | Hall | 0.0005169
Ceiling Fixture | Incandescent |  | Standard A Lamp | 2 | 60 | Bathroom | 212141 | Bathroom | 0.00028447
Table | Incandescent |  | Standard A Lamp | 1 | 40 | Bathroom | 212141 | Bathroom | 0.00028447
Ceiling Fixture | Incandescent |  | Standard A Lamp | 2 | 60 | Bathroom | 212142 | Bathroom | 0.00028447
Wall Mount | Incandescent |  | Standard A Lamp | 3 | 60 | Bathroom | 212142 | Bathroom | 0.00028447
Architectural | Incandescent |  | Standard A Lamp | 1 | 40 | Bathroom | 212142 | Bathroom | 0.00028447
Recessed Can | Incandescent |  | Reflector | 1 | 60 | Bedroom | 212143 | Bedroom | 0.00028447
Recessed Can | Incandescent |  | Reflector | 1 | 60 | Bedroom | 212144 | Bedroom | 0.00028447
Table | Incandescent |  | Standard A Lamp | 1 | 60 | Bedroom | 212144 | Bedroom | 0.00028447
Chandelier (Hanging) | Incandescent |  | Standard A Lamp | 2 | 60 | Dining Room | 212145 | Dining Room | 0.00028447
Table | Incandescent |  | Standard A Lamp | 1 | 60 | Dining Room | 212145 | Dining Room | 0.00028447
Table | Incandescent |  | Standard A Lamp | 1 | 60 | Dining Room | 212145 | Dining Room | 0.00028447
Recessed Can | Incandescent |  | Reflector | 1 | 60 | Family Room | 212146 | Family Room | 0.00028447
Table | Incandescent |  | Standard A Lamp | 1 | 60 | Family Room | 212146 | Family Room | 0.00028447
Garage door opener | Incandescent |  | Standard A Lamp | 1 | 60 | Garage | 212147 | Garage | 0.00028447
Ceiling Fixture | Incandescent |  | Globe | 2 | 100 | Garage | 212147 | Garage | 0.00028447
Ceiling Fixture | Linear Fluorescent | 52 | T-5 | 2 | 40 | Garage | 212147 | Garage | 0.00028447
Garage door opener | Incandescent |  | Standard A Lamp | 1 | 60 | Garage | 212148 | Garage | 0.00028447
Ceiling Fixture | Incandescent |  | Standard A Lamp | 1 | 100 | Garage | 212148 | Garage | 0.00028447
Recessed - other | Incandescent |  | Reflector | 1 | 60 | Hall | 212149 | Hall | 0.00028447
Chandelier (Hanging) | Incandescent |  | Standard A Lamp | 4 | 60 | Hall | 2121410 | Hall | 0.00028447
Table | Incandescent |  | Decorative | 2 | 40 | Hall | 2121410 | Hall | 0.00028447
Recessed Can | Incandescent |  | Reflector | 1 | 60 | Kitchen | 2121411 | Kitchen | 0.00028447
Chandelier (Hanging) | Incandescent |  | Standard A Lamp | 1 | 100 | Kitchen | 2121411 | Kitchen | 0.00028447
Ceiling Fixture | Incandescent |  | Standard A Lamp | 2 | 60 | Laundry Room | 2121412 | Laundry Room | 0.00028447
Table | Incandescent |  | Standard A Lamp | 1 | 60 | Living Room | 2121413 | Living Room | 0.00028447
Ceiling Fixture | Incandescent |  | Standard A Lamp | 2 | 60 | Master Bedroom | 2121414 | Master Bedroom | 0.00028447
Table | Incandescent |  | Standard A Lamp | 1 | 60 | Master Bedroom | 2121414 | Master Bedroom | 0.00028447
Recessed Can | Incandescent |  | Reflector | 1 | 60 | Bathroom | 2121415 | Bathroom | 0.00028447
Wall Mount | Incandescent |  | Standard A Lamp | 1 | 60 | Bathroom | 2121415 | Bathroom | 0.00028447
Ceiling Fixture | Incandescent |  | Standard A Lamp | 2 | 65 | Bathroom | 2121415 | Bathroom | 0.00028447
Chandelier (Hanging) | Incandescent |  | Standard A Lamp | 1 | 60 | Other | 2121416 | Other | 0.00028447
Recessed Can | Incandescent |  | Reflector | 1 | 60 | Office | 2121417 | Office | 0.00028447
Ceiling Fixture | Incandescent |  | Standard A Lamp | 2 | 60 | Office | 2121417 | Office | 0.00028447
Table | Incandescent |  | Standard A Lamp | 1 | 60 | Office | 2121417 | Office | 0.00028447
Chandelier (Hanging) | Incandescent |  | Standard A Lamp | 3 | 60 | Other | 2121418 | Other | 0.00028447
Chandelier (Hanging) | Incandescent |  | Globe | 1 | 100 | Other | 2121418 | Other | 0.00028447
Table | Incandescent |  | Standard A Lamp | 2 | 60 | Other | 2121418 | Other | 0.00028447
Table | Halogen |  | MR | 1 | 50 | Living Room | 212181 | Living Room | 0.00029634
Table | Incandescent |  | Reflector | 1 | 75 | Living Room | 212181 | Living Room | 0.00029634
Recessed - other | Incandescent |  | Reflector | 1 | 65 | Bathroom | 212182 | Bathroom | 0.00029634
Recessed - other | Incandescent |  | Heat Lamp | 1 | 250 | Bathroom | 212182 | Bathroom | 0.00029634
Wall Mount | Halogen |  | Other | 1 | 50 | Bathroom | 212183 | Bathroom | 0.00029634
Recessed Can | Incandescent |  | Reflector | 1 | 65 | Bathroom | 212183 | Bathroom | 0.00029634
Ceiling Fixture | Linear Fluorescent | 48 | T-12 | 2 | 40 | Other | 212184 | Other | 0.00029634
Ceiling Fixture | Incandescent |  | Standard A Lamp | 1 | 60 | Bedroom | 212185 | Bedroom | 0.00029634
Wall Mount | Incandescent |  | Standard A Lamp | 1 | 60 | Bedroom | 212185 | Bedroom | 0.00029634
Table | Compact Fluorescent |  | Twist | 1 | 15 | Bedroom | 212185 | Bedroom | 0.00029634
Recessed Can | Incandescent |  | Reflector | 1 | 65 | Hall | 212186 | Hall | 0.00029634
Recessed Can | Incandescent |  | Reflector | 1 | 65 | Bathroom | 212187 | Bathroom | 0.00029634
Wall Mount | Halogen |  | MR | 1 | 50 | Bathroom | 212187 | Bathroom | 0.00029634
Recessed - other | Incandescent |  | Reflector | 1 | 65 | Bathroom | 212188 | Bathroom | 0.00029634
Recessed - other | Incandescent |  | Heat Lamp | 1 | 250 | Bathroom | 212188 | Bathroom | 0.00029634
Wall Mount | Incandescent |  | 3-Way Incandescent | 1 | 100 | Family Room | 212189 | Family Room | 0.00029634
Table | Incandescent |  | 3-Way Incandescent | 1 | 100 | Family Room | 212189 | Family Room | 0.00029634
Recessed Can | Incandescent |  | Reflector | 1 | 65 | Family Room | 212189 | Family Room | 0.00029634
Wall Mount | Incandescent |  | Standard A Lamp | 2 | 60 | Bathroom | 2121810 | Bathroom | 0.00029634
Recessed Can | Incandescent |  | Reflector | 1 | 65 | Living Room | 2121811 | Living Room | 0.00029634
Table | Halogen |  | MR | 1 | 50 | Living Room | 2121811 | Living Room | 0.00029634
Table | Compact Fluorescent |  | Twist | 1 | 15 | Living Room | 2121811 | Living Room | 0.00029634
Architectural | Halogen |  | MR | 1 | 20 | Kitchen | 2121812 | Kitchen | 0.00029634
Recessed Can | Incandescent |  | Reflector | 1 | 65 | Kitchen | 2121812 | Kitchen | 0.00029634
Recessed Can | Incandescent |  | Reflector | 1 | 65 | Hall | 2121813 | Hall | 0.00029634
Recessed Can | Incandescent |  | Standard A Lamp | 1 | 65 | Hall | 2121814 | Hall | 0.00029634
Ceiling Fixture | Linear Fluorescent | 48 | T-12 | 2 | 40 | Laundry Room | 2121815 | Laundry Room | 0.00029634
Table | Incandescent |  | 3-Way Incandescent | 1 | 100 | Bedroom | 2121816 | Bedroom | 0.00029634
Table | Incandescent |  | Standard A Lamp | 1 | 25 | Bedroom | 2121816 | Bedroom | 0.00029634
Table | Incandescent |  | Standard A Lamp | 1 | 60 | Bedroom | 2121816 | Bedroom | 0.00029634
Recessed Can | Compact Fluorescent |  | Flood | 1 | 22 | Bathroom | 2121817 | Bathroom | 0.00029634
Recessed Can | Compact Fluorescent |  | Flood | 1 | 22 | Laundry Room | 2121818 | Laundry Room | 0.00029634
Chandelier (Hanging) | Incandescent |  | Mini base | 6 | 40 | Dining Room | 2121819 | Dining Room | 0.00029634
Architectural | Halogen |  | MR | 1 | 50 | Dining Room | 2121819 | Dining Room | 0.00029634
Architectural | Halogen |  | MR | 1 | 20 | Dining Room | 2121819 | Dining Room | 0.00029634
Recessed Can | Incandescent |  | Reflector | 1 | 65 | Dining Room | 2121819 | Dining Room | 0.00029634
Recessed Can | Incandescent |  | Reflector | 1 | 65 | Bathroom | 2121820 | Bathroom | 0.00029634
Chandelier (Hanging) | Incandescent |  | Standard A Lamp | 1 | 60 | Bathroom | 2121820 | Bathroom | 0.00029634
Wall Mount | Incandescent |  | Mini base | 1 | 40 | Family Room | 2121821 | Family Room | 0.00029634
Table | Compact Fluorescent |  | Twist | 1 | 15 | Family Room | 2121821 | Family Room | 0.00029634
Floor lamp | Compact Fluorescent |  | Twist | 1 | 15 | Family Room | 2121821 | Family Room | 0.00029634
Wall Mount | Incandescent |  | Standard A Lamp | 1 | 60 | Hall | 2121822 | Hall | 0.00029634
Wall Mount | Incandescent |  | Standard A Lamp | 1 | 60 | Master Bedroom | 2121823 | Master Bedroom | 0.00029634
Floor lamp | Compact Fluorescent |  | Twist | 1 | 15 | Master Bedroom | 2121823 | Master Bedroom | 0.00029634
Recessed Can | Incandescent |  | Reflector | 1 | 65 | Master Bedroom | 2121823 | Master Bedroom | 0.00029634
Track | Incandescent |  | Reflector | 2 | 65 | Master Bedroom | 2121823 | Master Bedroom | 0.00029634
Table | Incandescent |  | Standard A Lamp | 1 | 60 | Master Bedroom | 2121823 | Master Bedroom | 0.00029634
Recessed Can | Incandescent |  | Standard A Lamp | 1 | 40 | Closet | 2121824 | Closet | 0.00029634
Wall Mount | Incandescent |  | Standard A Lamp | 2 | 75 | Bathroom | 212191 | Bathroom | 0.002127
Wall Mount | Halogen |  | PAR | 1 | 30 | Bathroom | 212192 | Bathroom | 0.002127
Ceiling Fixture | Incandescent |  | Heat Lamp | 2 | 250 | Bathroom | 212192 | Bathroom | 0.002127
Wall Mount | Incandescent |  | Standard A Lamp | 3 | 75 | Bathroom | 212193 | Bathroom | 0.002127
Ceiling Fixture | Incandescent |  | Standard A Lamp | 2 | 60 | Bedroom | 212194 | Bedroom | 0.002127
Ceiling Fixture | Incandescent |  | Standard A Lamp | 1 | 60 | Bedroom | 212195 | Bedroom | 0.002127
Ceiling Fixture | Incandescent |  | Standard A Lamp | 2 | 40 | Bedroom | 212196 | Bedroom | 0.002127
Ceiling Fixture | Compact Fluorescent |  | Twist | 1 | 22 | Garage | 212197 | Garage | 0.002127
Ceiling Fixture | Linear Fluorescent | 48 | T-12 | 2 | 40 | Garage | 212197 | Garage | 0.002127
Garage door opener | Incandescent |  | Standard A Lamp | 2 | 60 | Garage | 212197 | Garage | 0.002127
Ceiling Fixture | Incandescent |  | Standard A Lamp | 1 | 60 | Hall | 212198 | Hall | 0.002127
Ceiling Fixture | Incandescent |  | Standard A Lamp | 2 | 60 | Hall | 212198 | Hall | 0.002127
Track | Halogen |  | PAR | 1 | 30 | Kitchen | 212199 | Kitchen | 0.002127
Recessed Can | Incandescent |  | Reflector | 1 | 60 | Kitchen | 212199 | Kitchen | 0.002127
Recessed - other | Halogen |  | PAR | 1 | 30 | Kitchen | 212199 | Kitchen | 0.002127
Recessed Can | Incandescent |  | Reflector | 1 | 65 | Living Room | 2121910 | Living Room | 0.002127
Floor lamp | Incandescent |  | Standard A Lamp | 1 | 100 | Living Room | 2121910 | Living Room | 0.002127
Table | Incandescent |  | Standard A Lamp | 1 | 60 | Other | 2121911 | Other | 0.002127
Recessed Can | Compact Fluorescent |  | Reflector | 1 | 15 | Other | 2121911 | Other | 0.002127
Wall Mount | Incandescent |  | Standard A Lamp | 1 | 60 | Other | 2121912 | Other | 0.002127
Ceiling Fixture | Incandescent |  | Decorative | 2 | 40 | Bathroom | 212251 | Bathroom | 0.00052955
Ceiling Fixture | Incandescent |  | Decorative | 2 | 60 | Bedroom | 212252 | Bedroom | 0.00052955
Table | Incandescent |  | Standard A Lamp | 1 | 60 | Bedroom | 212252 | Bedroom | 0.00052955
Ceiling Fixture | Incandescent |  | Standard A Lamp | 1 | 60 | Other | 212253 | Other | 0.00052955
Floor lamp | Compact Fluorescent |  | Twist | 1 | 22 | Living Room | 212254 | Living Room | 0.00052955
Table | Compact Fluorescent |  | Twist | 1 | 22 | Living Room | 212254 | Living Room | 0.00052955
Ceiling Fixture | Incandescent |  | Standard A Lamp | 1 | 60 | Garage | 212255 | Garage | 0.00052955
Wall Mount | Incandescent |  | Decorative | 1 | 60 | Bathroom | 212256 | Bathroom | 0.00052955
Ceiling Fixture | Incandescent |  | Globe | 1 | 65 | Bathroom | 212256 | Bathroom | 0.00052955
Wall Mount | Incandescent |  | Globe | 1 | 60 | Bedroom | 212257 | Bedroom | 0.00052955
Floor lamp | Compact Fluorescent |  | Twist | 1 | 22 | Bedroom | 212257 | Bedroom | 0.00052955
Wall Mount | Incandescent |  | Standard A Lamp | 1 | 60 | Bedroom | 212257 | Bedroom | 0.00052955
Wall Mount | Compact Fluorescent |  | Twist | 1 | 22 | Hall | 212258 | Hall | 0.00052955
Ceiling Fixture | Incandescent |  | Reflector | 1 | 60 | Kitchen | 212259 | Kitchen | 0.00052955
Chandelier (Hanging) | Compact Fluorescent |  | Twist | 1 | 22 | Kitchen | 212259 | Kitchen | 0.00052955
Ceiling Fixture | Compact Fluorescent |  | Twist | 1 | 22 | Laundry Room | 2122510 | Laundry Room | 0.00052955
Table | Compact Fluorescent |  | Twist | 1 | 22 | Office | 2122511 | Office | 0.00052955
Wall Mount | Incandescent |  | Globe | 1 | 60 | Office | 2122511 | Office | 0.00052955
Ceiling Fixture | Incandescent |  | Standard A Lamp | 2 | 60 | Bedroom | 212281 | Bedroom | 0.00094081
Table | Incandescent |  | Standard A Lamp | 1 | 60 | Bedroom | 212281 | Bedroom | 0.00094081
Ceiling Fixture | Incandescent |  | Standard A Lamp | 2 | 60 | Bedroom | 212282 | Bedroom | 0.00094081
Ceiling Fixture | Linear Fluorescent | 96 | T-12 | 2 | 110 | Garage | 212283 | Garage | 0.00094081
Ceiling Fixture | Incandescent |  | Standard A Lamp | 1 | 75 | Garage | 212283 | Garage | 0.00094081
Wall Mount | Incandescent |  | Globe | 3 | 25 | Bathroom | 212284 | Bathroom | 0.00094081
Ceiling Fixture | Incandescent |  | Standard A Lamp | 1 | 40 | Bathroom | 212284 | Bathroom | 0.00094081
Ceiling Fixture | Incandescent |  | Standard A Lamp | 2 | 60 | Bedroom | 212285 | Bedroom | 0.00094081
Table | Incandescent |  | Standard A Lamp | 1 | 75 | Bedroom | 212285 | Bedroom | 0.00094081
Ceiling Fixture | Incandescent |  | Standard A Lamp | 1 | 60 | Hall | 212286 | Hall | 0.00094081
Ceiling Fan | Incandescent |  | Standard A Lamp | 3 | 40 | Living Room | 212287 | Living Room | 0.00094081
Table | Incandescent |  | Standard A Lamp | 1 | 60 | Living Room | 212287 | Living Room | 0.00094081
Chandelier (Hanging) | Compact Fluorescent |  | Twist | 1 | 15 | Kitchen | 212288 | Kitchen | 0.00094081
Chandelier (Hanging) | Incandescent |  | Standard A Lamp | 4 | 25 | Kitchen | 212288 | Kitchen | 0.00094081
Ceiling Fixture | Linear Fluorescent | 24 | T-12 | 2 | 20 | Kitchen | 212288 | Kitchen | 0.00094081
Ceiling Fixture | Incandescent |  | Standard A Lamp | 1 | 40 | Hall | 212289 | Hall | 0.00094081
Ceiling Fixture | Incandescent |  | Standard A Lamp | 2 | 75 | Bedroom | 2122810 | Bedroom | 0.00094081
Wall Mount | Incandescent |  | Globe | 6 | 25 | Bathroom | 2122811 | Bathroom | 0.00094081
Ceiling Fixture | Incandescent |  | Standard A Lamp | 1 | 100 | Bathroom | 212311 | Bathroom | 0.00040077
Wall Mount | Incandescent |  | Standard A Lamp | 1 | 90 | Bathroom | 212311 | Bathroom | 0.00040077
Ceiling Fixture | Incandescent |  | Standard A Lamp | 1 | 40 | Bathroom | 212312 | Bathroom | 0.00040077
Ceiling Fixture | Incandescent |  | Standard A Lamp | 2 | 60 | Bedroom | 212313 | Bedroom | 0.00040077
Ceiling Fixture | Incandescent |  | Standard A Lamp | 2 | 60 | Bedroom | 212314 | Bedroom | 0.00040077
Table | Incandescent |  | Standard A Lamp | 1 | 100 | Bedroom | 212314 | Bedroom | 0.00040077
Ceiling Fixture | Incandescent |  | Standard A Lamp | 2 | 75 | Bedroom | 212315 | Bedroom | 0.00040077
Table | Incandescent |  | Standard A Lamp | 1 | 100 | Bedroom | 212315 | Bedroom | 0.00040077
Chandelier (Hanging) | Incandescent |  | Standard A Lamp | 1 | 100 | Bedroom | 212315 | Bedroom | 0.00040077
Chandelier (Hanging) | Incandescent |  | Decorative | 3 | 60 | Dining Room | 212316 | Dining Room | 0.00040077
Ceiling Fixture | Incandescent |  | Standard A Lamp | 2 | 75 | Family Room | 212317 | Family Room | 0.00040077
Table | Incandescent |  | Standard A Lamp | 1 | 150 | Family Room | 212317 | Family Room | 0.00040077
Floor lamp | Compact Fluorescent |  | Twist | 3 | 15 | Family Room | 212317 | Family Room | 0.00040077
Chandelier (Hanging) | Incandescent |  | Decorative | 6 | 40 | Dining Room | 212318 | Dining Room | 0.00040077
Table | Compact Fluorescent |  | Twist | 1 | 15 | Dining Room | 212318 | Dining Room | 0.00040077
Ceiling Fixture | Linear Fluorescent | 48 | T-12 | 2 | 40 | Kitchen | 212319 | Kitchen | 0.00040077
High bay | Incandescent |  | Mini base | 2 | 40 | Kitchen | 212319 | Kitchen | 0.00040077
Ceiling Fan | Incandescent |  | Standard A Lamp | 4 | 75 | Living Room | 2123110 | Living Room | 0.00040077
Table | Incandescent |  | Standard A Lamp | 1 | 100 | Living Room | 2123110 | Living Room | 0.00040077
Ceiling Fixture | Incandescent |  | Standard A Lamp | 1 | 100 | Bathroom | 2123111 | Bathroom | 0.00040077
Wall Mount | Incandescent |  | Standard A Lamp | 1 | 60 | Bathroom | 2123111 | Bathroom | 0.00040077
Ceiling Fan | Incandescent |  | Standard A Lamp | 2 | 60 | Master Bedroom | 2123112 | Master Bedroom | 0.00040077
Table | Incandescent |  | Standard A Lamp | 1 | 100 | Master Bedroom | 2123112 | Master Bedroom | 0.00040077
Ceiling Fixture | Incandescent |  | Standard A Lamp | 2 | 65 | Closet | 2123113 | Closet | 0.00040077
Ceiling Fixture | Incandescent |  | Standard A Lamp | 1 | 100 | Hall | 2123114 | Hall | 0.00040077
Low bay | Linear Fluorescent | 48 | T-12 | 2 | 40 | Other | 2123115 | Other | 0.00040077
Chandelier (Hanging) | Incandescent |  | Standard A Lamp | 1 | 100 | Other | 2123116 | Other | 0.00040077
Ceiling Fixture | Incandescent |  | Standard A Lamp | 3 | 40 | Laundry Room | 2123117 | Laundry Room | 0.00040077
Wall Mount | Incandescent |  | Decorative | 6 | 40 | Bathroom | 212331 | Bathroom | 0.00052955
Wall Mount | Incandescent |  | Decorative | 4 | 40 | Bathroom | 212332 | Bathroom | 0.00052955
Ceiling Fixture | Incandescent |  | Decorative | 2 | 40 | Bedroom | 212333 | Bedroom | 0.00052955
Floor lamp | Incandescent |  | Standard A Lamp | 1 | 125 | Bedroom | 212333 | Bedroom | 0.00052955
Table | Incandescent |  | Decorative | 3 | 25 | Bedroom | 212333 | Bedroom | 0.00052955
Table | Incandescent |  | Standard A Lamp | 1 | 60 | Bedroom | 212334 | Bedroom | 0.00052955
Recessed Can | Incandescent |  | Reflector | 1 | 40 | Bedroom | 212334 | Bedroom | 0.00052955
Ceiling Fixture | Incandescent |  | Standard A Lamp | 1 | 60 | Closet | 212335 | Closet | 0.00052955
Ceiling Fixture | Incandescent |  | Standard A Lamp | 2 | 60 | Other | 212336 | Other | 0.00052955
Ceiling Fan | Incandescent |  | Standard A Lamp | 1 | 60 | Family Room | 212337 | Family Room | 0.00052955
Table | Incandescent |  | Decorative | 1 | 40 | Family Room | 212337 | Family Room | 0.00052955
Garage door opener | Incandescent |  | Clear | 2 | 40 | Garage | 212338 | Garage | 0.00052955
Ceiling Fixture | Incandescent |  | Standard A Lamp | 2 | 60 | Garage | 212338 | Garage | 0.00052955
Chandelier (Hanging) | Compact Fluorescent |  | Globe | 1 | 15 | Dining Room | 212339 | Dining Room | 0.00052955
Recessed Can | Compact Fluorescent |  | Reflector | 1 | 15 | Dining Room | 212339 | Dining Room | 0.00052955
Ceiling Fixture | Incandescent |  | Standard A Lamp | 2 | 60 | Laundry Room | 2123310 | Laundry Room | 0.00052955
Ceiling Fan | Incandescent |  | Decorative | 1 | 40 | Office | 2123311 | Office | 0.00052955
Ceiling Fixture | Incandescent |  | Standard A Lamp | 1 | 60 | Other | 212381 | Other | 0.00052955
Wall Mount | Incandescent |  | Standard A Lamp | 4 | 40 | Bathroom | 212382 | Bathroom | 0.00052955
Ceiling Fixture | Incandescent |  | Standard A Lamp | 2 | 40 | Bathroom | 212382 | Bathroom | 0.00052955
Chandelier (Hanging) | Incandescent |  | Standard A Lamp | 1 | 60 | Bathroom | 212383 | Bathroom | 0.00052955
Ceiling Fixture | Incandescent |  | Standard A Lamp | 3 | 60 | Bathroom | 212383 | Bathroom | 0.00052955
Ceiling Fixture | Incandescent |  | Standard A Lamp | 3 | 65 | Bedroom | 212384 | Bedroom | 0.00052955
Ceiling Fixture | Incandescent |  | Standard A Lamp | 3 | 60 | Bedroom | 212385 | Bedroom | 0.00052955
Ceiling Fan | Incandescent |  | Standard A Lamp | 2 | 60 | Dining Room | 212386 | Dining Room | 0.00052955
Ceiling Fixture | Compact Fluorescent |  | Twist | 1 | 22 | Hall | 212387 | Hall | 0.00052955
Ceiling Fixture | Incandescent |  | Standard A Lamp | 3 | 60 | Kitchen | 212388 | Kitchen | 0.00052955
Ceiling Fixture | Incandescent |  | Mini base | 3 | 40 | Living Room | 212389 | Living Room | 0.00052955
Ceiling Fixture | Incandescent |  | Standard A Lamp | 3 | 60 | Other | 2123810 | Other | 0.00052955
Wall Mount | Incandescent |  | Standard A Lamp | 1 | 100 | Bathroom | 212421 | Bathroom | 0.0004784
Ceiling Fixture | Incandescent |  | Clear | 4 | 40 | Laundry Room | 212422 | Laundry Room | 0.0004784
Ceiling Fixture | Incandescent |  | Decorative | 2 | 40 | Living Room | 212423 | Living Room | 0.0004784
Wall Mount | Halogen |  | PAR | 5 | 20 | Living Room | 212423 | Living Room | 0.0004784
Track | Incandescent |  | Reflector | 4 | 40 | Living Room | 212423 | Living Room | 0.0004784
Ceiling Fixture | Incandescent |  | Clear | 2 | 40 | Living Room | 212423 | Living Room | 0.0004784
Table | Incandescent |  | Decorative | 1 | 25 | Living Room | 212423 | Living Room | 0.0004784
Ceiling Fixture | Incandescent |  | Other | 3 | 60 | Office | 212424 | Office | 0.0004784
Track | Halogen |  | PAR | 3 | 30 | Office | 212424 | Office | 0.0004784
Wall Mount | Linear Fluorescent | 12 | T-5 | 2 | 16 | Office | 212424 | Office | 0.0004784
Table | Halogen |  | PAR | 1 | 30 | Office | 212424 | Office | 0.0004784
Table | Incandescent |  | Decorative | 1 | 25 | Office | 212424 | Office | 0.0004784
Ceiling Fan | Incandescent |  | Other | 4 | 60 | Dining Room | 212425 | Dining Room | 0.0004784
Other | Incandescent |  | Mini base | 1 | 25 | Dining Room | 212425 | Dining Room | 0.0004784
Ceiling Fixture | Incandescent |  | Standard A Lamp | 1 | 100 | Other | 212426 | Other | 0.0004784
Ceiling Fixture | Linear Fluorescent | 48 | T-12 | 2 | 42 | Garage | 212427 | Garage | 0.0004784
Ceiling Fixture | Incandescent |  | Reflector | 1 | 65 | Garage | 212427 | Garage | 0.0004784
Ceiling Fixture | Compact Fluorescent |  | Twist | 1 | 22 | Garage | 212427 | Garage | 0.0004784
Garage door opener | Incandescent |  | Standard A Lamp | 1 | 40 | Garage | 212427 | Garage | 0.0004784
Ceiling Fixture | Halogen |  | PAR | 1 | 75 | Garage | 212427 | Garage | 0.0004784
Recessed Can | Incandescent |  | Reflector | 1 | 150 | Kitchen | 212428 | Kitchen | 0.0004784
Recessed - other | Linear Fluorescent | 48 | T-12 | 4 | 40 | Kitchen | 212428 | Kitchen | 0.0004784
Ceiling Fixture | Incandescent |  | Clear | 4 | 25 | Living Room | 212429 | Living Room | 0.0004784
Chandelier (Hanging) | Incandescent |  | Mini base | 2 | 40 | Living Room | 212429 | Living Room | 0.0004784
Floor lamp | Compact Fluorescent |  | Twist | 1 | 22 | Living Room | 212429 | Living Room | 0.0004784
Floor lamp | Incandescent |  | Clear | 4 | 25 | Living Room | 212429 | Living Room | 0.0004784
Wall Mount | Incandescent |  | Clear | 8 | 40 | Bathroom | 2124210 | Bathroom | 0.0004784
Ceiling Fixture | Incandescent |  | Heat Lamp | 2 | 250 | Bathroom | 2124210 | Bathroom | 0.0004784
Ceiling Fan | Compact Fluorescent |  | Twist | 3 | 15 | Bedroom | 2124211 | Bedroom | 0.0004784
Table | Incandescent |  | Clear | 1 | 5 | Bedroom | 2124211 | Bedroom | 0.0004784
Ceiling Fan | Compact Fluorescent |  | Twist | 4 | 15 | Bedroom | 2124212 | Bedroom | 0.0004784
Ceiling Fan | Incandescent |  | Decorative | 3 | 60 | Bedroom | 2124213 | Bedroom | 0.0004784
Table | Incandescent |  | Standard A Lamp | 1 | 60 | Bedroom | 2124213 | Bedroom | 0.0004784
Floor lamp | Compact Fluorescent |  | Twist | 1 | 22 | Bedroom | 2124213 | Bedroom | 0.0004784
Ceiling Fixture | Incandescent |  | Standard A Lamp | 2 | 60 | Hall | 2124214 | Hall | 0.0004784
Ceiling Fan | Incandescent |  | Standard A Lamp | 1 | 60 | Hall | 2124214 | Hall | 0.0004784
Wall Mount | Halogen |  | Quartz Tube | 3 | 75 | Bathroom | 212521 | Bathroom | 0.00040077
Wall Mount | Incandescent |  | Standard A Lamp | 3 | 100 | Bathroom | 212522 | Bathroom | 0.00040077
Ceiling Fan | Compact Fluorescent |  | Twist | 2 | 22 | Family Room | 212523 | Family Room | 0.00040077
Floor lamp | Incandescent |  | Standard A Lamp | 1 | 60 | Family Room | 212523 | Family Room | 0.00040077
Recessed Can | Incandescent |  | Reflector | 1 | 65 | Family Room | 212524 | Family Room | 0.00040077
Wall Mount | Incandescent |  | Standard A Lamp | 1 | 60 | Family Room | 212524 | Family Room | 0.00040077
Table | Compact Fluorescent |  | Twist | 1 | 22 | Family Room | 212524 | Family Room | 0.00040077
Recessed Can | Incandescent |  | Reflector | 1 | 65 | Family Room | 212524 | Family Room | 0.00040077
Low bay | Linear Fluorescent | 96 | T-12 | 2 | 100 | Garage | 212525 | Garage | 0.00040077
Low bay | Linear Fluorescent | 96 | T-12 | 2 | 100 | Garage | 212525 | Garage | 0.00040077
Recessed Can | Incandescent |  | Reflector | 1 | 65 | Bedroom | 212526 | Bedroom | 0.00040077
Floor lamp | Incandescent |  | Standard A Lamp | 1 | 65 | Bedroom | 212526 | Bedroom | 0.00040077
Wall Mount | Incandescent |  | Standard A Lamp | 1 | 65 | Hall | 212527 | Hall | 0.00040077
Recessed Can | Incandescent |  | Reflector | 1 | 65 | Kitchen | 212528 | Kitchen | 0.00040077
Recessed Can | Incandescent |  | Reflector | 1 | 65 | Kitchen | 212528 | Kitchen | 0.00040077
Chandelier (Hanging) | Incandescent |  | Globe | 1 | 75 | Kitchen | 212528 | Kitchen | 0.00040077
High bay | Linear Fluorescent | 48 | T-12 | 1 | 40 | Kitchen | 212528 | Kitchen | 0.00040077
Recessed Can | Incandescent |  | Reflector | 1 | 65 | Bathroom | 212529 | Bathroom | 0.00040077
Recessed Can | Incandescent |  | Reflector | 1 | 65 | Master Bedroom | 2125210 | Master Bedroom | 0.00040077
Ceiling Fixture | Linear Fluorescent | 48 | T-12 | 2 | 40 | Closet | 2125211 | Closet | 0.00040077
Recessed Can | Incandescent |  | Reflector | 1 | 65 | Office | 2125212 | Office | 0.00040077
Floor lamp | Incandescent |  | Standard A Lamp | 1 | 60 | Office | 2125212 | Office | 0.00040077
Ceiling Fixture | Linear Fluorescent | 48 | T-12 | 2 | 40 | Closet | 2125213 | Closet | 0.00040077
Ceiling Fixture | Linear Fluorescent | 48 | T-8 | 2 | 32 | Other | 2125214 | Other | 0.00040077
Table | Compact Fluorescent |  | Mini base | 1 | 22 | Other | 2125214 | Other | 0.00040077
Table | Incandescent |  | Standard A Lamp | 2 | 75 | Other | 2125214 | Other | 0.00040077
Ceiling Fan | Incandescent |  | Standard A Lamp | 2 | 60 | Other | 2125214 | Other | 0.00040077
Wall Mount | Incandescent |  | Standard A Lamp | 1 | 65 | Hall | 2125215 | Hall | 0.00040077
Ceiling Fixture | Linear Fluorescent | 48 | T-12 | 2 | 40 | Laundry Room | 2125216 | Laundry Room | 0.00040077
Wall Mount | Incandescent |  | Mini base | 5 | 40 | Bathroom | 212581 | Bathroom | 0.00040077
Chandelier (Hanging) | Compact Fluorescent |  | Twist | 2 | 22 | Dining Room | 212582 | Dining Room | 0.00040077
Wall Mount | Incandescent |  | Decorative | 1 | 60 | Dining Room | 212583 | Dining Room | 0.00040077
Wall Mount | Compact Fluorescent |  | Twist | 1 | 22 | Garage | 212584 | Garage | 0.00040077
Chandelier (Hanging) | Compact Fluorescent |  | Twist | 1 | 22 | Bedroom | 212585 | Bedroom | 0.00040077
Recessed - other | Incandescent |  | Reflector | 1 | 60 | Hall | 212586 | Hall | 0.00040077
Ceiling Fixture | Linear Fluorescent | 48 | T-8 | 4 | 32 | Kitchen | 212587 | Kitchen | 0.00040077
Chandelier (Hanging) | Incandescent |  | Globe | 1 | 75 | Living Room | 212588 | Living Room | 0.00040077
Table | Compact Fluorescent |  | Twist | 1 | 22 | Living Room | 212588 | Living Room | 0.00040077
Wall Mount | Compact Fluorescent |  | Twist | 2 | 22 | Master Bedroom | 212589 | Master Bedroom | 0.00040077
Chandelier (Hanging) | Compact Fluorescent |  | Twist | 1 | 22 | Bedroom | 2125810 | Bedroom | 0.00040077
Table | Halogen |  | Quartz Tube | 1 | 50 | Bedroom | 2125810 | Bedroom | 0.00040077
Ceiling Fixture | Linear Fluorescent | 48 | T-12 | 2 | 40 | Closet | 2125811 | Closet | 0.00040077
Ceiling Fixture | Linear Fluorescent | 96 | T-12 | 2 | 100 | Other | 2125812 | Other | 0.00040077
Ceiling Fixture | Linear Fluorescent | 48 | T-8 | 2 | 32 | Bathroom | 2125813 | Bathroom | 0.00040077
Ceiling Fixture | Compact Fluorescent |  | Twist | 1 | 22 | Bathroom | 212591 | Bathroom | 0.00094081
Track | Incandescent |  | Clear | 4 | 40 | Bathroom | 212591 | Bathroom | 0.00094081
Ceiling Fixture | Compact Fluorescent |  | Twist | 1 | 22 | Hall | 212592 | Hall | 0.00094081
Ceiling Fixture | Compact Fluorescent |  | Twist | 4 | 15 | Family Room | 212593 | Family Room | 0.00094081
Wall Mount | Incandescent |  | Standard A Lamp | 2 | 75 | Bathroom | 212594 | Bathroom | 0.00094081
Track | Incandescent |  | Decorative | 4 | 40 | Bathroom | 212594 | Bathroom | 0.00094081
Ceiling Fixture | Incandescent |  | Standard A Lamp | 2 | 75 | Hall | 212595 | Hall | 0.00094081
Ceiling Fixture | Compact Fluorescent |  | Twist | 1 | 15 | Hall | 212595 | Hall | 0.00094081
Ceiling Fixture | Incandescent |  | Decorative | 1 | 90 | Hall | 212595 | Hall | 0.00094081
Ceiling Fixture | Incandescent |  | Standard A Lamp | 1 | 75 | Other | 212596 | Other | 0.00094081
Ceiling Fixture | Incandescent |  | Standard A Lamp | 3 | 60 | Other | 212597 | Other | 0.00094081
Ceiling Fixture | Incandescent |  | Standard A Lamp | 1 | 60 | Closet | 212598 | Closet | 0.00094081
Wall Mount | Linear Fluorescent | 24 | T-5 | 1 | 20 | Laundry Room | 212599 | Laundry Room | 0.00094081
Chandelier (Hanging) | Compact Fluorescent |  | Twist | 4 | 15 | Kitchen | 2125910 | Kitchen | 0.00094081
Recessed Can | Compact Fluorescent |  | Twist | 1 | 22 | Kitchen | 2125910 | Kitchen | 0.00094081
Ceiling Fixture | Incandescent |  | Standard A Lamp | 1 | 75 | Garage | 2125911 | Garage | 0.00094081
Garage door opener | Incandescent |  | Standard A Lamp | 2 | 60 | Garage | 2125911 | Garage | 0.00094081
Ceiling Fixture | Incandescent |  | Reflector | 1 | 65 | Living Room | 2125912 | Living Room | 0.00094081
Ceiling Fixture | Incandescent |  | Standard A Lamp | 2 | 75 | Hall | 2125913 | Hall | 0.00094081
Ceiling Fixture | Compact Fluorescent |  | Twist | 2 | 22 | Office | 2125914 | Office | 0.00094081
Ceiling Fixture | Compact Fluorescent |  | Twist | 3 | 22 | Bedroom | 2125915 | Bedroom | 0.00094081
Ceiling Fixture | Compact Fluorescent |  | Twist | 1 | 22 | Bathroom | 2125916 | Bathroom | 0.00094081
Wall Mount | Incandescent |  | Decorative | 2 | 40 | Bathroom | 2125916 | Bathroom | 0.00094081
Ceiling Fan | Compact Fluorescent |  | Twist | 3 | 15 | Bedroom | 2125917 | Bedroom | 0.00094081
Table | Incandescent |  | Standard A Lamp | 1 | 40 | Bedroom | 2125917 | Bedroom | 0.00094081
Wall Mount | Incandescent |  | Globe | 4 | 60 | Bathroom | 212631 | Bathroom | 0.00047324
Ceiling Fixture | Incandescent |  | Standard A Lamp | 2 | 60 | Bedroom | 212632 | Bedroom | 0.00047324
Chandelier (Hanging) | Incandescent |  | Mini base | 6 | 40 | Dining Room | 212633 | Dining Room | 0.00047324
Ceiling Fixture | Incandescent |  | Globe | 1 | 60 | Garage | 212634 | Garage | 0.00047324
Ceiling Fixture | Incandescent |  | Standard A Lamp | 1 | 75 | Garage | 212634 | Garage | 0.00047324
Ceiling Fixture | Linear Fluorescent | 48 | T-12 | 2 | 40 | Garage | 212634 | Garage | 0.00047324
Ceiling Fixture | Compact Fluorescent |  | Twist | 2 | 15 | Hall | 212635 | Hall | 0.00047324
Ceiling Fixture | Incandescent |  | Standard A Lamp | 2 | 40 | Hall | 212635 | Hall | 0.00047324
Table | Compact Fluorescent |  | Twist | 1 | 15 | Living Room | 212636 | Living Room | 0.00047324
Floor lamp | Compact Fluorescent |  | Twist | 1 | 15 | Living Room | 212636 | Living Room | 0.00047324
Ceiling Fixture | Incandescent |  | Standard A Lamp | 2 | 40 | Master Bedroom | 212637 | Master Bedroom | 0.00047324
Floor lamp | Incandescent |  | Other | 1 | 40 | Master Bedroom | 212637 | Master Bedroom | 0.00047324
Table | Incandescent |  | Mini base | 1 | 5 | Master Bedroom | 212637 | Master Bedroom | 0.00047324
Ceiling Fixture | Halogen |  | MR | 4 | 50 | Office | 212638 | Office | 0.00047324
Ceiling Fixture | Incandescent |  | Standard A Lamp | 2 | 60 | Hall | 212639 | Hall | 0.00047324
Ceiling Fixture | Compact Fluorescent |  | Pin base | 1 | 22 | Laundry Room | 2126310 | Laundry Room | 0.00047324
Ceiling Fixture | Compact Fluorescent |  | Twist | 1 | 15 | Hall | 2126311 | Hall | 0.00047324
Wall Mount | Incandescent |  | Mini base | 4 | 40 | Bathroom | 2126312 | Bathroom | 0.00047324
Ceiling Fixture | Incandescent |  | Standard A Lamp | 2 | 60 | Bedroom | 2126313 | Bedroom | 0.00047324
Table | Incandescent |  | Standard A Lamp | 1 | 40 | Bedroom | 2126313 | Bedroom | 0.00047324
Ceiling Fixture | Incandescent |  | Standard A Lamp | 2 | 60 | Bedroom | 2126314 | Bedroom | 0.00047324
Ceiling Fixture | Incandescent |  | Standard A Lamp | 1 | 75 | Other | 2126315 | Other | 0.00047324
Ceiling Fixture | Compact Fluorescent |  | Twist | 1 | 15 | Family Room | 2126316 | Family Room | 0.00047324
Ceiling Fixture | Incandescent |  | Standard A Lamp | 1 | 60 | Family Room | 2126316 | Family Room | 0.00047324
Ceiling Fixture | Incandescent |  | Standard A Lamp | 1 | 60 | Other | 2126317 | Other | 0.00047324
Wall Mount | Incandescent |  | Globe | 4 | 40 | Bathroom | 2126318 | Bathroom | 0.00047324
Ceiling Fixture | Linear Fluorescent | 48 | T-12 | 4 | 40 | Kitchen | 2126319 | Kitchen | 0.00047324
Ceiling Fixture | Incandescent |  | Standard A Lamp | 5 | 60 | Family Room | 2126320 | Family Room | 0.00047324
Recessed Can | Compact Fluorescent |  | A shape bulb | 1 | 15 | Bathroom | 212641 | Bathroom | 0.00047324
Wall Mount | Incandescent |  | Decorative | 3 | 40 | Bathroom | 212642 | Bathroom | 0.00047324
Ceiling Fixture | Compact Fluorescent |  | Twist | 2 | 15 | Bedroom | 212643 | Bedroom | 0.00047324
Table | Compact Fluorescent |  | Twist | 1 | 15 | Bedroom | 212643 | Bedroom | 0.00047324
Recessed Can | Compact Fluorescent |  | Flood | 1 | 22 | Dining Room | 212644 | Dining Room | 0.00047324
Torchiere | Halogen |  | Quartz Tube | 1 | 150 | Dining Room | 212644 | Dining Room | 0.00047324
Chandelier (Hanging) | Compact Fluorescent |  | Twist | 3 | 15 | Hall | 212645 | Hall | 0.00047324
Ceiling Fixture | Compact Fluorescent |  | Twist | 1 | 15 | Hall | 212645 | Hall | 0.00047324
Recessed Can | Incandescent |  | Standard A Lamp | 1 | 60 | Family Room | 212646 | Family Room | 0.00047324
Wall Mount | Compact Fluorescent |  | Pin base | 1 | 22 | Family Room | 212646 | Family Room | 0.00047324
Ceiling Fixture | Compact Fluorescent |  | Twist | 1 | 22 | Hall | 212647 | Hall | 0.00047324
Wall Mount | Compact Fluorescent |  | Twist | 1 | 15 | Hall | 212647 | Hall | 0.00047324
Recessed Can | Compact Fluorescent |  | A shape bulb | 1 | 22 | Kitchen | 212648 | Kitchen | 0.00047324
Ceiling Fixture | Compact Fluorescent |  | A shape bulb | 2 | 22 | Laundry Room | 212649 | Laundry Room | 0.00047324
Floor lamp | Compact Fluorescent |  | Twist | 1 | 22 | Living Room | 2126410 | Living Room | 0.00047324
Table | Compact Fluorescent |  | Twist | 1 | 15 | Living Room | 2126410 | Living Room | 0.00047324
Ceiling Fixture | Compact Fluorescent |  | Twist | 2 | 15 | Bathroom | 2126411 | Bathroom | 0.00047324
Wall Mount | Incandescent |  | Mini base | 3 | 25 | Bathroom | 2126411 | Bathroom | 0.00047324
Table | Compact Fluorescent |  | Twist | 1 | 15 | Master Bedroom | 2126412 | Master Bedroom | 0.00047324
Ceiling Fixture | Compact Fluorescent |  | Twist | 2 | 15 | Master Bedroom | 2126412 | Master Bedroom | 0.00047324
Wall Mount | Compact Fluorescent |  | Twist | 1 | 15 | Master Bedroom | 2126412 | Master Bedroom | 0.00047324
Track | Incandescent |  | Standard A Lamp | 1 | 60 | Master Bedroom | 2126413 | Master Bedroom | 0.00047324
Table | Compact Fluorescent |  | Twist | 1 | 15 | Master Bedroom | 2126413 | Master Bedroom | 0.00047324
Ceiling Fan | Incandescent |  | Decorative | 3 | 40 | Office | 2126414 | Office | 0.00047324
Table | Incandescent |  | Standard A Lamp | 1 | 60 | Office | 2126414 | Office | 0.00047324
Ceiling Fixture | Linear Fluorescent | 48 | T-8 | 2 | 32 | Garage | 2126415 | Garage | 0.00047324
Ceiling Fan | Incandescent |  | Standard A Lamp | 4 | 60 | Master Bedroom | 212771 | Master Bedroom | 0.00040077
Table | Incandescent |  | Decorative | 1 | 40 | Master Bedroom | 212771 | Master Bedroom | 0.00040077
Wall Mount | Incandescent |  | Standard A Lamp | 3 | 60 | Bathroom | 212772 | Bathroom | 0.00040077
Wall Mount | Compact Fluorescent |  | A shape bulb | 1 | 15 | Bathroom | 212772 | Bathroom | 0.00040077
Chandelier (Hanging) | Incandescent |  | Decorative | 3 | 40 | Dining Room | 212773 | Dining Room | 0.00040077
Chandelier (Hanging) | Compact Fluorescent |  | Decorative | 1 | 22 | Dining Room | 212773 | Dining Room | 0.00040077
Ceiling Fixture | Compact Fluorescent |  | Twist | 1 | 15 | Hall | 212774 | Hall | 0.00040077
Ceiling Fixture | Incandescent |  | Standard A Lamp | 1 | 60 | Hall | 212775 | Hall | 0.00040077
Ceiling Fixture | Compact Fluorescent |  | Twist | 1 | 15 | Hall | 212775 | Hall | 0.00040077
Chandelier (Hanging) | Incandescent |  | Decorative | 2 | 40 | Hall | 212776 | Hall | 0.00040077
Track | Halogen |  | MR | 1 | 50 | Kitchen | 212777 | Kitchen | 0.00040077
Other | Incandescent |  | Clear | 1 | 25 | Kitchen | 212777 | Kitchen | 0.00040077
Ceiling Fixture | Incandescent |  | Reflector | 3 | 65 | Living Room | 212778 | Living Room | 0.00040077
Wall Mount | Compact Fluorescent |  | Reflector | 3 | 28 | Living Room | 212778 | Living Room | 0.00040077
Table | Compact Fluorescent |  | Twist | 1 | 15 | Living Room | 212778 | Living Room | 0.00040077
Ceiling Fixture | Incandescent |  | Standard A Lamp | 3 | 60 | Office | 212779 | Office | 0.00040077
Ceiling Fixture | Compact Fluorescent |  | Twist | 1 | 15 | Office | 212779 | Office | 0.00040077
Table | Linear Fluorescent | 18 | T-8 | 2 | 16 | Office | 212779 | Office | 0.00040077
Table | Incandescent |  | Mini base | 1 | 25 | Office | 212779 | Office | 0.00040077
Wall Mount | Incandescent |  | Standard A Lamp | 4 | 40 | Bathroom | 2127710 | Bathroom | 0.00040077
Ceiling Fixture | Compact Fluorescent |  | Twist | 1 | 15 | Bathroom | 2127710 | Bathroom | 0.00040077
Ceiling Fixture | Incandescent |  | Standard A Lamp | 4 | 60 | Bedroom | 2127711 | Bedroom | 0.00040077
Table | Compact Fluorescent |  | Twist | 1 | 15 | Bedroom | 2127711 | Bedroom | 0.00040077
Ceiling Fixture | Incandescent |  | Standard A Lamp | 1 | 60 | Closet | 2127712 | Closet | 0.00040077
Ceiling Fixture | Compact Fluorescent |  | Twist | 1 | 22 | Kitchen | 212911 | Kitchen | 0.0005169
Ceiling Fixture | Linear Fluorescent | 48 | T-12 | 2 | 32 | Kitchen | 212911 | Kitchen | 0.0005169
Ceiling Fixture | Compact Fluorescent |  | Twist | 2 | 22 | Hall | 212912 | Hall | 0.0005169
Ceiling Fixture | Compact Fluorescent |  | Twist | 3 | 22 | Hall | 212912 | Hall | 0.0005169
Ceiling Fixture | Incandescent |  | Standard A Lamp | 1 | 60 | Bedroom | 212913 | Bedroom | 0.0005169
Table | Incandescent |  | Standard A Lamp | 1 | 60 | Bedroom | 212913 | Bedroom | 0.0005169
Table | Incandescent |  | Standard A Lamp | 1 | 65 | Bedroom | 212913 | Bedroom | 0.0005169
Recessed Can | Halogen |  | MR | 1 | 50 | Living Room | 212914 | Living Room | 0.0005169
Ceiling Fixture | Compact Fluorescent |  | Twist | 1 | 15 | Living Room | 212914 | Living Room | 0.0005169
Table | Incandescent |  | Standard A Lamp | 1 | 75 | Living Room | 212914 | Living Room | 0.0005169
Ceiling Fixture | Incandescent |  | Standard A Lamp | 2 | 60 | Bedroom | 212915 | Bedroom | 0.0005169
Table | Incandescent |  | Standard A Lamp | 1 | 60 | Bedroom | 212915 | Bedroom | 0.0005169
Ceiling Fixture | Incandescent |  | Standard A Lamp | 1 | 60 | Bathroom | 212916 | Bathroom | 0.0005169
Ceiling Fan | Incandescent |  | Standard A Lamp | 1 | 40 | Bathroom | 212916 | Bathroom | 0.0005169
Ceiling Fixture | Compact Fluorescent |  | Twist | 1 | 15 | Office | 212917 | Office | 0.0005169
Recessed Can | Incandescent |  | Reflector | 1 | 65 | Bathroom | 212918 | Bathroom | 0.0005169
Ceiling Fixture | Incandescent |  | Standard A Lamp | 1 | 60 | Bathroom | 212918 | Bathroom | 0.0005169
Ceiling Fixture | Incandescent |  | Standard A Lamp | 1 | 40 | Bathroom | 212918 | Bathroom | 0.0005169
Ceiling Fixture | Compact Fluorescent |  | Twist | 3 | 22 | Master Bedroom | 212919 | Master Bedroom | 0.0005169
Table | Incandescent |  | Standard A Lamp | 1 | 60 | Master Bedroom | 212919 | Master Bedroom | 0.0005169
Table | Incandescent |  | Standard A Lamp | 1 | 100 | Master Bedroom | 212919 | Master Bedroom | 0.0005169
Ceiling Fixture | Compact Fluorescent |  | Twist | 1 | 15 | Garage | 2129110 | Garage | 0.0005169
Garage door opener | Compact Fluorescent |  | Twist | 2 | 15 | Garage | 2129110 | Garage | 0.0005169
Ceiling Fixture | Compact Fluorescent |  | Twist | 2 | 15 | Hall | 2129111 | Hall | 0.0005169
Ceiling Fixture | Linear Fluorescent | 48 | T-12 | 2 | 40 | Closet | 2129112 | Closet | 0.0005169
Ceiling Fixture | Compact Fluorescent |  | Twist | 2 | 16 | Family Room | 2129113 | Family Room | 0.0005169
Floor lamp | Incandescent |  | Standard A Lamp | 1 | 200 | Family Room | 2129113 | Family Room | 0.0005169
Table | Compact Fluorescent |  | Twist | 1 | 22 | Family Room | 2129113 | Family Room | 0.0005169
Ceiling Fixture | Incandescent |  | Standard A Lamp | 1 | 60 | Kitchen | 2129114 | Kitchen | 0.0005169
Ceiling Fixture | Compact Fluorescent |  | Twist | 1 | 22 | Kitchen | 2129114 | Kitchen | 0.0005169
Other | Linear Fluorescent | 12 | T-4 | 1 | 16 | Kitchen | 2129114 | Kitchen | 0.0005169
Chandelier (Hanging) | Compact Fluorescent |  | Twist | 5 | 15 | Other | 2129115 | Other | 0.0005169
Wall Mount | Incandescent |  | Mini base | 1 | 25 | Other | 2129115 | Other | 0.0005169
Wall Mount | Incandescent |  | Standard A Lamp | 2 | 75 | Bathroom | 2129116 | Bathroom | 0.0005169
Chandelier (Hanging) | Compact Fluorescent |  | Twist | 3 | 22 | Dining Room | 2129117 | Dining Room | 0.0005169
Floor lamp | Incandescent |  | Standard A Lamp | 2 | 40 | Living Room | 2129118 | Living Room | 0.0005169
Table | Incandescent |  | Standard A Lamp | 1 | 40 | Living Room | 2129118 | Living Room | 0.0005169
Table | Incandescent |  | Heat Lamp | 2 | 40 | Living Room | 2129118 | Living Room | 0.0005169
Wall Mount | Incandescent |  | Standard A Lamp | 1 | 40 | Closet | 2129119 | Closet | 0.0005169
Ceiling Fixture | Compact Fluorescent |  | Twist | 1 | 15 | Hall | 2129120 | Hall | 0.0005169
Ceiling Fixture | Compact Fluorescent |  | Twist | 2 | 15 | Bedroom | 2129121 | Bedroom | 0.0005169
Table | Incandescent |  | Standard A Lamp | 1 | 40 | Bedroom | 2129121 | Bedroom | 0.0005169
Table | Incandescent |  | Standard A Lamp | 1 | 60 | Bedroom | 2129121 | Bedroom | 0.0005169
Ceiling Fixture | Incandescent |  | Standard A Lamp | 3 | 60 | Bedroom | 212931 | Bedroom | 0.00094081
Ceiling Fixture | Incandescent |  | Standard A Lamp | 1 | 100 | Hall | 212932 | Hall | 0.00094081
Ceiling Fixture | Incandescent |  | Standard A Lamp | 2 | 65 | Bedroom | 212933 | Bedroom | 0.00094081
Ceiling Fixture | Incandescent |  | Standard A Lamp | 1 | 75 | Other | 212934 | Other | 0.00094081
Ceiling Fixture | Compact Fluorescent |  | Twist | 1 | 15 | Other | 212934 | Other | 0.00094081
Ceiling Fixture | Compact Fluorescent |  | Twist | 1 | 28 | Living Room | 212935 | Living Room | 0.00094081
Ceiling Fixture | Incandescent |  | Standard A Lamp | 1 | 75 | Living Room | 212935 | Living Room | 0.00094081
Ceiling Fixture | Linear Fluorescent | 48 | T-8 | 2 | 32 | Family Room | 212936 | Family Room | 0.00094081
Ceiling Fixture | Compact Fluorescent |  | Twist | 1 | 15 | Bedroom | 212937 | Bedroom | 0.00094081
Wall Mount | Incandescent |  | Standard A Lamp | 1 | 100 | Bathroom | 212938 | Bathroom | 0.00094081
Ceiling Fan | Compact Fluorescent |  | Twist | 3 | 28 | Dining Room | 2129310 | Dining Room | 0.00094081
Ceiling Fan | Compact Fluorescent |  | Twist | 1 | 22 | Kitchen | 2129311 | Kitchen | 0.00094081
Ceiling Fixture | Compact Fluorescent |  | Twist | 1 | 28 | Laundry Room | 2129312 | Laundry Room | 0.00094081
Wall Mount | Compact Fluorescent |  | Twist | 1 | 22 | Laundry Room | 2129312 | Laundry Room | 0.00094081
Ceiling Fixture | Incandescent |  | Standard A Lamp | 1 | 75 | Garage | 2129313 | Garage | 0.00094081
Ceiling Fan | Compact Fluorescent |  | Twist | 2 | 28 | Living Room | 2129314 | Living Room | 0.00094081
Ceiling Fixture | Compact Fluorescent |  | Twist | 1 | 22 | Hall | 2129315 | Hall | 0.00094081
Ceiling Fan | Compact Fluorescent |  | Twist | 3 | 28 | Master Bedroom | 2129316 | Master Bedroom | 0.00094081
Ceiling Fixture | Incandescent |  | Standard A Lamp | 2 | 60 | Master Bedroom | 2129316 | Master Bedroom | 0.00094081
Ceiling Fixture | Incandescent |  | Standard A Lamp | 1 | 75 | Bedroom | 2129317 | Bedroom | 0.00094081
Ceiling Fixture | Incandescent |  | Mini base | 5 | 40 | Dining Room | 212941 | Dining Room | 0.0005169
Recessed Can | Compact Fluorescent |  | Reflector | 1 | 15 | Kitchen | 212942 | Kitchen | 0.0005169
Ceiling Fixture | Incandescent |  | Mini base | 3 | 60 | Closet | 212943 | Closet | 0.0005169
Recessed Can | Compact Fluorescent |  | Reflector | 1 | 15 | Bathroom | 212944 | Bathroom | 0.0005169
Wall Mount | Incandescent |  | Standard A Lamp | 3 | 100 | Bathroom | 212944 | Bathroom | 0.0005169
Chandelier (Hanging) | Incandescent |  | Mini base | 4 | 60 | Bathroom | 212944 | Bathroom | 0.0005169
Wall Mount | Incandescent |  | Standard A Lamp | 3 | 100 | Bathroom | 212945 | Bathroom | 0.0005169
Table | Compact Fluorescent |  | Twist | 1 | 15 | Office | 212946 | Office | 0.0005169
Architectural | Other |  | Other | 1 | 50 | Office | 212946 | Office | 0.0005169
Wall Mount | Incandescent |  | Clear | 5 | 50 | Bathroom | 212947 | Bathroom | 0.0005169
Track | Incandescent |  | Reflector | 3 | 75 | Bedroom | 212948 | Bedroom | 0.0005169
Ceiling Fixture | Linear Fluorescent | 48 | T-12 | 2 | 40 | Garage | 212949 | Garage | 0.0005169
Wall Mount | Incandescent |  | Reflector | 2 | 75 | Garage | 212949 | Garage | 0.0005169
Ceiling Fixture | Incandescent |  | Clear | 3 | 40 | Closet | 2129410 | Closet | 0.0005169
Ceiling Fixture | Incandescent |  | Reflector | 1 | 75 | Living Room | 2129411 | Living Room | 0.0005169
Table | Incandescent |  | Standard A Lamp | 1 | 100 | Living Room | 2129411 | Living Room | 0.0005169
Floor lamp | Incandescent |  | Standard A Lamp | 1 | 100 | Living Room | 2129411 | Living Room | 0.0005169
Chandelier (Hanging) | Incandescent |  | Mini base | 3 | 40 | Hall | 2129412 | Hall | 0.0005169
Ceiling Fixture | Incandescent |  | Clear | 3 | 25 | Hall | 2129412 | Hall | 0.0005169
Table | Incandescent |  | Standard A Lamp | 1 | 75 | Family Room | 2129413 | Family Room | 0.0005169
Ceiling Fixture | Compact Fluorescent |  | Reflector | 1 | 15 | Family Room | 2129413 | Family Room | 0.0005169
Recessed Can | Compact Fluorescent |  | Reflector | 1 | 15 | Family Room | 2129413 | Family Room | 0.0005169
Wall Mount | Incandescent |  | Standard A Lamp | 1 | 65 | Closet | 2129414 | Closet | 0.0005169
Ceiling Fixture | Incandescent |  | Standard A Lamp | 1 | 75 | Laundry Room | 2129415 | Laundry Room | 0.0005169
Table | Compact Fluorescent |  | Twist | 1 | 15 | Master Bedroom | 2129416 | Master Bedroom | 0.0005169
Table | Incandescent |  | Standard A Lamp | 2 | 75 | Master Bedroom | 2129416 | Master Bedroom | 0.0005169
Table | Incandescent |  | Standard A Lamp | 1 | 60 | Master Bedroom | 2129416 | Master Bedroom | 0.0005169
Ceiling Fixture | Incandescent |  | Standard A Lamp | 1 | 60 | Bathroom | 212951 | Bathroom | 0.00040077
Table | Halogen |  | PAR | 1 | 30 | Bedroom | 212952 | Bedroom | 0.00040077
Chandelier (Hanging) | Incandescent |  | Standard A Lamp | 1 | 60 | Bedroom | 212952 | Bedroom | 0.00040077
Ceiling Fixture | Incandescent |  | Standard A Lamp | 1 | 60 | Closet | 212953 | Closet | 0.00040077
Ceiling Fixture | Incandescent |  | Standard A Lamp | 1 | 60 | Hall | 212954 | Hall | 0.00040077
Recessed Can | Incandescent |  | Reflector | 1 | 65 | Kitchen | 212955 | Kitchen | 0.00040077
Wall Mount | Halogen |  | PAR | 1 | 20 | Kitchen | 212955 | Kitchen | 0.00040077
Wall Mount | Incandescent |  | Standard A Lamp | 1 | 60 | Kitchen | 212955 | Kitchen | 0.00040077
Ceiling Fixture | Incandescent |  | Standard A Lamp | 1 | 60 | Laundry Room | 212956 | Laundry Room | 0.00040077
Ceiling Fixture | Incandescent |  | Standard A Lamp | 1 | 60 | Laundry Room | 212957 | Laundry Room | 0.00040077
Ceiling Fixture | Compact Fluorescent |  | Twist | 1 | 15 | Bathroom | 212961 | Bathroom | 0.0004784
Ceiling Fixture | Compact Fluorescent |  | Twist | 1 | 15 | Bedroom | 212962 | Bedroom | 0.0004784
Ceiling Fixture | Compact Fluorescent |  | Twist | 1 | 15 | Kitchen | 212963 | Kitchen | 0.0004784
Ceiling Fixture | Compact Fluorescent |  | Straight Tube | 1 | 15 | Laundry Room | 212964 | Laundry Room | 0.0004784
Ceiling Fixture | Compact Fluorescent |  | Twist | 1 | 15 | Living Room | 212965 | Living Room | 0.0004784
Ceiling Fixture | Compact Fluorescent |  | Twist | 1 | 15 | Master Bedroom | 212966 | Master Bedroom | 0.0004784
Wall Mount | Incandescent |  | Globe | 4 | 60 | Bathroom | 212981 | Bathroom | 0.00094081
Wall Mount | Incandescent |  | Globe | 8 | 40 | Bathroom | 212982 | Bathroom | 0.00094081
Wall Mount | Compact Fluorescent |  | Twist | 3 | 23 | Bathroom | 212983 | Bathroom | 0.00094081
Ceiling Fixture | Compact Fluorescent |  | Twist | 4 | 13 | Bedroom | 212984 | Bedroom | 0.00094081
Table | Incandescent |  | Mini base | 1 | 40 | Bedroom | 212984 | Bedroom | 0.00094081
Ceiling Fixture | Compact Fluorescent |  | Twist | 2 | 26 | Bedroom | 212985 | Bedroom | 0.00094081
Table | Incandescent |  | Standard A Lamp | 1 | 60 | Bedroom | 212985 | Bedroom | 0.00094081
Ceiling Fan | Compact Fluorescent |  | Twist | 3 | 23 | Bedroom | 212986 | Bedroom | 0.00094081
Table | Halogen |  | Other | 1 | 50 | Bedroom | 212986 | Bedroom | 0.00094081
Table | Incandescent |  | Clear | 1 | 60 | Bedroom | 212986 | Bedroom | 0.00094081
Ceiling Fixture | Compact Fluorescent |  | Pin base | 1 | 22 | Bedroom | 212987 | Bedroom | 0.00094081
Table | Compact Fluorescent |  | Twist | 1 | 23 | Bedroom | 212987 | Bedroom | 0.00094081
Table | Halogen |  | Other | 1 | 20 | Bedroom | 212987 | Bedroom | 0.00094081
Ceiling Fixture | Linear Fluorescent | 48 | T-8 | 2 | 32 | Bedroom | 212988 | Bedroom | 0.00094081
Chandelier (Hanging) | Compact Fluorescent |  | Twist | 5 | 26 | Dining Room | 212989 | Dining Room | 0.00094081
Wall Mount | Compact Fluorescent |  | Twist | 1 | 23 | Hall | 2129810 | Hall | 0.00094081
Ceiling Fixture | Incandescent |  | Clear | 1 | 60 | Hall | 2129810 | Hall | 0.00094081
Ceiling Fixture | Compact Fluorescent |  | Twist | 1 | 23 | Hall | 2129810 | Hall | 0.00094081
Ceiling Fixture | Linear Fluorescent | 48 | T-8 | 4 | 32 | Family Room | 2129811 | Family Room | 0.00094081
Ceiling Fixture | Compact Fluorescent |  | Twist | 1 | 15 | Family Room | 2129811 | Family Room | 0.00094081
Floor lamp | Incandescent |  | 3-Way Incandescent | 1 | 70 | Family Room | 2129811 | Family Room | 0.00094081
Ceiling Fixture | Incandescent |  | Standard A Lamp | 1 | 75 | Other | 2129812 | Other | 0.00094081
Ceiling Fixture | Linear Fluorescent | 48 | T-12 | 4 | 40 | Kitchen | 2129813 | Kitchen | 0.00094081
Ceiling Fixture | Linear Fluorescent | 48 | T-8 | 4 | 32 | Kitchen | 2129814 | Kitchen | 0.00094081
Ceiling Fixture | Linear Fluorescent | 12 | T-8 | 1 | 15 | Kitchen | 2129814 | Kitchen | 0.00094081
Ceiling Fan | Compact Fluorescent |  | Twist | 3 | 13 | Laundry Room | 2129815 | Laundry Room | 0.00094081
Floor lamp | Compact Fluorescent |  | Twist | 1 | 32 | Living Room | 2129816 | Living Room | 0.00094081
Table | Incandescent |  | 3-Way Incandescent | 1 | 70 | Living Room | 2129816 | Living Room | 0.00094081
Table | Compact Fluorescent |  | Twist | 1 | 15 | Living Room | 2129816 | Living Room | 0.00094081
Floor lamp | Compact Fluorescent |  | Pin base | 1 | 27 | Living Room | 2129816 | Living Room | 0.00094081
Ceiling Fixture | Incandescent |  | Standard A Lamp | 1 | 60 | Bathroom | 213051 | Bathroom | 0.00040077
Table | Incandescent |  | Standard A Lamp | 1 | 40 | Bedroom | 213052 | Bedroom | 0.00040077
Ceiling Fixture | Incandescent |  | Standard A Lamp | 1 | 60 | Bedroom | 213052 | Bedroom | 0.00040077
Ceiling Fixture | Incandescent |  | Standard A Lamp | 1 | 100 | Kitchen | 213053 | Kitchen | 0.00040077
Ceiling Fixture | Compact Fluorescent |  | Twist | 2 | 15 | Kitchen | 213053 | Kitchen | 0.00040077
Table | Incandescent |  | Decorative | 1 | 25 | Kitchen | 213053 | Kitchen | 0.00040077
Table | Incandescent |  | Decorative | 2 | 40 | Living Room | 213054 | Living Room | 0.00040077
Table | Incandescent |  | Standard A Lamp | 1 | 60 | Living Room | 213054 | Living Room | 0.00040077
Ceiling Fixture | Compact Fluorescent |  | Straight Tube | 1 | 28 | Living Room | 213054 | Living Room | 0.00040077
Table | Compact Fluorescent |  | Twist | 1 | 15 | Living Room | 213054 | Living Room | 0.00040077
Table | Incandescent |  | Standard A Lamp | 1 | 25 | Other | 213055 | Other | 0.00040077
Ceiling Fixture | Compact Fluorescent |  | Twist | 1 | 13 | Bathroom | 213161 | Bathroom | 0.00094081
Ceiling Fixture | Compact Fluorescent |  | Twist | 2 | 15 | Bedroom | 213162 | Bedroom | 0.00094081
Table | Compact Fluorescent |  | Twist | 1 | 13 | Bedroom | 213162 | Bedroom | 0.00094081
Ceiling Fixture | Compact Fluorescent |  | Twist | 2 | 15 | Dining Room | 213164 | Dining Room | 0.00094081
Ceiling Fan | Incandescent |  | Standard A Lamp | 1 | 60 | Kitchen | 213165 | Kitchen | 0.00094081
Ceiling Fixture | Compact Fluorescent |  | Twist | 1 | 15 | Laundry Room | 213166 | Laundry Room | 0.00094081
Ceiling Fan | Compact Fluorescent |  | Twist | 1 | 22 | Living Room | 213167 | Living Room | 0.00094081
Ceiling Fixture | Compact Fluorescent |  | Twist | 1 | 13 | Bedroom | 213168 | Bedroom | 0.00094081
Ceiling Fixture | Incandescent |  | Standard A Lamp | 1 | 60 | Other | 213191 | Other | 0.00052955
Ceiling Fixture | Incandescent |  | Standard A Lamp | 1 | 60 | Bathroom | 213192 | Bathroom | 0.00052955
Track | Incandescent |  | Globe | 5 | 40 | Bathroom | 213192 | Bathroom | 0.00052955
Ceiling Fixture | Incandescent |  | Clear | 3 | 60 | Bedroom | 213193 | Bedroom | 0.00052955
Ceiling Fixture | Incandescent |  | Standard A Lamp | 1 | 60 | Bedroom | 213194 | Bedroom | 0.00052955
Ceiling Fixture | Incandescent |  | Standard A Lamp | 1 | 60 | Bedroom | 213195 | Bedroom | 0.00052955
Ceiling Fixture | Incandescent |  | Standard A Lamp | 1 | 60 | Hall | 213196 | Hall | 0.00052955
Ceiling Fixture | Compact Fluorescent |  | Twist | 2 | 15 | Hall | 213197 | Hall | 0.00052955
Ceiling Fixture | Incandescent |  | Standard A Lamp | 1 | 60 | Hall | 213198 | Hall | 0.00052955
Ceiling Fixture | Incandescent |  | Standard A Lamp | 3 | 60 | Kitchen | 213199 | Kitchen | 0.00052955
Ceiling Fan | Incandescent |  | Standard A Lamp | 3 | 60 | Living Room | 2131910 | Living Room | 0.00052955
Floor lamp | Incandescent |  | Standard A Lamp | 1 | 60 | Living Room | 2131910 | Living Room | 0.00052955
Ceiling Fan | Incandescent |  | Standard A Lamp | 2 | 60 | Office | 2131911 | Office | 0.00052955
Ceiling Fan | Incandescent |  | Standard A Lamp | 4 | 60 | Other | 2131912 | Other | 0.00052955
Ceiling Fixture | Linear Fluorescent | 60 | T-12 | 4 | 40 | Other | 2131912 | Other | 0.00052955
Ceiling Fixture | Incandescent |  | Heat Lamp | 1 | 250 | Bathroom | 213201 | Bathroom | 0.0005169
Wall Mount | Incandescent |  | Standard A Lamp | 2 | 60 | Bathroom | 213201 | Bathroom | 0.0005169
Ceiling Fixture | Compact Fluorescent |  | Twist | 1 | 15 | Bathroom | 213202 | Bathroom | 0.0005169
Wall Mount | Incandescent |  | Globe | 4 | 60 | Bathroom | 213202 | Bathroom | 0.0005169
Wall Mount | Halogen |  | Quartz Tube | 1 | 150 | Bedroom | 213203 | Bedroom | 0.0005169
Table | Incandescent |  | Standard A Lamp | 1 | 75 | Bedroom | 213203 | Bedroom | 0.0005169
Wall Mount | Incandescent |  | Standard A Lamp | 1 | 60 | Bedroom | 213204 | Bedroom | 0.0005169
Table | Incandescent |  | Standard A Lamp | 1 | 60 | Bedroom | 213204 | Bedroom | 0.0005169
Chandelier (Hanging) | Incandescent |  | Standard A Lamp | 4 | 60 | Dining Room | 213205 | Dining Room | 0.0005169
Torchiere | Incandescent |  | 3-Way Incandescent | 1 | 100 | Family Room | 213206 | Family Room | 0.0005169
Floor lamp | Incandescent |  | Standard A Lamp | 1 | 75 | Family Room | 213206 | Family Room | 0.0005169
Table | Incandescent |  | Standard A Lamp | 1 | 60 | Family Room | 213206 | Family Room | 0.0005169
Ceiling Fixture | Compact Fluorescent |  | Twist | 1 | 23 | Garage | 213207 | Garage | 0.0005169
Garage door opener | Incandescent |  | Standard A Lamp | 2 | 40 | Garage | 213207 | Garage | 0.0005169
Ceiling Fixture | Incandescent |  | Standard A Lamp | 1 | 60 | Hall | 213208 | Hall | 0.0005169
Ceiling Fixture | Linear Fluorescent |  | Fluorescent Other | 1 | 60 | Laundry Room | 213209 | Laundry Room | 0.0005169
Wall Mount | Halogen |  | Quartz Tube | 1 | 150 | Master Bedroom | 2132010 | Master Bedroom | 0.0005169
Architectural | Incandescent |  | Colored | 1 | 70 | Master Bedroom | 2132010 | Master Bedroom | 0.0005169
Recessed Can | Incandescent |  | Reflector | 1 | 65 | Kitchen | 2132011 | Kitchen | 0.0005169
Architectural | Linear Fluorescent | 24 | T-5 | 1 | 13 | Kitchen | 2132011 | Kitchen | 0.0005169
Architectural | Linear Fluorescent | 12 | T-5 | 1 | 8 | Kitchen | 2132011 | Kitchen | 0.0005169
Ceiling Fixture | Incandescent |  | Standard A Lamp | 1 | 60 | Other | 2132012 | Other | 0.0005169
Wall Mount | Incandescent |  | Standard A Lamp | 4 | 40 | Bathroom | 213261 | Bathroom | 0.0004784
Ceiling Fixture | Incandescent |  | Reflector | 2 | 65 | Bathroom | 213261 | Bathroom | 0.0004784
Wall Mount | Compact Fluorescent |  | Twist | 4 | 22 | Bathroom | 213262 | Bathroom | 0.0004784
Ceiling Fixture | Incandescent |  | Reflector | 2 | 125 | Bathroom | 213262 | Bathroom | 0.0004784
Ceiling Fixture | Incandescent |  | Standard A Lamp | 3 | 60 | Bedroom | 213263 | Bedroom | 0.0004784
Table | Incandescent |  | Decorative | 1 | 40 | Bedroom | 213263 | Bedroom | 0.0004784
Recessed Can | Incandescent |  | Reflector | 1 | 40 | Bedroom | 213264 | Bedroom | 0.0004784
Chandelier (Hanging) | Incandescent |  | Standard A Lamp | 1 | 100 | Bedroom | 213264 | Bedroom | 0.0004784
Table | Incandescent |  | Standard A Lamp | 1 | 60 | Bedroom | 213264 | Bedroom | 0.0004784
Ceiling Fixture | Incandescent |  | Standard A Lamp | 1 | 60 | Garage | 213265 | Garage | 0.0004784
Ceiling Fixture | Incandescent |  | Standard A Lamp | 1 | 75 | Hall | 213266 | Hall | 0.0004784
Chandelier (Hanging) | Incandescent |  | Decorative | 12 | 40 | Kitchen | 213267 | Kitchen | 0.0004784
Recessed Can | Incandescent |  | Reflector | 1 | 65 | Kitchen | 213267 | Kitchen | 0.0004784
Recessed - other | Linear Fluorescent | 12 | T-5 | 1 | 16 | Kitchen | 213267 | Kitchen | 0.0004784
Table | Incandescent |  | Standard A Lamp | 1 | 100 | Living Room | 213268 | Living Room | 0.0004784
Table | Compact Fluorescent |  | Twist | 1 | 22 | Living Room | 213268 | Living Room | 0.0004784
Ceiling Fan | Incandescent |  | Reflector | 3 | 40 | Bedroom | 213269 | Bedroom | 0.0004784
Track | Incandescent |  | Reflector | 1 | 40 | Bedroom | 213269 | Bedroom | 0.0004784
Table | Incandescent |  | Standard A Lamp | 1 | 60 | Bedroom | 213269 | Bedroom | 0.0004784
Floor lamp | Incandescent |  | Standard A Lamp | 1 | 75 | Living Room | 213341 | Living Room | 0.0030496
Ceiling Fan | Incandescent |  | Standard A Lamp | 3 | 60 | Kitchen | 213342 | Kitchen | 0.0030496
Ceiling Fixture | Incandescent |  | Standard A Lamp | 3 | 60 | Kitchen | 213342 | Kitchen | 0.0030496
Architectural | Incandescent |  | Standard A Lamp | 1 | 40 | Kitchen | 213342 | Kitchen | 0.0030496
Ceiling Fixture | Compact Fluorescent |  | Twist | 1 | 15 | Hall | 213343 | Hall | 0.0030496
Ceiling Fixture | Compact Fluorescent |  | Twist | 2 | 15 | Bedroom | 213344 | Bedroom | 0.0030496
Table | Compact Fluorescent |  | Twist | 1 | 15 | Bedroom | 213344 | Bedroom | 0.0030496
Wall Mount | Incandescent |  | Mini base | 8 | 25 | Bathroom | 213345 | Bathroom | 0.0030496
Ceiling Fixture | Compact Fluorescent |  | Twist | 2 | 15 | Bathroom | 213346 | Bathroom | 0.0030496
Ceiling Fan | Incandescent |  | Standard A Lamp | 1 | 60 | Bedroom | 213347 | Bedroom | 0.0030496
Ceiling Fixture | Compact Fluorescent |  | Twist | 1 | 22 | Bedroom | 213348 | Bedroom | 0.0030496
Floor lamp | Incandescent |  | Standard A Lamp | 1 | 60 | Bedroom | 213348 | Bedroom | 0.0030496
Ceiling Fixture | Compact Fluorescent |  | Twist | 2 | 14 | Bathroom | 213431 | Bathroom | 0.0020539
Wall Mount | Compact Fluorescent |  | Twist | 1 | 13 | Bathroom | 213431 | Bathroom | 0.0020539
Ceiling Fan | Incandescent |  | Standard A Lamp | 3 | 60 | Bedroom | 213432 | Bedroom | 0.0020539
Table | Compact Fluorescent |  | Twist | 1 | 13 | Bedroom | 213432 | Bedroom | 0.0020539
Ceiling Fixture | Incandescent |  | Standard A Lamp | 2 | 60 | Bedroom | 213433 | Bedroom | 0.0020539
Ceiling Fixture | Linear Fluorescent | 48 | T-12 | 2 | 40 | Office | 213434 | Office | 0.0020539
Floor lamp | Incandescent |  | Standard A Lamp | 9 | 60 | Office | 213434 | Office | 0.0020539
Floor lamp | Compact Fluorescent |  | Twist | 1 | 15 | Office | 213434 | Office | 0.0020539
Ceiling Fan | Incandescent |  | Standard A Lamp | 4 | 60 | Dining Room | 213435 | Dining Room | 0.0020539
Ceiling Fixture | Incandescent |  | Standard A Lamp | 1 | 60 | Hall | 213436 | Hall | 0.0020539
Ceiling Fixture | Incandescent |  | Mini base | 3 | 40 | Hall | 213436 | Hall | 0.0020539
Chandelier (Hanging) | Incandescent |  | Standard A Lamp | 1 | 60 | Kitchen | 213437 | Kitchen | 0.0020539
Ceiling Fixture | Compact Fluorescent |  | Twist | 3 | 18 | Kitchen | 213437 | Kitchen | 0.0020539
Ceiling Fixture | Incandescent |  | Standard A Lamp | 1 | 60 | Kitchen | 213437 | Kitchen | 0.0020539
Ceiling Fixture | Compact Fluorescent |  | Circline (Screw Base) | 2 | 27 | Laundry Room | 213438 | Laundry Room | 0.0020539
Floor lamp | Compact Fluorescent |  | Twist | 3 | 15 | Living Room | 213439 | Living Room | 0.0020539
Floor lamp | Incandescent |  | Standard A Lamp | 7 | 60 | Living Room | 213439 | Living Room | 0.0020539
Wall Mount | Incandescent |  | Globe | 6 | 60 | Bathroom | 2134310 | Bathroom | 0.0020539
Ceiling Fixture | Compact Fluorescent |  | Twist | 1 | 15 | Bathroom | 2134310 | Bathroom | 0.0020539
Ceiling Fan | Incandescent |  | Decorative | 3 | 50 | Master Bedroom | 2134311 | Master Bedroom | 0.0020539
Table | Incandescent |  | Clear | 1 | 60 | Master Bedroom | 2134311 | Master Bedroom | 0.0020539
Ceiling Fan | Incandescent |  | Standard A Lamp | 1 | 75 | Office | 2134312 | Office | 0.0020539
Wall Mount | Incandescent |  | Globe | 3 | 40 | Bathroom | 213451 | Bathroom | 0.00040077
Ceiling Fixture | Incandescent |  | Standard A Lamp | 2 | 60 | Bedroom | 213452 | Bedroom | 0.00040077
Ceiling Fixture | Incandescent |  | Standard A Lamp | 2 | 60 | Hall | 213453 | Hall | 0.00040077
Ceiling Fixture | Halogen |  | PAR | 3 | 75 | Kitchen | 213454 | Kitchen | 0.00040077
Ceiling Fixture | Incandescent |  | Standard A Lamp | 2 | 60 | Kitchen | 213454 | Kitchen | 0.00040077
Floor lamp | Incandescent |  | Standard A Lamp | 1 | 60 | Living Room | 213455 | Living Room | 0.00040077
Wall Mount | Incandescent |  | Clear | 2 | 25 | Bathroom | 213501 | Bathroom | 0.0020539
Ceiling Fixture | Incandescent |  | Standard A Lamp | 1 | 40 | Bathroom | 213501 | Bathroom | 0.0020539
Wall Mount | Halogen |  | Quartz Tube | 2 | 100 | Bathroom | 213502 | Bathroom | 0.0020539
Chandelier (Hanging) | Compact Fluorescent |  | Twist | 3 | 22 | Hall | 213503 | Hall | 0.0020539
Recessed Can | Incandescent |  | Reflector | 1 | 65 | Hall | 213503 | Hall | 0.0020539
Ceiling Fan | Compact Fluorescent |  | Decorative | 1 | 36 | Hall | 213503 | Hall | 0.0020539
Chandelier (Hanging) | Compact Fluorescent |  | Twist | 1 | 22 | Bedroom | 213504 | Bedroom | 0.0020539
Table | Incandescent |  | Decorative | 1 | 5 | Bedroom | 213504 | Bedroom | 0.0020539
Recessed Can | Compact Fluorescent |  | Twist | 1 | 22 | Kitchen | 213505 | Kitchen | 0.0020539
Chandelier (Hanging) | Halogen |  | PAR | 1 | 50 | Kitchen | 213505 | Kitchen | 0.0020539
Recessed Can | Compact Fluorescent |  | Twist | 1 | 22 | Laundry Room | 213506 | Laundry Room | 0.0020539
Track | Halogen |  | PAR | 3 | 50 | Laundry Room | 213506 | Laundry Room | 0.0020539
Recessed Can | Compact Fluorescent |  | Twist | 1 | 22 | Living Room | 213507 | Living Room | 0.0020539
Track | Halogen |  | PAR | 3 | 50 | Living Room | 213507 | Living Room | 0.0020539
Wall Mount | Halogen | 24 | Quartz Tube | 2 | 30 | Bathroom | 213508 | Bathroom | 0.0020539
Ceiling Fixture | Compact Fluorescent |  | Twist | 1 | 15 | Bathroom | 213508 | Bathroom | 0.0020539
Track | Halogen |  | PAR | 3 | 50 | Master Bedroom | 213509 | Master Bedroom | 0.0020539
Ceiling Fan | Compact Fluorescent |  | Circline (Screw Base) | 1 | 28 | Master Bedroom | 213509 | Master Bedroom | 0.0020539
Table | Incandescent |  | Decorative | 2 | 5 | Master Bedroom | 213509 | Master Bedroom | 0.0020539
Ceiling Fixture | Linear Fluorescent | 48 | T-8 | 2 | 20 | Master Bedroom | 2135010 | Master Bedroom | 0.0020539
Recessed Can | Compact Fluorescent |  | Twist | 1 | 22 | Office | 2135011 | Office | 0.0020539
Ceiling Fixture | Incandescent |  | Decorative | 2 | 25 | Office | 2135011 | Office | 0.0020539
Low bay | Linear Fluorescent | 60 | T-12 | 2 | 40 | Garage | 2135012 | Garage | 0.0020539
Ceiling Fixture | Compact Fluorescent |  | Twist | 1 | 22 | Garage | 2135012 | Garage | 0.0020539
Chandelier (Hanging) | Compact Fluorescent |  | Twist | 1 | 22 | Bedroom | 2135013 | Bedroom | 0.0020539
Ceiling Fixture | Halogen |  | PAR | 1 | 50 | Bedroom | 2135013 | Bedroom | 0.0020539
Wall Mount | Linear Fluorescent | 24 | T-8 | 2 | 20 | Bathroom | 213531 | Bathroom | 0.00029634
Ceiling Fixture | Compact Fluorescent |  | Twist | 2 | 22 | Closet | 213532 | Closet | 0.00029634
Ceiling Fixture | Compact Fluorescent |  | Circline (Screw Base) | 1 | 22 | Family Room | 213533 | Family Room | 0.00029634
Table | Incandescent |  | Standard A Lamp | 1 | 150 | Family Room | 213533 | Family Room | 0.00029634
Wall Mount | Compact Fluorescent |  | Decorative | 1 | 13 | Family Room | 213533 | Family Room | 0.00029634
Table | Linear Fluorescent | 24 | T-8 | 1 | 16 | Family Room | 213533 | Family Room | 0.00029634
Ceiling Fixture | Compact Fluorescent |  | Twist | 1 | 22 | Other | 213534 | Other | 0.00029634
Ceiling Fixture | Compact Fluorescent |  | Reflector | 1 | 15 | Other | 213534 | Other | 0.00029634
Ceiling Fixture | Linear Fluorescent | 48 | T-12 | 1 | 40 | Other | 213534 | Other | 0.00029634
Ceiling Fixture | Incandescent |  | Standard A Lamp | 2 | 60 | Bedroom | 213535 | Bedroom | 0.00029634
Table | Compact Fluorescent |  | Twist | 1 | 15 | Bedroom | 213535 | Bedroom | 0.00029634
Table | Incandescent |  | Standard A Lamp | 1 | 40 | Bedroom | 213535 | Bedroom | 0.00029634
Ceiling Fixture | Compact Fluorescent |  | Twist | 2 | 13 | Bedroom | 213536 | Bedroom | 0.00029634
Table | Compact Fluorescent |  | Pin base | 1 | 22 | Bedroom | 213536 | Bedroom | 0.00029634
Ceiling Fixture | Compact Fluorescent |  | Twist | 1 | 15 | Bedroom | 213536 | Bedroom | 0.00029634
Ceiling Fixture | Incandescent |  | Standard A Lamp | 2 | 60 | Bedroom | 213537 | Bedroom | 0.00029634
Wall Mount | Linear Fluorescent | 24 | T-12 | 1 | 20 | Bedroom | 213537 | Bedroom | 0.00029634
Ceiling Fixture | Compact Fluorescent |  | Twist | 1 | 15 | Hall | 213538 | Hall | 0.00029634
Chandelier (Hanging) | Compact Fluorescent |  | Twist | 5 | 15 | Kitchen | 213539 | Kitchen | 0.00029634
Ceiling Fixture | Incandescent |  | Standard A Lamp | 1 | 60 | Kitchen | 213539 | Kitchen | 0.00029634
Chandelier (Hanging) | Incandescent |  | Decorative | 4 | 40 | Living Room | 2135310 | Living Room | 0.00029634
Floor lamp | Incandescent |  | Standard A Lamp | 1 | 150 | Living Room | 2135310 | Living Room | 0.00029634
Table | Incandescent |  | Standard A Lamp | 1 | 60 | Living Room | 2135310 | Living Room | 0.00029634
Ceiling Fixture | Compact Fluorescent |  | Twist | 1 | 22 | Living Room | 2135310 | Living Room | 0.00029634
Wall Mount | Incandescent |  | Standard A Lamp | 2 | 40 | Bathroom | 2135311 | Bathroom | 0.00029634
Table | Incandescent |  | Standard A Lamp | 1 | 60 | Bedroom | 2135312 | Bedroom | 0.00029634
Ceiling Fixture | Incandescent |  | Standard A Lamp | 2 | 60 | Bedroom | 2135312 | Bedroom | 0.00029634
Ceiling Fixture | Linear Fluorescent | 24 | T-8 | 2 | 20 | Bedroom | 2135312 | Bedroom | 0.00029634
Ceiling Fixture | Incandescent |  | Standard A Lamp | 1 | 60 | Bathroom | 2135313 | Bathroom | 0.00029634
Wall Mount | Linear Fluorescent | 24 | T-8 | 2 | 20 | Bathroom | 2135313 | Bathroom | 0.00029634
Wall Mount | Compact Fluorescent |  | Twist | 1 | 15 | Bathroom | 2135313 | Bathroom | 0.00029634
Ceiling Fixture | Compact Fluorescent |  | Twist | 2 | 15 | Bedroom | 2135314 | Bedroom | 0.00029634
Floor lamp | Halogen |  | Quartz Tube | 1 | 100 | Bedroom | 2135314 | Bedroom | 0.00029634
Ceiling Fixture | Compact Fluorescent |  | Twist | 1 | 22 | Hall | 2135315 | Hall | 0.00029634
Wall Mount | Incandescent |  | Globe | 1 | 60 | Bathroom | 213551 | Bathroom | 0.0020539
Wall Mount | Incandescent |  | Globe | 3 | 40 | Bathroom | 213551 | Bathroom | 0.0020539
Wall Mount | Incandescent |  | Mini base | 1 | 4 | Bathroom | 213551 | Bathroom | 0.0020539
Ceiling Fixture | Incandescent |  | Standard A Lamp | 2 | 60 | Bedroom | 213552 | Bedroom | 0.0020539
Chandelier (Hanging) | Incandescent |  | Mini base | 4 | 40 | Dining Room | 213553 | Dining Room | 0.0020539
Recessed - other | Incandescent |  | Reflector | 1 | 65 | Hall | 213554 | Hall | 0.0020539
Other | Incandescent |  | Standard A Lamp | 1 | 60 | Kitchen | 213555 | Kitchen | 0.0020539
Chandelier (Hanging) | Incandescent |  | Mini base | 1 | 40 | Kitchen | 213555 | Kitchen | 0.0020539
Recessed Can | Incandescent |  | Reflector | 1 | 65 | Kitchen | 213555 | Kitchen | 0.0020539
Recessed Can | Incandescent |  | Reflector | 1 | 55 | Kitchen | 213555 | Kitchen | 0.0020539
Ceiling Fixture | Incandescent |  | Standard A Lamp | 2 | 60 | Laundry Room | 213556 | Laundry Room | 0.0020539
Floor lamp | Incandescent |  | Standard A Lamp | 2 | 75 | Living Room | 213557 | Living Room | 0.0020539
Table | Incandescent |  | Standard A Lamp | 1 | 75 | Living Room | 213557 | Living Room | 0.0020539
Table | Incandescent |  | 3-Way Incandescent | 1 | 100 | Living Room | 213557 | Living Room | 0.0020539
Ceiling Fixture | Halogen |  | MR | 4 | 50 | Master Bedroom | 213558 | Master Bedroom | 0.0020539
Ceiling Fixture | Incandescent |  | Standard A Lamp | 2 | 60 | Office | 213559 | Office | 0.0020539
Table | Incandescent |  | Standard A Lamp | 1 | 40 | Office | 213559 | Office | 0.0020539
Ceiling Fixture | Linear Fluorescent | 24 | T-8 | 1 | 32 | Closet | 213661 | Closet | 0.00052955
Wall Mount | Linear Fluorescent | 48 | T-8 | 1 | 32 | Closet | 213662 | Closet | 0.00052955
Wall Mount | Incandescent |  | Standard A Lamp | 1 | 40 | Bathroom | 213663 | Bathroom | 0.00052955
Recessed Can | Incandescent |  | Standard A Lamp | 1 | 60 | Bathroom | 213663 | Bathroom | 0.00052955
Recessed Can | Halogen |  | PAR | 1 | 50 | Bathroom | 213663 | Bathroom | 0.00052955
Wall Mount | Incandescent |  | Standard A Lamp | 2 | 60 | Bedroom | 213664 | Bedroom | 0.00052955
Ceiling Fan | Compact Fluorescent |  | Twist | 2 | 15 | Bedroom | 213665 | Bedroom | 0.00052955
Floor lamp | Halogen |  | MR | 1 | 150 | Bedroom | 213665 | Bedroom | 0.00052955
Ceiling Fan | Incandescent |  | Standard A Lamp | 4 | 60 | Bedroom | 213666 | Bedroom | 0.00052955
Table | Incandescent |  | Standard A Lamp | 1 | 100 | Bedroom | 213666 | Bedroom | 0.00052955
Ceiling Fixture | Incandescent |  | Standard A Lamp | 2 | 60 | Closet | 213667 | Closet | 0.00052955
Chandelier (Hanging) | Incandescent |  | Standard A Lamp | 3 | 100 | Hall | 213668 | Hall | 0.00052955
Wall Mount | Linear Fluorescent | 96 | T-4 | 1 | 20 | Closet | 213669 | Closet | 0.00052955
Ceiling Fixture | Linear Fluorescent | 48 | T-12 | 2 | 40 | Garage | 2136610 | Garage | 0.00052955
Garage door opener | Incandescent |  | Standard A Lamp | 1 | 60 | Garage | 2136610 | Garage | 0.00052955
Recessed - other | Incandescent |  | Standard A Lamp | 1 | 60 | Hall | 2136611 | Hall | 0.00052955
Recessed Can | Compact Fluorescent |  | Reflector | 1 | 15 | Living Room | 2136612 | Living Room | 0.00052955
Recessed Can | Incandescent |  | Reflector | 1 | 65 | Living Room | 2136612 | Living Room | 0.00052955
Chandelier (Hanging) | Incandescent |  | Standard A Lamp | 5 | 100 | Living Room | 2136612 | Living Room | 0.00052955
Chandelier (Hanging) | Incandescent |  | Standard A Lamp | 1 | 100 | Living Room | 2136612 | Living Room | 0.00052955
Ceiling Fan | Incandescent |  | Standard A Lamp | 2 | 60 | Living Room | 2136612 | Living Room | 0.00052955
Table | Incandescent |  | Standard A Lamp | 1 | 100 | Living Room | 2136612 | Living Room | 0.00052955
Wall Mount | Halogen |  | Other | 2 | 30 | Living Room | 2136612 | Living Room | 0.00052955
Recessed Can | Halogen |  | Quartz Tube | 1 | 30 | Living Room | 2136612 | Living Room | 0.00052955
Wall Mount | Incandescent |  | Standard A Lamp | 3 | 60 | Bathroom | 2136613 | Bathroom | 0.00052955
Recessed Can | Incandescent |  | Reflector | 1 | 65 | Bathroom | 2136613 | Bathroom | 0.00052955
Recessed Can | Halogen |  | PAR | 1 | 50 | Bathroom | 2136613 | Bathroom | 0.00052955
Recessed Can | Incandescent |  | Reflector | 1 | 65 | Bedroom | 2136614 | Bedroom | 0.00052955
Table | Incandescent |  | 3-Way Incandescent | 1 | 75 | Bedroom | 2136614 | Bedroom | 0.00052955
Ceiling Fixture | Incandescent |  | Standard A Lamp | 3 | 100 | Bedroom | 2136614 | Bedroom | 0.00052955
Ceiling Fixture | Linear Fluorescent | 48 | T-8 | 2 | 40 | Other | 2136615 | Other | 0.00052955
Recessed Can | Compact Fluorescent |  | Reflector | 1 | 15 | Other | 2136616 | Other | 0.00052955
Floor lamp | Incandescent |  | Standard A Lamp | 3 | 60 | Other | 2136616 | Other | 0.00052955
Table | Incandescent |  | Standard A Lamp | 1 | 75 | Other | 2136616 | Other | 0.00052955
Wall Mount | Linear Fluorescent | 24 | T-4 | 1 | 20 | Closet | 2136617 | Closet | 0.00052955
Ceiling Fixture | Linear Fluorescent | 48 | T-12 | 4 | 32 | Laundry Room | 2136618 | Laundry Room | 0.00052955
Ceiling Fixture | Linear Fluorescent | 48 | T-12 | 2 | 60 | Other | 2136619 | Other | 0.00052955
Ceiling Fixture | Incandescent |  | Standard A Lamp | 1 | 60 | Other | 213671 | Other | 0.00052955
Wall Mount | Incandescent |  | Standard A Lamp | 2 | 60 | Bathroom | 213672 | Bathroom | 0.00052955
Ceiling Fixture | Incandescent |  | Standard A Lamp | 2 | 65 | Bedroom | 213673 | Bedroom | 0.00052955
Table | Incandescent |  | Standard A Lamp | 1 | 60 | Bedroom | 213673 | Bedroom | 0.00052955
Ceiling Fixture | Incandescent |  | Standard A Lamp | 2 | 60 | Bedroom | 213674 | Bedroom | 0.00052955
Ceiling Fan | Incandescent |  | Standard A Lamp | 1 | 60 | Kitchen | 213675 | Kitchen | 0.00052955
Garage door opener | Incandescent |  | Clear | 2 | 25 | Garage | 213676 | Garage | 0.00052955
Ceiling Fixture | Linear Fluorescent | 72 | T-12 | 2 | 100 | Garage | 213676 | Garage | 0.00052955
Wall Mount | Compact Fluorescent |  | Twist | 1 | 15 | Laundry Room | 213677 | Laundry Room | 0.00052955
Ceiling Fixture | Compact Fluorescent |  | Circline (Screw Base) | 1 | 15 | Living Room | 213678 | Living Room | 0.00052955
Floor lamp | Compact Fluorescent |  | Twist | 1 | 15 | Living Room | 213678 | Living Room | 0.00052955
Wall Mount | Compact Fluorescent |  | Twist | 1 | 15 | Other | 213679 | Other | 0.00052955
Ceiling Fixture | Incandescent |  | Standard A Lamp | 3 | 60 | Bedroom | 213721 | Bedroom | 0.00040077
Table | Incandescent |  | Standard A Lamp | 1 | 60 | Bedroom | 213721 | Bedroom | 0.00040077
Ceiling Fixture | Incandescent |  | Standard A Lamp | 3 | 40 | Bedroom | 213722 | Bedroom | 0.00040077
Table | Incandescent |  | Standard A Lamp | 1 | 100 | Bedroom | 213722 | Bedroom | 0.00040077
Torchiere | Compact Fluorescent |  | Straight Tube | 1 | 28 | Bedroom | 213723 | Bedroom | 0.00040077
Ceiling Fixture | Linear Fluorescent | 44 | T-12 | 2 | 32 | Bedroom | 213723 | Bedroom | 0.00040077
Wall Mount | Incandescent |  | Standard A Lamp | 1 | 60 | Bathroom | 213724 | Bathroom | 0.00040077
Ceiling Fixture | Incandescent |  | Standard A Lamp | 2 | 40 | Bathroom | 213725 | Bathroom | 0.00040077
Ceiling Fixture | Incandescent |  | Standard A Lamp | 1 | 60 | Closet | 213726 | Closet | 0.00040077
Ceiling Fixture | Compact Fluorescent |  | Twist | 1 | 15 | Closet | 213726 | Closet | 0.00040077
Chandelier (Hanging) | Incandescent |  | Globe | 6 | 40 | Dining Room | 213727 | Dining Room | 0.00040077
Recessed Can | Incandescent |  | Reflector | 1 | 65 | Hall | 213728 | Hall | 0.00040077
Recessed Can | Incandescent |  | Reflector | 1 | 65 | Garage | 213729 | Garage | 0.00040077
Garage door opener | Incandescent |  | Standard A Lamp | 1 | 60 | Garage | 213729 | Garage | 0.00040077
Ceiling Fixture | Linear Fluorescent | 96 | T-12 | 2 | 100 | Garage | 213729 | Garage | 0.00040077
Recessed Can | Incandescent |  | Reflector | 1 | 65 | Family Room | 2137210 | Family Room | 0.00040077
Torchiere | Incandescent |  | Standard A Lamp | 1 | 100 | Family Room | 2137210 | Family Room | 0.00040077
Table | Incandescent |  | Standard A Lamp | 1 | 90 | Family Room | 2137210 | Family Room | 0.00040077
Ceiling Fixture | Linear Fluorescent | 44 | T-12 | 2 | 32 | Garage | 2137211 | Garage | 0.00040077
Garage door opener | Incandescent |  | Standard A Lamp | 2 | 60 | Garage | 2137211 | Garage | 0.00040077
Recessed Can | Incandescent |  | Reflector | 1 | 65 | Other | 2137212 | Other | 0.00040077
Recessed Can | Incandescent |  | Reflector | 1 | 65 | Hall | 2137213 | Hall | 0.00040077
Recessed Can | Incandescent |  | Reflector | 1 | 65 | Kitchen | 2137214 | Kitchen | 0.00040077
Chandelier (Hanging) | Incandescent |  | Globe | 1 | 60 | Kitchen | 2137214 | Kitchen | 0.00040077
Ceiling Fixture | Halogen |  | MR | 1 | 50 | Kitchen | 2137214 | Kitchen | 0.00040077
Other | Incandescent |  | Reflector | 1 | 65 | Kitchen | 2137214 | Kitchen | 0.00040077
Ceiling Fixture | Linear Fluorescent | 44 | Fluorescent Unknown | 2 | 32 | Laundry Room | 2137215 | Laundry Room | 0.00040077
Recessed Can | Incandescent |  | Reflector | 1 | 65 | Office | 2137216 | Office | 0.00040077
Table | Compact Fluorescent |  | Twist | 2 | 15 | Office | 2137216 | Office | 0.00040077
Torchiere | Compact Fluorescent |  | Twist | 1 | 15 | Office | 2137216 | Office | 0.00040077
Torchiere | Incandescent |  | Standard A Lamp | 1 | 60 | Other | 2137217 | Other | 0.00040077
Ceiling Fixture | Incandescent |  | Standard A Lamp | 3 | 40 | Bedroom | 2137218 | Bedroom | 0.00040077
Table | Incandescent |  | Clear | 1 | 60 | Bedroom | 2137218 | Bedroom | 0.00040077
Wall Mount | Incandescent |  | Standard A Lamp | 2 | 60 | Bathroom | 2137219 | Bathroom | 0.00040077
Recessed Can | Incandescent |  | Reflector | 1 | 65 | Bathroom | 2137219 | Bathroom | 0.00040077
Recessed Can | Incandescent |  | Reflector | 1 | 65 | Hall | 2137220 | Hall | 0.00040077
Recessed Can | Incandescent |  | Reflector | 1 | 65 | Hall | 2137221 | Hall | 0.00040077
Wall Mount | Compact Fluorescent |  | Twist | 5 | 15 | Bathroom | 213741 | Bathroom | 0.00040077
Recessed Can | Incandescent |  | Standard A Lamp | 1 | 60 | Bathroom | 213741 | Bathroom | 0.00040077
Ceiling Fixture | Incandescent |  | Standard A Lamp | 2 | 60 | Bedroom | 213742 | Bedroom | 0.00040077
Table | Incandescent |  | Standard A Lamp | 1 | 75 | Bedroom | 213742 | Bedroom | 0.00040077
Ceiling Fixture | Incandescent |  | Standard A Lamp | 3 | 60 | Bedroom | 213743 | Bedroom | 0.00040077
Floor lamp | Incandescent |  | Standard A Lamp | 1 | 75 | Bedroom | 213743 | Bedroom | 0.00040077
Ceiling Fixture | Incandescent |  | Standard A Lamp | 2 | 60 | Bedroom | 213744 | Bedroom | 0.00040077
Ceiling Fixture | Incandescent |  | Standard A Lamp | 2 | 60 | Bedroom | 213745 | Bedroom | 0.00040077
Table | Incandescent |  | Standard A Lamp | 1 | 60 | Bedroom | 213745 | Bedroom | 0.00040077
Ceiling Fixture | Incandescent |  | Mini base | 5 | 40 | Dining Room | 213746 | Dining Room | 0.00040077
Ceiling Fan | Incandescent |  | Standard A Lamp | 5 | 60 | Family Room | 213747 | Family Room | 0.00040077
Table | Compact Fluorescent |  | Twist | 1 | 15 | Family Room | 213747 | Family Room | 0.00040077
Table | Incandescent |  | Mini base | 2 | 5 | Family Room | 213747 | Family Room | 0.00040077
Table | Incandescent |  | Standard A Lamp | 1 | 75 | Family Room | 213747 | Family Room | 0.00040077
Other | Linear Fluorescent | 48 | T-12 | 2 | 32 | Garage | 213748 | Garage | 0.00040077
Ceiling Fixture | Incandescent |  | Standard A Lamp | 1 | 100 | Garage | 213748 | Garage | 0.00040077
Garage door opener | Incandescent |  | Standard A Lamp | 2 | 40 | Garage | 213748 | Garage | 0.00040077
Ceiling Fixture | Incandescent |  | Standard A Lamp | 2 | 60 | Hall | 213749 | Hall | 0.00040077
Ceiling Fixture | Incandescent |  | Standard A Lamp | 1 | 40 | Hall | 213749 | Hall | 0.00040077
Recessed Can | Incandescent |  | Reflector | 1 | 65 | Kitchen | 2137410 | Kitchen | 0.00040077
Other | Incandescent |  | Clear | 1 | 40 | Kitchen | 2137410 | Kitchen | 0.00040077
Ceiling Fixture | Incandescent |  | Standard A Lamp | 2 | 60 | Kitchen | 2137410 | Kitchen | 0.00040077
Table | Compact Fluorescent |  | Twist | 1 | 15 | Living Room | 2137411 | Living Room | 0.00040077
Chandelier (Hanging) | Incandescent |  | Standard A Lamp | 1 | 60 | Living Room | 2137411 | Living Room | 0.00040077
Table | Incandescent |  | Standard A Lamp | 1 | 75 | Living Room | 2137411 | Living Room | 0.00040077
Wall Mount | Incandescent |  | Standard A Lamp | 5 | 60 | Bathroom | 2137412 | Bathroom | 0.00040077
Ceiling Fan | Incandescent |  | Heat Lamp | 1 | 150 | Bathroom | 2137412 | Bathroom | 0.00040077
Ceiling Fixture | Compact Fluorescent |  | Twist | 1 | 15 | Closet | 2137413 | Closet | 0.00040077
Ceiling Fixture | Compact Fluorescent |  | Twist | 1 | 15 | Hall | 2137414 | Hall | 0.00040077
Ceiling Fixture | Incandescent |  | Standard A Lamp | 3 | 100 | Bathroom | 213761 | Bathroom | 0.00094081
Wall Mount | Incandescent |  | Globe | 3 | 60 | Bathroom | 213762 | Bathroom | 0.00094081
Track | Compact Fluorescent |  | Twist | 1 | 15 | Bedroom | 213763 | Bedroom | 0.00094081
Wall Mount | Incandescent |  | Standard A Lamp | 2 | 100 | Bedroom | 213764 | Bedroom | 0.00094081
Table | Compact Fluorescent |  | Twist | 1 | 15 | Bedroom | 213764 | Bedroom | 0.00094081
Table | Incandescent |  | Standard A Lamp | 1 | 60 | Bedroom | 213765 | Bedroom | 0.00094081
Table | Compact Fluorescent |  | Twist | 1 | 15 | Bedroom | 213765 | Bedroom | 0.00094081
Floor lamp | Compact Fluorescent |  | Twist | 3 | 15 | Family Room | 213766 | Family Room | 0.00094081
Track | Compact Fluorescent |  | Twist | 2 | 15 | Family Room | 213766 | Family Room | 0.00094081
Ceiling Fan | Compact Fluorescent |  | Twist | 2 | 15 | Family Room | 213766 | Family Room | 0.00094081
Ceiling Fixture | Incandescent |  | Standard A Lamp | 1 | 150 | Garage | 213767 | Garage | 0.00094081
Ceiling Fixture | Linear Fluorescent | 96 | Fluorescent Unknown | 2 | 60 | Garage | 213767 | Garage | 0.00094081
Ceiling Fixture | Incandescent |  | Decorative | 2 | 60 | Hall | 213768 | Hall | 0.00094081
Ceiling Fixture | Incandescent |  | Decorative | 4 | 60 | Hall | 213768 | Hall | 0.00094081
Recessed Can | Compact Fluorescent |  | Reflector | 1 | 15 | Laundry Room | 213769 | Laundry Room | 0.00094081
Ceiling Fixture | Compact Fluorescent |  | Twist | 1 | 15 | Other | 2137610 | Other | 0.00094081
Ceiling Fixture | Incandescent |  | Standard A Lamp | 1 | 60 | Office | 2137611 | Office | 0.00094081
Ceiling Fixture | Compact Fluorescent |  | Twist | 1 | 15 | Office | 2137611 | Office | 0.00094081
Ceiling Fixture | Linear Fluorescent | 48 | T-12 | 4 | 32 | Office | 2137611 | Office | 0.00094081
Recessed Can | Compact Fluorescent |  | Reflector | 1 | 15 | Kitchen | 2137612 | Kitchen | 0.00094081
Recessed - other | Incandescent |  | Reflector | 1 | 60 | Kitchen | 2137612 | Kitchen | 0.00094081
Chandelier (Hanging) | Incandescent |  | Decorative | 6 | 60 | Dining Room | 2137613 | Dining Room | 0.00094081
Table | Compact Fluorescent |  | Twist | 1 | 15 | Laundry Room | 2137614 | Laundry Room | 0.00094081
Wall Mount | Incandescent |  | Decorative | 1 | 60 | Laundry Room | 2137614 | Laundry Room | 0.00094081
Ceiling Fixture | Linear Fluorescent | 96 | Fluorescent Unknown | 1 | 60 | Other | 2137615 | Other | 0.00094081
Wall Mount | Incandescent |  | Clear | 3 | 60 | Bathroom | 213841 | Bathroom | 0.00047324
Ceiling Fixture | Incandescent |  | Standard A Lamp | 1 | 60 | Bedroom | 213842 | Bedroom | 0.00047324
Table | Incandescent |  | Decorative | 1 | 40 | Bedroom | 213842 | Bedroom | 0.00047324
Ceiling Fixture | Incandescent |  | Standard A Lamp | 1 | 65 | Bedroom | 213843 | Bedroom | 0.00047324
Wall Mount | Incandescent |  | Clear | 3 | 100 | Bathroom | 213844 | Bathroom | 0.00047324
Ceiling Fixture | Incandescent |  | Standard A Lamp | 1 | 60 | Bedroom | 213845 | Bedroom | 0.00047324
Ceiling Fixture | Incandescent |  | Standard A Lamp | 1 | 60 | Bedroom | 213846 | Bedroom | 0.00047324
Ceiling Fixture | Incandescent |  | Standard A Lamp | 1 | 60 | Family Room | 213847 | Family Room | 0.00047324
Ceiling Fixture | Incandescent |  | Standard A Lamp | 1 | 60 | Hall | 213848 | Hall | 0.00047324
Ceiling Fixture | Incandescent |  | Standard A Lamp | 1 | 65 | Laundry Room | 213849 | Laundry Room | 0.00047324
Chandelier (Hanging) | Incandescent |  | Standard A Lamp | 5 | 60 | Dining Room | 2138410 | Dining Room | 0.00047324
Ceiling Fixture | Linear Fluorescent | 84 | T-12 | 2 | 40 | Garage | 2138411 | Garage | 0.00047324
Garage door opener | Incandescent |  | Standard A Lamp | 1 | 65 | Garage | 2138411 | Garage | 0.00047324
Ceiling Fixture | Incandescent |  | Standard A Lamp | 1 | 60 | Hall | 2138412 | Hall | 0.00047324
Ceiling Fixture | Incandescent |  | Standard A Lamp | 1 | 60 | Hall | 2138413 | Hall | 0.00047324
Ceiling Fixture | Incandescent |  | Standard A Lamp | 1 | 60 | Kitchen | 2138414 | Kitchen | 0.00047324
Recessed Can | Incandescent |  | Reflector | 1 | 75 | Kitchen | 2138414 | Kitchen | 0.00047324
Table | Compact Fluorescent |  | Twist | 1 | 22 | Living Room | 2138415 | Living Room | 0.00047324
Table | Incandescent |  | Decorative | 1 | 40 | Living Room | 2138415 | Living Room | 0.00047324
Ceiling Fixture | Incandescent |  | Standard A Lamp | 1 | 65 | Bathroom | 2138416 | Bathroom | 0.00047324
Recessed Can | Incandescent |  | Reflector | 1 | 75 | Bathroom | 2138416 | Bathroom | 0.00047324
Ceiling Fixture | Incandescent |  | Standard A Lamp | 1 | 60 | Master Bedroom | 2138417 | Master Bedroom | 0.00047324
Table | Incandescent |  | Mini base | 2 | 40 | Master Bedroom | 2138417 | Master Bedroom | 0.00047324
Chandelier (Hanging) | Incandescent |  | Standard A Lamp | 4 | 60 | Family Room | 2138418 | Family Room | 0.00047324
Table | Incandescent |  | Clear | 1 | 100 | Family Room | 2138418 | Family Room | 0.00047324
Ceiling Fixture | Incandescent |  | Standard A Lamp | 1 | 60 | Bathroom | 213901 | Bathroom | 0.00052955
Wall Mount | Incandescent |  | Standard A Lamp | 3 | 100 | Bathroom | 213901 | Bathroom | 0.00052955
Recessed Can | Incandescent |  | Reflector | 1 | 75 | Bathroom | 213902 | Bathroom | 0.00052955
Recessed Can | Incandescent |  | Reflector | 3 | 65 | Bathroom | 213902 | Bathroom | 0.00052955
Ceiling Fixture | Incandescent |  | Standard A Lamp | 2 | 40 | Bedroom | 213903 | Bedroom | 0.00052955
Table | Incandescent |  | Standard A Lamp | 1 | 100 | Bedroom | 213903 | Bedroom | 0.00052955
Ceiling Fixture | Incandescent |  | Standard A Lamp | 2 | 40 | Bedroom | 213904 | Bedroom | 0.00052955
Table | Incandescent |  | Standard A Lamp | 1 | 100 | Bedroom | 213904 | Bedroom | 0.00052955
Ceiling Fixture | Incandescent |  | Standard A Lamp | 3 | 60 | Bedroom | 213905 | Bedroom | 0.00052955
Table | Incandescent |  | Standard A Lamp | 1 | 75 | Bedroom | 213905 | Bedroom | 0.00052955
Floor lamp | Incandescent |  | Standard A Lamp | 1 | 60 | Family Room | 213906 | Family Room | 0.00052955
Table | Incandescent |  | 3-Way Incandescent | 1 | 100 | Family Room | 213906 | Family Room | 0.00052955
Ceiling Fixture | Incandescent |  | Standard A Lamp | 2 | 60 | Hall | 213907 | Hall | 0.00052955
Recessed Can | Incandescent |  | Reflector | 1 | 75 | Kitchen | 213908 | Kitchen | 0.00052955
Chandelier (Hanging) | Incandescent |  | Clear | 3 | 60 | Kitchen | 213908 | Kitchen | 0.00052955
Table | Incandescent |  | Standard A Lamp | 1 | 60 | Kitchen | 213908 | Kitchen | 0.00052955
Track | Incandescent |  | Standard A Lamp | 3 | 25 | Living Room | 213909 | Living Room | 0.00052955
Table | Incandescent |  | Standard A Lamp | 1 | 100 | Living Room | 213909 | Living Room | 0.00052955
Ceiling Fixture | Incandescent |  | Standard A Lamp | 2 | 60 | Office | 2139010 | Office | 0.00052955
Table | Incandescent |  | Standard A Lamp | 1 | 60 | Office | 2139010 | Office | 0.00052955
Ceiling Fixture | Incandescent |  | Standard A Lamp | 1 | 60 | Office | 2139010 | Office | 0.00052955
High bay | Incandescent |  | Clear | 3 | 60 | Bathroom | 213911 | Bathroom | 0.00094081
Ceiling Fixture | Compact Fluorescent |  | Twist | 1 | 15 | Bedroom | 213912 | Bedroom | 0.00094081
Table | Incandescent |  | Clear | 1 | 60 | Bedroom | 213912 | Bedroom | 0.00094081
Ceiling Fixture | Compact Fluorescent |  | Twist | 2 | 15 | Bedroom | 213913 | Bedroom | 0.00094081
Ceiling Fixture | Incandescent |  | Standard A Lamp | 1 | 75 | Garage | 213914 | Garage | 0.00094081
Ceiling Fixture | Compact Fluorescent |  | Twist | 1 | 22 | Garage | 213914 | Garage | 0.00094081
Garage door opener | Incandescent |  | Standard A Lamp | 2 | 60 | Garage | 213914 | Garage | 0.00094081
Ceiling Fixture | Compact Fluorescent |  | Twist | 1 | 15 | Hall | 213915 | Hall | 0.00094081
Recessed Can | Compact Fluorescent |  | Reflector | 1 | 15 | Kitchen | 213916 | Kitchen | 0.00094081
Chandelier (Hanging) | Compact Fluorescent |  | Twist | 3 | 15 | Kitchen | 213916 | Kitchen | 0.00094081
Ceiling Fixture | Compact Fluorescent |  | Twist | 1 | 15 | Kitchen | 213916 | Kitchen | 0.00094081
Table | Incandescent |  | Standard A Lamp | 1 | 60 | Kitchen | 213916 | Kitchen | 0.00094081
Ceiling Fixture | Compact Fluorescent |  | Twist | 1 | 15 | Laundry Room | 213917 | Laundry Room | 0.00094081
Chandelier (Hanging) | Compact Fluorescent |  | Twist | 3 | 15 | Living Room | 213918 | Living Room | 0.00094081
Ceiling Fan | Compact Fluorescent |  | Twist | 4 | 15 | Living Room | 213918 | Living Room | 0.00094081
Floor lamp | Compact Fluorescent |  | Twist | 1 | 15 | Living Room | 213918 | Living Room | 0.00094081
Ceiling Fixture | Compact Fluorescent |  | Twist | 1 | 15 | Bathroom | 213919 | Bathroom | 0.00094081
Wall Mount | Compact Fluorescent |  | Twist | 2 | 15 | Bathroom | 213919 | Bathroom | 0.00094081
Ceiling Fan | Compact Fluorescent |  | Twist | 3 | 15 | Master Bedroom | 2139110 | Master Bedroom | 0.00094081
Table | Compact Fluorescent |  | Twist | 1 | 22 | Master Bedroom | 2139110 | Master Bedroom | 0.00094081
Table | Incandescent |  | Clear | 1 | 60 | Master Bedroom | 2139110 | Master Bedroom | 0.00094081
Ceiling Fixture | Compact Fluorescent |  | Twist | 1 | 15 | Hall | 2139111 | Hall | 0.00094081
Wall Mount | Compact Fluorescent |  | Twist | 2 | 15 | Bathroom | 213941 | Bathroom | 0.0005169
Table | Compact Fluorescent |  | Twist | 1 | 15 | Office | 213942 | Office | 0.0005169
Ceiling Fixture | Compact Fluorescent |  | Twist | 1 | 15 | Bedroom | 213943 | Bedroom | 0.0005169
Table | Compact Fluorescent |  | Twist | 2 | 15 | Bedroom | 213943 | Bedroom | 0.0005169
Ceiling Fixture | Compact Fluorescent |  | Twist | 2 | 13 | Laundry Room | 213944 | Laundry Room | 0.0005169
Ceiling Fixture | Compact Fluorescent |  | Twist | 2 | 15 | Hall | 213945 | Hall | 0.0005169
Chandelier (Hanging) | Compact Fluorescent |  | Twist | 5 | 15 | Kitchen | 213946 | Kitchen | 0.0005169
Chandelier (Hanging) | Compact Fluorescent |  | Twist | 1 | 22 | Kitchen | 213946 | Kitchen | 0.0005169
Ceiling Fixture | Compact Fluorescent |  | Twist | 3 | 15 | Kitchen | 213946 | Kitchen | 0.0005169
Table | Compact Fluorescent |  | Twist | 1 | 15 | Living Room | 213947 | Living Room | 0.0005169
Table | Incandescent |  | Standard A Lamp | 1 | 65 | Living Room | 213947 | Living Room | 0.0005169
Floor lamp | Compact Fluorescent |  | Twist | 3 | 15 | Living Room | 213947 | Living Room | 0.0005169
Ceiling Fixture | Incandescent |  | Standard A Lamp | 2 | 60 | Laundry Room | 214011 | Laundry Room | 0.00052955
Wall Mount | Incandescent |  | Standard A Lamp | 1 | 60 | Laundry Room | 214011 | Laundry Room | 0.00052955
Table | Incandescent |  | Standard A Lamp | 1 | 60 | Bedroom | 214012 | Bedroom | 0.00052955
Ceiling Fixture | Incandescent |  | Standard A Lamp | 2 | 60 | Bedroom | 214012 | Bedroom | 0.00052955
Ceiling Fixture | Incandescent |  | Mini base | 3 | 40 | Bedroom | 214012 | Bedroom | 0.00052955
Wall Mount | Incandescent |  | Standard A Lamp | 2 | 60 | Bedroom | 214012 | Bedroom | 0.00052955
Table | Incandescent |  | Standard A Lamp | 1 | 60 | Bedroom | 214013 | Bedroom | 0.00052955
Ceiling Fixture | Incandescent |  | Standard A Lamp | 1 | 60 | Bedroom | 214013 | Bedroom | 0.00052955
Ceiling Fixture | Incandescent |  | Standard A Lamp | 1 | 60 | Bedroom | 214014 | Bedroom | 0.00052955
Floor lamp | Incandescent |  | Standard A Lamp | 1 | 60 | Bedroom | 214014 | Bedroom | 0.00052955
Wall Mount | Incandescent |  | Standard A Lamp | 1 | 60 | Bedroom | 214014 | Bedroom | 0.00052955
Ceiling Fan | Incandescent |  | Standard A Lamp | 2 | 60 | Family Room | 214015 | Family Room | 0.00052955
Table | Incandescent |  | Standard A Lamp | 1 | 60 | Family Room | 214015 | Family Room | 0.00052955
Ceiling Fixture | Incandescent |  | Reflector | 1 | 40 | Family Room | 214015 | Family Room | 0.00052955
Garage door opener | Incandescent |  | Clear | 2 | 40 | Garage | 214016 | Garage | 0.00052955
Ceiling Fixture | Compact Fluorescent |  | Straight Tube | 1 | 22 | Garage | 214016 | Garage | 0.00052955
Ceiling Fixture | Incandescent |  | Standard A Lamp | 1 | 60 | Kitchen | 214017 | Kitchen | 0.00052955
Floor lamp | Incandescent |  | Standard A Lamp | 1 | 60 | Kitchen | 214017 | Kitchen | 0.00052955
Ceiling Fixture | Incandescent |  | Standard A Lamp | 1 | 60 | Office | 214018 | Office | 0.00052955
Table | Incandescent |  | Standard A Lamp | 1 | 60 | Office | 214018 | Office | 0.00052955
Wall Mount | Incandescent |  | Globe | 6 | 60 | Bathroom | 214031 | Bathroom | 0.0030496
Wall Mount | Compact Fluorescent |  | Twist | 3 | 15 | Bathroom | 214032 | Bathroom | 0.0030496
Ceiling Fixture | Compact Fluorescent |  | Twist | 2 | 22 | Bedroom | 214033 | Bedroom | 0.0030496
Table | Compact Fluorescent |  | Twist | 1 | 15 | Bedroom | 214033 | Bedroom | 0.0030496
Ceiling Fixture | Compact Fluorescent |  | Twist | 2 | 15 | Bedroom | 214034 | Bedroom | 0.0030496
Ceiling Fixture | Compact Fluorescent |  | Twist | 2 | 15 | Family Room | 214035 | Family Room | 0.0030496
Torchiere | Compact Fluorescent |  | Twist | 1 | 42 | Family Room | 214035 | Family Room | 0.0030496
Table | Compact Fluorescent |  | Twist | 1 | 42 | Family Room | 214035 | Family Room | 0.0030496
Floor lamp | Compact Fluorescent |  | Twist | 1 | 15 | Family Room | 214035 | Family Room | 0.0030496
Ceiling Fixture | Compact Fluorescent |  | Twist | 2 | 15 | Hall | 214036 | Hall | 0.0030496
Ceiling Fixture | Compact Fluorescent |  | Twist | 1 | 15 | Hall | 214037 | Hall | 0.0030496
Wall Mount | Compact Fluorescent |  | Straight Tube | 1 | 15 | Hall | 214037 | Hall | 0.0030496
Ceiling Fixture | Linear Fluorescent | 48 | T-12 | 2 | 40 | Kitchen | 214038 | Kitchen | 0.0030496
Recessed Can | Compact Fluorescent |  | Twist | 1 | 15 | Kitchen | 214038 | Kitchen | 0.0030496
Architectural | Linear Fluorescent | 9 | T-5 | 1 | 60 | Kitchen | 214038 | Kitchen | 0.0030496
Other | Incandescent |  | Other | 8 | 100 | Kitchen | 214038 | Kitchen | 0.0030496
Wall Mount | Compact Fluorescent |  | Twist | 4 | 15 | Bathroom | 214039 | Bathroom | 0.0030496
Ceiling Fixture | Compact Fluorescent |  | Twist | 2 | 15 | Master Bedroom | 2140310 | Master Bedroom | 0.0030496
Ceiling Fan | Compact Fluorescent |  | Twist | 4 | 22 | Master Bedroom | 2140310 | Master Bedroom | 0.0030496
Table | Incandescent |  | Decorative | 1 | 40 | Master Bedroom | 2140310 | Master Bedroom | 0.0030496
Table | Incandescent |  | Standard A Lamp | 1 | 60 | Master Bedroom | 2140310 | Master Bedroom | 0.0030496
Ceiling Fan | Compact Fluorescent |  | Twist | 4 | 22 | Office | 2140311 | Office | 0.0030496
Table | Incandescent |  | Standard A Lamp | 1 | 60 | Office | 2140311 | Office | 0.0030496
Floor lamp | Incandescent |  | Standard A Lamp | 1 | 75 | Office | 2140311 | Office | 0.0030496
Ceiling Fan | Compact Fluorescent |  | Twist | 4 | 22 | Office | 2140312 | Office | 0.0030496
Table | Incandescent |  | Standard A Lamp | 1 | 60 | Office | 2140312 | Office | 0.0030496
Chandelier (Hanging) | Compact Fluorescent |  | Twist | 7 | 15 | Dining Room | 2140313 | Dining Room | 0.0030496
Chandelier (Hanging) | Halogen |  | PAR | 1 | 50 | Dining Room | 2140313 | Dining Room | 0.0030496
Table | Incandescent |  | Standard A Lamp | 1 | 60 | Living Room | 2140314 | Living Room | 0.0030496
Torchiere | Compact Fluorescent |  | Circline (Screw Base) | 1 | 42 | Living Room | 2140314 | Living Room | 0.0030496
Floor lamp | Compact Fluorescent |  | Twist | 1 | 15 | Living Room | 2140314 | Living Room | 0.0030496
Ceiling Fixture | Compact Fluorescent |  | Twist | 1 | 15 | Living Room | 2140314 | Living Room | 0.0030496
Ceiling Fixture | Incandescent |  | Standard A Lamp | 1 | 60 | Other | 2140315 | Other | 0.0030496
Ceiling Fixture | Compact Fluorescent |  | Twist | 1 | 15 | Other | 2140315 | Other | 0.0030496
Ceiling Fixture | Linear Fluorescent | 48 | T-8 | 2 | 32 | Other | 2140315 | Other | 0.0030496
Ceiling Fixture | Incandescent |  | Reflector | 1 | 100 | Bathroom | 214051 | Bathroom | 0.0030496
Wall Mount | Incandescent |  | Clear | 6 | 40 | Bathroom | 214052 | Bathroom | 0.0030496
Ceiling Fixture | Halogen |  | PAR | 1 | 75 | Bathroom | 214052 | Bathroom | 0.0030496
Ceiling Fixture | Incandescent |  | Clear | 3 | 60 | Bedroom | 214053 | Bedroom | 0.0030496
Table | Incandescent |  | Standard A Lamp | 1 | 60 | Bedroom | 214053 | Bedroom | 0.0030496
Table | Compact Fluorescent |  | Straight Tube | 1 | 27 | Bedroom | 214053 | Bedroom | 0.0030496
Ceiling Fixture | Incandescent |  | Clear | 3 | 60 | Master Bedroom | 214054 | Master Bedroom | 0.0030496
Table | Incandescent |  | Mini base | 2 | 40 | Master Bedroom | 214054 | Master Bedroom | 0.0030496
Ceiling Fixture | Linear Fluorescent | 48 | T-12 | 4 | 40 | Family Room | 214055 | Family Room | 0.0030496
Ceiling Fixture | Incandescent |  | Clear | 3 | 60 | Bedroom | 214056 | Bedroom | 0.0030496
Ceiling Fixture | Incandescent |  | Standard A Lamp | 1 | 75 | Closet | 214057 | Closet | 0.0030496
Ceiling Fixture | Incandescent |  | Clear | 2 | 40 | Dining Room | 214058 | Dining Room | 0.0030496
Table | Incandescent |  | Standard A Lamp | 1 | 200 | Dining Room | 214058 | Dining Room | 0.0030496
Chandelier (Hanging) | Incandescent |  | Mini base | 6 | 40 | Dining Room | 214058 | Dining Room | 0.0030496
Floor lamp | Incandescent |  | Standard A Lamp | 2 | 100 | Dining Room | 214058 | Dining Room | 0.0030496
Chandelier (Hanging) | Incandescent |  | Decorative | 4 | 60 | Hall | 214059 | Hall | 0.0030496
Chandelier (Hanging) | Incandescent |  | Decorative | 8 | 40 | Dining Room | 2140510 | Dining Room | 0.0030496
Ceiling Fixture | Linear Fluorescent | 48 | T-12 | 2 | 40 | Garage | 2140511 | Garage | 0.0030496
Garage door opener | Incandescent |  | Standard A Lamp | 1 | 60 | Garage | 2140511 | Garage | 0.0030496
Ceiling Fixture | Halogen |  | MR | 6 | 30 | Hall | 2140512 | Hall | 0.0030496
Recessed - other | Halogen |  | PAR | 1 | 20 | Hall | 2140513 | Hall | 0.0030496
Recessed Can | Halogen |  | PAR | 1 | 75 | Kitchen | 2140514 | Kitchen | 0.0030496
Ceiling Fixture | Linear Fluorescent | 48 | T-12 | 2 | 40 | Laundry Room | 2140515 | Laundry Room | 0.0030496
Wall Mount | Linear Fluorescent | 48 | T-12 | 1 | 40 | Closet | 2140516 | Closet | 0.0030496
Ceiling Fixture | Incandescent |  | Clear | 3 | 60 | Office | 2140517 | Office | 0.0030496
Floor lamp | Incandescent |  | Standard A Lamp | 2 | 60 | Office | 2140517 | Office | 0.0030496
Floor lamp | Halogen |  | Other | 1 | 35 | Office | 2140517 | Office | 0.0030496
Floor lamp | Incandescent |  | Standard A Lamp | 1 | 70 | Office | 2140517 | Office | 0.0030496
Wall Mount | Incandescent |  | Clear | 10 | 40 | Bathroom | 2140518 | Bathroom | 0.0030496
Ceiling Fixture | Incandescent |  | Reflector | 1 | 65 | Bathroom | 2140518 | Bathroom | 0.0030496
Wall Mount | Incandescent |  | Clear | 7 | 40 | Bathroom | 2140519 | Bathroom | 0.0030496
Table | Incandescent |  | Standard A Lamp | 1 | 100 | Living Room | 2140520 | Living Room | 0.0030496
Ceiling Fixture | Incandescent |  | Mini base | 3 | 40 | Other | 2140521 | Other | 0.0030496
Wall Mount | Compact Fluorescent |  | Twist | 5 | 15 | Bathroom | 214081 | Bathroom | 0.00094081
Ceiling Fixture | Incandescent |  | Standard A Lamp | 1 | 75 | Bedroom | 214082 | Bedroom | 0.00094081
Table | Compact Fluorescent |  | Twist | 1 | 15 | Bedroom | 214082 | Bedroom | 0.00094081
Ceiling Fan | Compact Fluorescent |  | Twist | 3 | 15 | Bedroom | 214083 | Bedroom | 0.00094081
Table | Compact Fluorescent |  | Twist | 1 | 15 | Bedroom | 214083 | Bedroom | 0.00094081
Chandelier (Hanging) | Incandescent |  | Decorative | 5 | 60 | Dining Room | 214084 | Dining Room | 0.00094081
Ceiling Fixture | Compact Fluorescent |  | Twist | 2 | 15 | Hall | 214085 | Hall | 0.00094081
Floor lamp | Compact Fluorescent |  | Twist | 1 | 15 | Family Room | 214086 | Family Room | 0.00094081
Ceiling Fixture | Linear Fluorescent | 48 | T-12 | 2 | 60 | Garage | 214087 | Garage | 0.00094081
Ceiling Fixture | Incandescent |  | Standard A Lamp | 2 | 60 | Hall | 214088 | Hall | 0.00094081
Recessed - other | Linear Fluorescent | 48 | T-12 | 2 | 60 | Kitchen | 214089 | Kitchen | 0.00094081
Ceiling Fixture | Incandescent |  | Standard A Lamp | 2 | 60 | Laundry Room | 2140810 | Laundry Room | 0.00094081
Table | Compact Fluorescent |  | Twist | 2 | 15 | Living Room | 2140811 | Living Room | 0.00094081
Wall Mount | Incandescent |  | 3-Way Incandescent | 1 | 100 | Living Room | 2140811 | Living Room | 0.00094081
Torchiere | Compact Fluorescent |  | Twist | 1 | 15 | Living Room | 2140811 | Living Room | 0.00094081
Table | Compact Fluorescent |  | Twist | 1 | 15 | Master Bedroom | 2140812 | Master Bedroom | 0.00094081
Ceiling Fixture | Compact Fluorescent |  | Twist | 1 | 15 | Bathroom | 2140813 | Bathroom | 0.00094081
Wall Mount | Compact Fluorescent |  | Twist | 2 | 15 | Bathroom | 2140813 | Bathroom | 0.00094081
Ceiling Fixture | Compact Fluorescent |  | Twist | 1 | 15 | Other | 214111 | Other | 0.00052955
Ceiling Fixture | Incandescent |  | Standard A Lamp | 2 | 40 | Bathroom | 214112 | Bathroom | 0.00052955
Wall Mount | Incandescent |  | Standard A Lamp | 4 | 40 | Bathroom | 214112 | Bathroom | 0.00052955
Ceiling Fixture | Incandescent |  | Standard A Lamp | 1 | 40 | Closet | 214113 | Closet | 0.00052955
Ceiling Fixture | Incandescent |  | Standard A Lamp | 1 | 40 | Closet | 214114 | Closet | 0.00052955
Chandelier (Hanging) | Incandescent |  | Standard A Lamp | 1 | 67 | Dining Room | 214115 | Dining Room | 0.00052955
Ceiling Fixture | Incandescent |  | Standard A Lamp | 1 | 60 | Bathroom | 214116 | Bathroom | 0.00052955
Ceiling Fixture | Incandescent |  | Globe | 1 | 75 | Bedroom | 214117 | Bedroom | 0.00052955
Table | Compact Fluorescent |  | Twist | 1 | 15 | Bedroom | 214117 | Bedroom | 0.00052955
Ceiling Fixture | Compact Fluorescent |  | Twist | 1 | 15 | Bedroom | 214118 | Bedroom | 0.00052955
Table | Incandescent |  | Standard A Lamp | 1 | 67 | Bedroom | 214118 | Bedroom | 0.00052955
Ceiling Fixture | Incandescent |  | Standard A Lamp | 1 | 75 | Closet | 214119 | Closet | 0.00052955
Ceiling Fixture | Linear Fluorescent | 48 | T-12 | 2 | 40 | Family Room | 2141110 | Family Room | 0.00052955
Ceiling Fixture | Incandescent |  | Standard A Lamp | 1 | 75 | Family Room | 2141110 | Family Room | 0.00052955
Floor lamp | Incandescent |  | Standard A Lamp | 1 | 100 | Family Room | 2141110 | Family Room | 0.00052955
Floor lamp | Incandescent |  | Standard A Lamp | 1 | 60 | Family Room | 2141110 | Family Room | 0.00052955
Ceiling Fixture | Incandescent |  | Standard A Lamp | 2 | 40 | Kitchen | 2141112 | Kitchen | 0.00052955
Ceiling Fixture | Incandescent |  | Standard A Lamp | 1 | 65 | Other | 2141113 | Other | 0.00052955
Ceiling Fixture | Incandescent |  | Standard A Lamp | 1 | 75 | Hall | 2141114 | Hall | 0.00052955
Ceiling Fixture | Linear Fluorescent | 48 | T-12 | 2 | 40 | Kitchen | 2141115 | Kitchen | 0.00052955
Floor lamp | Incandescent |  | 3-Way Incandescent | 1 | 100 | Living Room | 2141116 | Living Room | 0.00052955
Table | Incandescent |  | 3-Way Incandescent | 1 | 200 | Living Room | 2141116 | Living Room | 0.00052955
Ceiling Fixture | Incandescent |  | Standard A Lamp | 1 | 40 | Bedroom | 2141117 | Bedroom | 0.00052955
Table | Incandescent |  | Clear | 1 | 75 | Bedroom | 2141117 | Bedroom | 0.00052955
Ceiling Fixture | Compact Fluorescent |  | Twist | 1 | 15 | Bedroom | 2141118 | Bedroom | 0.00052955
Ceiling Fixture | Incandescent |  | Standard A Lamp | 2 | 75 | Bedroom | 2141119 | Bedroom | 0.00052955
Ceiling Fixture | Incandescent |  | Standard A Lamp | 2 | 75 | Bedroom | 2141120 | Bedroom | 0.00052955
Table | Compact Fluorescent |  | Twist | 1 | 15 | Bedroom | 2141120 | Bedroom | 0.00052955
Ceiling Fixture | Compact Fluorescent |  | Twist | 1 | 15 | Living Room | 2141121 | Living Room | 0.00052955
Chandelier (Hanging) | Incandescent |  | Standard A Lamp | 3 | 75 | Living Room | 2141121 | Living Room | 0.00052955
Floor lamp | Incandescent |  | Standard A Lamp | 1 | 75 | Living Room | 2141121 | Living Room | 0.00052955
Table | Incandescent |  | Standard A Lamp | 1 | 40 | Living Room | 2141121 | Living Room | 0.00052955
Wall Mount | Incandescent |  | Globe | 3 | 40 | Bathroom | 214141 | Bathroom | 0.0030496
Wall Mount | Incandescent |  | Globe | 4 | 40 | Bathroom | 214142 | Bathroom | 0.0030496
Recessed Can | Incandescent |  | Heat Lamp | 1 | 250 | Bathroom | 214142 | Bathroom | 0.0030496
Ceiling Fan | Compact Fluorescent |  | Twist | 4 | 13 | Bedroom | 214143 | Bedroom | 0.0030496
Table | Compact Fluorescent |  | Twist | 1 | 10 | Bedroom | 214143 | Bedroom | 0.0030496
Floor lamp | Halogen |  | Other | 1 | 75 | Bedroom | 214143 | Bedroom | 0.0030496
Ceiling Fixture | Incandescent |  | Standard A Lamp | 3 | 65 | Dining Room | 214144 | Dining Room | 0.0030496
Ceiling Fixture | Incandescent |  | Standard A Lamp | 1 | 83 | Hall | 214145 | Hall | 0.0030496
Ceiling Fixture | Linear Fluorescent | 48 | T-12 | 2 | 40 | Kitchen | 214146 | Kitchen | 0.0030496
Ceiling Fixture | Linear Fluorescent | 48 | T-12 | 2 | 40 | Laundry Room | 214147 | Laundry Room | 0.0030496
Table | Incandescent |  | 3-Way Incandescent | 1 | 100 | Living Room | 214148 | Living Room | 0.0030496
Table | Incandescent |  | Mini base | 1 | 40 | Living Room | 214148 | Living Room | 0.0030496
Ceiling Fixture | Incandescent |  | Standard A Lamp | 3 | 60 | Living Room | 214148 | Living Room | 0.0030496
Wall Mount | Incandescent |  | Standard A Lamp | 3 | 60 | Bathroom | 214149 | Bathroom | 0.0030496
Ceiling Fixture | Incandescent |  | Mini base | 2 | 60 | Bathroom | 214149 | Bathroom | 0.0030496
Ceiling Fan | Incandescent |  | Standard A Lamp | 3 | 40 | Master Bedroom | 2141410 | Master Bedroom | 0.0030496
Table | Incandescent |  | Standard A Lamp | 1 | 60 | Master Bedroom | 2141410 | Master Bedroom | 0.0030496
Ceiling Fan | Incandescent |  | Standard A Lamp | 1 | 60 | Office | 2141411 | Office | 0.0030496
Table | Incandescent |  | 3-Way Incandescent | 1 | 100 | Office | 2141411 | Office | 0.0030496
Ceiling Fixture | Incandescent |  | Standard A Lamp | 1 | 60 | Other | 2141412 | Other | 0.0030496
Ceiling Fan | Incandescent |  | Mini base | 4 | 40 | Living Room | 214171 | Living Room | 0.00029634
Recessed Can | Compact Fluorescent |  | Flood | 1 | 22 | Living Room | 214171 | Living Room | 0.00029634
Wall Mount | Compact Fluorescent |  | Twist | 1 | 15 | Living Room | 214171 | Living Room | 0.00029634
Ceiling Fixture | Compact Fluorescent |  | Twist | 1 | 28 | Bedroom | 214172 | Bedroom | 0.00029634
Ceiling Fixture | Compact Fluorescent |  | Pin base | 1 | 28 | Kitchen | 214173 | Kitchen | 0.00029634
Chandelier (Hanging) | Incandescent |  | Standard A Lamp | 1 | 60 | Kitchen | 214173 | Kitchen | 0.00029634
Ceiling Fixture | Compact Fluorescent |  | Pin base | 1 | 28 | Office | 214174 | Office | 0.00029634
Ceiling Fan | Compact Fluorescent |  | Twist | 4 | 15 | Office | 214174 | Office | 0.00029634
Ceiling Fixture | Compact Fluorescent |  | Twist | 1 | 22 | Office | 214174 | Office | 0.00029634
Table | Compact Fluorescent |  | Twist | 1 | 15 | Office | 214174 | Office | 0.00029634
Wall Mount | Compact Fluorescent |  | Twist | 3 | 15 | Bathroom | 214175 | Bathroom | 0.00029634
Ceiling Fixture | Compact Fluorescent |  | Twist | 1 | 15 | Bathroom | 214175 | Bathroom | 0.00029634
Ceiling Fixture | Compact Fluorescent |  | Twist | 1 | 22 | Hall | 214176 | Hall | 0.00029634
Ceiling Fixture | Linear Fluorescent | 48 | T-12 | 4 | 40 | Other | 214177 | Other | 0.00029634
Ceiling Fixture | Compact Fluorescent |  | Twist | 1 | 22 | Bedroom | 214178 | Bedroom | 0.00029634
Ceiling Fixture | Linear Fluorescent | 48 | T-12 | 4 | 40 | Other | 214179 | Other | 0.00029634
Wall Mount | Compact Fluorescent |  | Twist | 1 | 28 | Other | 214179 | Other | 0.00029634
Ceiling Fixture | Compact Fluorescent |  | Twist | 1 | 28 | Bathroom | 214191 | Bathroom | 0.00052955
Wall Mount | Compact Fluorescent |  | Twist | 1 | 22 | Bathroom | 214191 | Bathroom | 0.00052955
Ceiling Fan | Compact Fluorescent |  | Twist | 1 | 22 | Bedroom | 214192 | Bedroom | 0.00052955
Ceiling Fan | Compact Fluorescent |  | Twist | 1 | 22 | Bedroom | 214193 | Bedroom | 0.00052955
Ceiling Fan | Compact Fluorescent |  | Twist | 1 | 22 | Living Room | 214194 | Living Room | 0.00052955
Ceiling Fan | Incandescent |  | Standard A Lamp | 1 | 100 | Kitchen | 214195 | Kitchen | 0.00052955
Ceiling Fixture | Compact Fluorescent |  | Twist | 1 | 22 | Laundry Room | 214196 | Laundry Room | 0.00052955
Ceiling Fan | Incandescent |  | Standard A Lamp | 1 | 65 | Living Room | 214197 | Living Room | 0.00052955
Floor lamp | Compact Fluorescent |  | Twist | 3 | 15 | Living Room | 214197 | Living Room | 0.00052955
Ceiling Fixture | Compact Fluorescent |  | Twist | 2 | 23 | Bathroom | 214271 | Bathroom | 0.00040077
Ceiling Fixture | Compact Fluorescent |  | Twist | 2 | 23 | Bedroom | 214272 | Bedroom | 0.00040077
Ceiling Fixture | Compact Fluorescent |  | Twist | 2 | 23 | Bedroom | 214273 | Bedroom | 0.00040077
Wall Mount | Compact Fluorescent |  | Twist | 1 | 13 | Garage | 214274 | Garage | 0.00040077
Ceiling Fixture | Linear Fluorescent | 48 | T-12 | 2 | 32 | Garage | 214274 | Garage | 0.00040077
Floor lamp | Halogen |  | Quartz Tube | 1 | 100 | Garage | 214274 | Garage | 0.00040077
Ceiling Fixture | Compact Fluorescent |  | Twist | 1 | 23 | Kitchen | 214276 | Kitchen | 0.00040077
Ceiling Fixture | Other |  | LED Interior | 2 | 3 | Living Room | 214277 | Living Room | 0.00040077
Floor lamp | Halogen |  | Quartz Tube | 1 | 100 | Living Room | 214277 | Living Room | 0.00040077
Ceiling Fixture | Incandescent |  | Standard A Lamp | 1 | 75 | Bathroom | 214311 | Bathroom | 0.00028447
Wall Mount | Linear Fluorescent | 48 | T-8 | 1 | 40 | Bathroom | 214311 | Bathroom | 0.00028447
Ceiling Fixture | Compact Fluorescent |  | Twist | 2 | 15 | Bedroom | 214312 | Bedroom | 0.00028447
Ceiling Fixture | Compact Fluorescent |  | Twist | 1 | 15 | Bedroom | 214313 | Bedroom | 0.00028447
Table | Compact Fluorescent |  | Twist | 1 | 15 | Bedroom | 214313 | Bedroom | 0.00028447
Ceiling Fixture | Compact Fluorescent |  | Twist | 1 | 15 | Bedroom | 214314 | Bedroom | 0.00028447
Chandelier (Hanging) | Incandescent |  | Decorative | 6 | 60 | Dining Room | 214315 | Dining Room | 0.00028447
Ceiling Fixture | Incandescent |  | Standard A Lamp | 1 | 75 | Closet | 214316 | Closet | 0.00028447
Ceiling Fixture | Incandescent |  | Decorative | 2 | 60 | Kitchen | 214317 | Kitchen | 0.00028447
Chandelier (Hanging) | Incandescent |  | Standard A Lamp | 1 | 75 | Kitchen | 214317 | Kitchen | 0.00028447
Ceiling Fixture | Incandescent |  | Standard A Lamp | 1 | 75 | Kitchen | 214317 | Kitchen | 0.00028447
Ceiling Fixture | Compact Fluorescent |  | Twist | 2 | 15 | Laundry Room | 214318 | Laundry Room | 0.00028447
Table | Compact Fluorescent |  | Twist | 1 | 15 | Living Room | 214319 | Living Room | 0.00028447
Floor lamp | Compact Fluorescent |  | Twist | 1 | 15 | Living Room | 214319 | Living Room | 0.00028447
Ceiling Fixture | Compact Fluorescent |  | Twist | 2 | 15 | Master Bedroom | 2143110 | Master Bedroom | 0.00028447
Table | Incandescent |  | Standard A Lamp | 1 | 60 | Master Bedroom | 2143110 | Master Bedroom | 0.00028447
Ceiling Fixture | Incandescent |  | Standard A Lamp | 1 | 75 | Other | 2143111 | Other | 0.00028447
Table | Incandescent |  | Decorative | 1 | 75 | Other | 2143111 | Other | 0.00028447
Wall Mount | Compact Fluorescent |  | Twist | 1 | 15 | Other | 2143112 | Other | 0.00028447
Ceiling Fixture | Linear Fluorescent |  | T-4 | 1 | 60 | Other | 2143113 | Other | 0.00028447
Chandelier (Hanging) | Incandescent |  | Decorative | 4 | 60 | Other | 2143113 | Other | 0.00028447
Ceiling Fixture | Incandescent |  | Standard A Lamp | 1 | 75 | Other | 2143114 | Other | 0.00028447
Wall Mount | Compact Fluorescent |  | Twist | 1 | 15 | Bathroom | 2143115 | Bathroom | 0.00028447
Chandelier (Hanging) | Compact Fluorescent |  | Twist | 2 | 15 | Other | 214361 | Other | 0.00094081
Ceiling Fixture | Incandescent |  | Standard A Lamp | 1 | 100 | Other | 214361 | Other | 0.00094081
Ceiling Fixture | Halogen |  | MR | 3 | 50 | Bathroom | 214362 | Bathroom | 0.00094081
Ceiling Fixture | Compact Fluorescent |  | Twist | 2 | 15 | Bathroom | 214362 | Bathroom | 0.00094081
Ceiling Fixture | Incandescent |  | Standard A Lamp | 3 | 60 | Bedroom | 214363 | Bedroom | 0.00094081
Ceiling Fixture | Compact Fluorescent |  | Twist | 1 | 15 | Bedroom | 214364 | Bedroom | 0.00094081
Table | Incandescent |  | Standard A Lamp | 1 | 40 | Bedroom | 214364 | Bedroom | 0.00094081
Ceiling Fixture | Incandescent |  | Standard A Lamp | 2 | 60 | Bedroom | 214365 | Bedroom | 0.00094081
Other | Incandescent |  | Mini base | 1 | 25 | Bedroom | 214365 | Bedroom | 0.00094081
Table | Compact Fluorescent |  | A shape bulb | 1 | 15 | Bedroom | 214365 | Bedroom | 0.00094081
Ceiling Fixture | Incandescent |  | Standard A Lamp | 1 | 100 | Garage | 214366 | Garage | 0.00094081
Garage door opener | Incandescent |  | Standard A Lamp | 1 | 100 | Garage | 214366 | Garage | 0.00094081
Ceiling Fixture | Compact Fluorescent |  | Twist | 1 | 15 | Hall | 214367 | Hall | 0.00094081
Chandelier (Hanging) | Incandescent |  | Standard A Lamp | 5 | 60 | Kitchen | 214368 | Kitchen | 0.00094081
Ceiling Fixture | Compact Fluorescent |  | Twist | 2 | 15 | Kitchen | 214368 | Kitchen | 0.00094081
Architectural | Incandescent |  | Clear | 4 | 40 | Living Room | 214369 | Living Room | 0.00094081
Ceiling Fixture | Compact Fluorescent |  | Twist | 1 | 15 | Living Room | 214369 | Living Room | 0.00094081
Ceiling Fixture | Incandescent |  | Standard A Lamp | 1 | 60 | Living Room | 2143610 | Living Room | 0.00094081
Ceiling Fixture | Incandescent |  | Standard A Lamp | 3 | 60 | Bedroom | 2143612 | Bedroom | 0.00094081
Wall Mount | Incandescent |  | Standard A Lamp | 2 | 100 | Bathroom | 214371 | Bathroom | 0.0005169
Wall Mount | Incandescent |  | Globe | 8 | 40 | Bathroom | 214372 | Bathroom | 0.0005169
Recessed Can | Incandescent |  | Reflector | 1 | 75 | Bathroom | 214372 | Bathroom | 0.0005169
Wall Mount | Incandescent |  | Globe | 8 | 40 | Bathroom | 214373 | Bathroom | 0.0005169
Recessed Can | Incandescent |  | Reflector | 1 | 75 | Bathroom | 214373 | Bathroom | 0.0005169
Ceiling Fixture | Incandescent |  | Standard A Lamp | 1 | 60 | Bathroom | 214373 | Bathroom | 0.0005169
Ceiling Fixture | Compact Fluorescent |  | Twist | 2 | 15 | Bedroom | 214374 | Bedroom | 0.0005169
Table | Incandescent |  | Standard A Lamp | 1 | 60 | Bedroom | 214374 | Bedroom | 0.0005169
Ceiling Fixture | Compact Fluorescent |  | Twist | 1 | 22 | Bedroom | 214374 | Bedroom | 0.0005169
Chandelier (Hanging) | Compact Fluorescent |  | Twist | 1 | 22 | Bedroom | 214375 | Bedroom | 0.0005169
Chandelier (Hanging) | Halogen |  | MR | 4 | 30 | Bedroom | 214376 | Bedroom | 0.0005169
Chandelier (Hanging) | Incandescent |  | Decorative | 1 | 75 | Bedroom | 214376 | Bedroom | 0.0005169
Ceiling Fixture | Compact Fluorescent |  | Twist | 2 | 22 | Master Bedroom | 214377 | Master Bedroom | 0.0005169
Ceiling Fixture | Compact Fluorescent |  | Twist | 1 | 22 | Closet | 214378 | Closet | 0.0005169
Chandelier (Hanging) | Incandescent |  | Standard A Lamp | 4 | 40 | Dining Room | 214379 | Dining Room | 0.0005169
Chandelier (Hanging) | Incandescent |  | Decorative | 5 | 60 | Family Room | 2143710 | Family Room | 0.0005169
Table | Compact Fluorescent |  | Twist | 1 | 22 | Family Room | 2143710 | Family Room | 0.0005169
Floor lamp | Compact Fluorescent |  | Twist | 1 | 22 | Family Room | 2143710 | Family Room | 0.0005169
Ceiling Fixture | Compact Fluorescent |  | Twist | 1 | 22 | Garage | 2143711 | Garage | 0.0005169
Garage door opener | Incandescent |  | Standard A Lamp | 2 | 60 | Garage | 2143711 | Garage | 0.0005169
Chandelier (Hanging) | Compact Fluorescent |  | Twist | 9 | 15 | Hall | 2143712 | Hall | 0.0005169
Ceiling Fan | Incandescent |  | Mini base | 5 | 25 | Hall | 2143712 | Hall | 0.0005169
Recessed Can | Incandescent |  | Reflector | 1 | 75 | Hall | 2143712 | Hall | 0.0005169
Recessed Can | Incandescent |  | Reflector | 1 | 75 | Kitchen | 2143713 | Kitchen | 0.0005169
Architectural | Halogen |  | MR | 1 | 20 | Kitchen | 2143713 | Kitchen | 0.0005169
Ceiling Fixture | Incandescent |  | Standard A Lamp | 1 | 75 | Laundry Room | 2143714 | Laundry Room | 0.0005169
Table | Incandescent |  | Standard A Lamp | 1 | 75 | Living Room | 2143715 | Living Room | 0.0005169
Ceiling Fixture | Compact Fluorescent |  | Twist | 1 | 22 | Family Room | 2143716 | Family Room | 0.0005169
Wall Mount | Compact Fluorescent |  | Twist | 2 | 15 | Bedroom | 214381 | Bedroom | 0.00040077
Table | Compact Fluorescent |  | Twist | 1 | 15 | Bedroom | 214381 | Bedroom | 0.00040077
Wall Mount | Incandescent |  | Standard A Lamp | 2 | 60 | Bathroom | 214382 | Bathroom | 0.00040077
Wall Mount | Incandescent |  | Mini base | 1 | 5 | Bathroom | 214382 | Bathroom | 0.00040077
Track | Compact Fluorescent |  | Reflector | 4 | 22 | Kitchen | 214383 | Kitchen | 0.00040077
Chandelier (Hanging) | Incandescent |  | Standard A Lamp | 1 | 60 | Kitchen | 214383 | Kitchen | 0.00040077
Wall Mount | Incandescent |  | Standard A Lamp | 1 | 40 | Master Bedroom | 214384 | Master Bedroom | 0.00040077
Wall Mount | Incandescent |  | Standard A Lamp | 2 | 60 | Bathroom | 214385 | Bathroom | 0.00040077
Wall Mount | Compact Fluorescent |  | Twist | 2 | 15 | Bathroom | 214385 | Bathroom | 0.00040077
Track | Incandescent |  | Reflector | 3 | 60 | Office | 214386 | Office | 0.00040077
Ceiling Fixture | Incandescent |  | Standard A Lamp | 2 | 60 | Office | 214386 | Office | 0.00040077
Chandelier (Hanging) | Incandescent |  | Standard A Lamp | 3 | 40 | Office | 214386 | Office | 0.00040077
Ceiling Fixture | Incandescent |  | Standard A Lamp | 1 | 100 | Office | 214386 | Office | 0.00040077
Ceiling Fan | Incandescent |  | Standard A Lamp | 4 | 60 | Living Room | 214387 | Living Room | 0.00040077
Table | Incandescent |  | Standard A Lamp | 1 | 100 | Living Room | 214387 | Living Room | 0.00040077
Table | Compact Fluorescent |  | Twist | 1 | 15 | Living Room | 214387 | Living Room | 0.00040077
Floor lamp | Compact Fluorescent |  | Straight Tube | 1 | 28 | Living Room | 214387 | Living Room | 0.00040077
Ceiling Fixture | Incandescent |  | Standard A Lamp | 1 | 60 | Hall | 214388 | Hall | 0.00040077
Ceiling Fixture | Incandescent |  | Standard A Lamp | 2 | 60 | Bedroom | 214521 | Bedroom | 0.00047324
Table | Incandescent |  | Standard A Lamp | 1 | 100 | Bedroom | 214521 | Bedroom | 0.00047324
Chandelier (Hanging) | Incandescent |  | Decorative | 5 | 60 | Dining Room | 214522 | Dining Room | 0.00047324
Ceiling Fixture | Incandescent |  | Standard A Lamp | 2 | 60 | Dining Room | 214522 | Dining Room | 0.00047324
Ceiling Fixture | Incandescent |  | Standard A Lamp | 1 | 75 | Laundry Room | 214523 | Laundry Room | 0.00047324
Ceiling Fixture | Incandescent |  | Standard A Lamp | 1 | 100 | Garage | 214524 | Garage | 0.00047324
Garage door opener | Incandescent |  | Standard A Lamp | 1 | 40 | Garage | 214524 | Garage | 0.00047324
Ceiling Fixture | Incandescent |  | Standard A Lamp | 2 | 60 | Bedroom | 214525 | Bedroom | 0.00047324
Floor lamp | Incandescent |  | Standard A Lamp | 1 | 75 | Bedroom | 214525 | Bedroom | 0.00047324
Wall Mount | Incandescent |  | Decorative | 4 | 60 | Bathroom | 214526 | Bathroom | 0.00047324
Recessed - other | Incandescent |  | Reflector | 1 | 40 | Bathroom | 214526 | Bathroom | 0.00047324
Ceiling Fixture | Incandescent |  | Standard A Lamp | 1 | 60 | Closet | 214527 | Closet | 0.00047324
Wall Mount | Incandescent |  | Globe | 8 | 60 | Bathroom | 214528 | Bathroom | 0.00047324
Recessed Can | Incandescent |  | Reflector | 1 | 75 | Bathroom | 214528 | Bathroom | 0.00047324
Ceiling Fixture | Incandescent |  | Standard A Lamp | 3 | 60 | Master Bedroom | 214529 | Master Bedroom | 0.00047324
Table | Incandescent |  | Standard A Lamp | 1 | 60 | Master Bedroom | 214529 | Master Bedroom | 0.00047324
Table | Incandescent |  | Standard A Lamp | 1 | 60 | Living Room | 2145210 | Living Room | 0.00047324
Table | Incandescent |  | 3-Way Incandescent | 1 | 100 | Living Room | 2145210 | Living Room | 0.00047324
Table | Incandescent |  | 3-Way Incandescent | 1 | 200 | Living Room | 2145210 | Living Room | 0.00047324
Floor lamp | Incandescent |  | 3-Way Incandescent | 1 | 100 | Living Room | 2145210 | Living Room | 0.00047324
Wall Mount | Incandescent |  | Standard A Lamp | 1 | 60 | Hall | 2145211 | Hall | 0.00047324
Recessed Can | Incandescent |  | Reflector | 1 | 75 | Kitchen | 2145212 | Kitchen | 0.00047324
Recessed Can | Compact Fluorescent |  | Reflector | 1 | 22 | Kitchen | 2145212 | Kitchen | 0.00047324
Architectural | Incandescent |  | Mini base | 1 | 40 | Kitchen | 2145212 | Kitchen | 0.00047324
Ceiling Fixture | Incandescent |  | Standard A Lamp | 1 | 60 | Bathroom | 214561 | Bathroom | 0.00040077
Ceiling Fixture | Incandescent |  | Standard A Lamp | 1 | 60 | Bedroom | 214562 | Bedroom | 0.00040077
Table | Incandescent |  | Standard A Lamp | 1 | 40 | Bedroom | 214562 | Bedroom | 0.00040077
Ceiling Fixture | Incandescent |  | Standard A Lamp | 2 | 60 | Bedroom | 214563 | Bedroom | 0.00040077
Ceiling Fixture | Linear Fluorescent | 48 | T-12 | 2 | 40 | Bedroom | 214563 | Bedroom | 0.00040077
Other | Incandescent |  | Standard A Lamp | 1 | 60 | Bedroom | 214563 | Bedroom | 0.00040077
Ceiling Fixture | Incandescent |  | Standard A Lamp | 1 | 60 | Garage | 214564 | Garage | 0.00040077
Ceiling Fixture | Compact Fluorescent |  | 3-Way CFL | 1 | 7 | Kitchen | 214565 | Kitchen | 0.00040077
Ceiling Fixture | Incandescent |  | Standard A Lamp | 1 | 60 | Kitchen | 214565 | Kitchen | 0.00040077
Floor lamp | Incandescent |  | Standard A Lamp | 1 | 60 | Living Room | 214566 | Living Room | 0.00040077
Ceiling Fixture | Incandescent |  | Standard A Lamp | 1 | 60 | Living Room | 214566 | Living Room | 0.00040077
Table | Halogen |  | Quartz Tube | 1 | 50 | Living Room | 214566 | Living Room | 0.00040077
Wall Mount | Incandescent |  | Decorative | 3 | 40 | Bathroom | 214591 | Bathroom | 0.00028447
Ceiling Fixture | Incandescent |  | Reflector | 1 | 60 | Bathroom | 214591 | Bathroom | 0.00028447
Ceiling Fixture | Incandescent |  | Heat Lamp | 1 | 60 | Bathroom | 214591 | Bathroom | 0.00028447
Wall Mount | Incandescent |  | Standard A Lamp | 3 | 100 | Bathroom | 214592 | Bathroom | 0.00028447
Ceiling Fixture | Incandescent |  | Standard A Lamp | 1 | 60 | Bathroom | 214592 | Bathroom | 0.00028447
Ceiling Fixture | Incandescent |  | Standard A Lamp | 1 | 60 | Bedroom | 214593 | Bedroom | 0.00028447
Table | Incandescent |  | Standard A Lamp | 1 | 40 | Bedroom | 214593 | Bedroom | 0.00028447
Ceiling Fixture | Incandescent |  | Standard A Lamp | 1 | 60 | Bedroom | 214594 | Bedroom | 0.00028447
Table | Incandescent |  | Standard A Lamp | 1 | 40 | Bedroom | 214594 | Bedroom | 0.00028447
Recessed Can | Incandescent |  | Reflector | 1 | 60 | Bedroom | 214595 | Bedroom | 0.00028447
Wall Mount | Incandescent |  | Standard A Lamp | 1 | 60 | Bedroom | 214595 | Bedroom | 0.00028447
Ceiling Fixture | Incandescent |  | Standard A Lamp | 2 | 40 | Closet | 214596 | Closet | 0.00028447
Recessed Can | Incandescent |  | Reflector | 1 | 90 | Family Room | 214597 | Family Room | 0.00028447
Chandelier (Hanging) | Incandescent |  | Globe | 1 | 65 | Family Room | 214597 | Family Room | 0.00028447
Ceiling Fixture | Compact Fluorescent |  | Twist | 1 | 15 | Garage | 214598 | Garage | 0.00028447
Wall Mount | Incandescent |  | Reflector | 2 | 90 | Garage | 214598 | Garage | 0.00028447
Recessed Can | Incandescent |  | Reflector | 1 | 90 | Hall | 214599 | Hall | 0.00028447
Recessed Can | Incandescent |  | Reflector | 1 | 90 | Office | 2145910 | Office | 0.00028447
Table | Incandescent |  | Standard A Lamp | 1 | 60 | Office | 2145910 | Office | 0.00028447
Ceiling Fixture | Incandescent |  | Standard A Lamp | 1 | 60 | Other | 2145911 | Other | 0.00028447
Ceiling Fixture | Incandescent |  | Clear | 1 | 60 | Bedroom | 214601 | Bedroom | 0.00094081
Floor lamp | Incandescent |  | Standard A Lamp | 1 | 60 | Bedroom | 214601 | Bedroom | 0.00094081
Ceiling Fixture | Incandescent |  | Standard A Lamp | 1 | 75 | Hall | 214602 | Hall | 0.00094081
Ceiling Fixture | Compact Fluorescent |  | Twist | 1 | 15 | Laundry Room | 214603 | Laundry Room | 0.00094081
Ceiling Fixture | Incandescent |  | Standard A Lamp | 1 | 60 | Laundry Room | 214603 | Laundry Room | 0.00094081
Ceiling Fixture | Compact Fluorescent |  | Straight Tube | 1 | 22 | Laundry Room | 214603 | Laundry Room | 0.00094081
Ceiling Fixture | Incandescent |  | Standard A Lamp | 1 | 60 | Office | 214604 | Office | 0.00094081
Table | Incandescent |  | Standard A Lamp | 1 | 40 | Office | 214604 | Office | 0.00094081
Ceiling Fixture | Incandescent |  | Standard A Lamp | 1 | 40 | Family Room | 214605 | Family Room | 0.00094081
Table | Incandescent |  | 3-Way Incandescent | 1 | 100 | Family Room | 214605 | Family Room | 0.00094081
Floor lamp | Incandescent |  | Standard A Lamp | 1 | 25 | Family Room | 214605 | Family Room | 0.00094081
Ceiling Fixture | Incandescent |  | Standard A Lamp | 1 | 40 | Hall | 214606 | Hall | 0.00094081
Wall Mount | Incandescent |  | Standard A Lamp | 3 | 40 | Bathroom | 214607 | Bathroom | 0.00094081
Chandelier (Hanging) | Incandescent |  | Standard A Lamp | 1 | 25 | Master Bedroom | 214608 | Master Bedroom | 0.00094081
Table | Incandescent |  | Standard A Lamp | 1 | 75 | Master Bedroom | 214608 | Master Bedroom | 0.00094081
Recessed Can | Compact Fluorescent |  | Flood | 1 | 15 | Closet | 214609 | Closet | 0.00094081
Table | Incandescent |  | Standard A Lamp | 1 | 40 | Living Room | 2146010 | Living Room | 0.00094081
Table | Incandescent |  | 3-Way Incandescent | 1 | 100 | Living Room | 2146010 | Living Room | 0.00094081
Ceiling Fixture | Incandescent |  | Standard A Lamp | 1 | 40 | Hall | 2146011 | Hall | 0.00094081
Chandelier (Hanging) | Halogen |  | Other | 5 | 50 | Dining Room | 2146012 | Dining Room | 0.00094081
Ceiling Fixture | Incandescent |  | Standard A Lamp | 1 | 75 | Kitchen | 2146013 | Kitchen | 0.00094081
Track | Incandescent |  | Reflector | 3 | 40 | Kitchen | 2146013 | Kitchen | 0.00094081
Ceiling Fan | Compact Fluorescent |  | Twist | 1 | 13 | Other | 214631 | Other | 0.0005169
Ceiling Fixture | Compact Fluorescent |  | Twist | 1 | 13 | Other | 214632 | Other | 0.0005169
Wall Mount | Linear Fluorescent | 36 | T-12 | 1 | 40 | Other | 214632 | Other | 0.0005169
Chandelier (Hanging) | Incandescent |  | Standard A Lamp | 1 | 65 | Bathroom | 214633 | Bathroom | 0.0005169
Ceiling Fan | Compact Fluorescent |  | Twist | 1 | 13 | Bedroom | 214634 | Bedroom | 0.0005169
Ceiling Fan | Compact Fluorescent |  | Twist | 1 | 13 | Master Bedroom | 214635 | Master Bedroom | 0.0005169
Chandelier (Hanging) | Incandescent |  | Mini base | 6 | 20 | Dining Room | 214636 | Dining Room | 0.0005169
Ceiling Fixture | Incandescent |  | Standard A Lamp | 1 | 65 | Other | 214637 | Other | 0.0005169
Ceiling Fixture | Halogen |  | PAR | 1 | 50 | Other | 214637 | Other | 0.0005169
Ceiling Fixture | Compact Fluorescent |  | Twist | 1 | 22 | Bathroom | 214638 | Bathroom | 0.0005169
Ceiling Fixture | Compact Fluorescent |  | Twist | 1 | 13 | Hall | 214639 | Hall | 0.0005169
Ceiling Fixture | Compact Fluorescent |  | Twist | 1 | 28 | Kitchen | 2146310 | Kitchen | 0.0005169
Recessed Can | Halogen |  | PAR | 1 | 50 | Living Room | 2146311 | Living Room | 0.0005169
Track | Other |  | LED Interior | 4 | 1 | Other | 2146313 | Other | 0.0005169
Ceiling Fixture | Incandescent |  | Globe | 1 | 40 | Bedroom | 214641 | Bedroom | 0.00029634
Ceiling Fixture | Incandescent |  | Standard A Lamp | 1 | 60 | Other | 214642 | Other | 0.00029634
Wall Mount | Incandescent |  | Globe | 3 | 40 | Bathroom | 214643 | Bathroom | 0.00029634
Ceiling Fixture | Incandescent |  | Standard A Lamp | 1 | 60 | Bathroom | 214643 | Bathroom | 0.00029634
Ceiling Fixture | Incandescent |  | Standard A Lamp | 2 | 60 | Bedroom | 214644 | Bedroom | 0.00029634
Ceiling Fixture | Incandescent |  | Standard A Lamp | 1 | 60 | Bedroom | 214645 | Bedroom | 0.00029634
Ceiling Fixture | Incandescent |  | Standard A Lamp | 1 | 75 | Other | 214646 | Other | 0.00029634
Ceiling Fan | Compact Fluorescent |  | Twist | 2 | 15 | Family Room | 214647 | Family Room | 0.00029634
Torchiere | Incandescent |  | Standard A Lamp | 1 | 60 | Family Room | 214647 | Family Room | 0.00029634
High bay | Incandescent |  | Globe | 2 | 40 | Family Room | 214647 | Family Room | 0.00029634
Recessed Can | Incandescent |  | Reflector | 1 | 65 | Family Room | 214647 | Family Room | 0.00029634
Recessed Can | Incandescent |  | Reflector | 1 | 75 | Hall | 214648 | Hall | 0.00029634
Recessed Can | Incandescent |  | Reflector | 1 | 75 | Kitchen | 214649 | Kitchen | 0.00029634
Architectural | Incandescent |  | Mini base | 1 | 5 | Kitchen | 214649 | Kitchen | 0.00029634
Ceiling Fixture | Compact Fluorescent |  | Twist | 1 | 22 | Laundry Room | 2146410 | Laundry Room | 0.00029634
Ceiling Fixture | Incandescent |  | Reflector | 1 | 75 | Living Room | 2146411 | Living Room | 0.00029634
Ceiling Fixture | Incandescent |  | Standard A Lamp | 2 | 60 | Living Room | 2146411 | Living Room | 0.00029634
Chandelier (Hanging) | Incandescent |  | Standard A Lamp | 1 | 60 | Bathroom | 214691 | Bathroom | 0.00047324
Chandelier (Hanging) | Compact Fluorescent |  | Twist | 1 | 15 | Bathroom | 214691 | Bathroom | 0.00047324
Ceiling Fixture | Incandescent |  | Standard A Lamp | 1 | 60 | Bedroom | 214692 | Bedroom | 0.00047324
Table | Incandescent |  | Standard A Lamp | 1 | 25 | Bedroom | 214692 | Bedroom | 0.00047324
Ceiling Fixture | Compact Fluorescent |  | Twist | 1 | 15 | Bedroom | 214693 | Bedroom | 0.00047324
Table | Incandescent |  | Decorative | 1 | 25 | Bedroom | 214693 | Bedroom | 0.00047324
Table | Halogen |  | Quartz Tube | 1 | 50 | Bedroom | 214694 | Bedroom | 0.00047324
Ceiling Fixture | Compact Fluorescent |  | Twist | 2 | 15 | Bedroom | 214694 | Bedroom | 0.00047324
Chandelier (Hanging) | Incandescent |  | Standard A Lamp | 3 | 65 | Dining Room | 214695 | Dining Room | 0.00047324
Chandelier (Hanging) | Compact Fluorescent |  | Twist | 2 | 15 | Dining Room | 214695 | Dining Room | 0.00047324
Ceiling Fixture | Linear Fluorescent | 48 | T-12 | 2 | 40 | Family Room | 214696 | Family Room | 0.00047324
Ceiling Fixture | Incandescent |  | Standard A Lamp | 1 | 60 | Family Room | 214697 | Family Room | 0.00047324
Floor lamp | Compact Fluorescent |  | Twist | 3 | 15 | Family Room | 214697 | Family Room | 0.00047324
Ceiling Fixture | Compact Fluorescent |  | Twist | 1 | 15 | Family Room | 214697 | Family Room | 0.00047324
Ceiling Fixture | Incandescent |  | Standard A Lamp | 1 | 60 | Hall | 214698 | Hall | 0.00047324
Ceiling Fixture | Incandescent |  | Standard A Lamp | 1 | 60 | Hall | 214699 | Hall | 0.00047324
Ceiling Fixture | Compact Fluorescent |  | Twist | 1 | 15 | Hall | 214699 | Hall | 0.00047324
Chandelier (Hanging) | Compact Fluorescent |  | Twist | 3 | 15 | Kitchen | 2146910 | Kitchen | 0.00047324
Ceiling Fixture | Incandescent |  | Standard A Lamp | 1 | 60 | Kitchen | 2146910 | Kitchen | 0.00047324
Wall Mount | Compact Fluorescent |  | Twist | 4 | 15 | Laundry Room | 2146911 | Laundry Room | 0.00047324
Ceiling Fixture | Compact Fluorescent |  | Twist | 1 | 15 | Laundry Room | 2146911 | Laundry Room | 0.00047324
Ceiling Fixture | Incandescent |  | Standard A Lamp | 1 | 75 | Living Room | 2146912 | Living Room | 0.00047324
Table | Compact Fluorescent |  | Twist | 1 | 15 | Living Room | 2146912 | Living Room | 0.00047324
Track | Incandescent |  | Standard A Lamp | 2 | 60 | Living Room | 2146912 | Living Room | 0.00047324
Wall Mount | Incandescent |  | Globe | 4 | 40 | Bathroom | 2146913 | Bathroom | 0.00047324
Ceiling Fixture | Compact Fluorescent |  | Twist | 1 | 15 | Bathroom | 2146913 | Bathroom | 0.00047324
Ceiling Fixture | Incandescent |  | Standard A Lamp | 1 | 75 | Master Bedroom | 2146914 | Master Bedroom | 0.00047324
Table | Incandescent |  | Standard A Lamp | 1 | 60 | Master Bedroom | 2146914 | Master Bedroom | 0.00047324
Recessed - other | Incandescent |  | Reflector | 1 | 45 | Master Bedroom | 2146914 | Master Bedroom | 0.00047324
Ceiling Fixture | Linear Fluorescent | 48 | T-12 | 2 | 40 | Garage | 2146915 | Garage | 0.00047324
Garage door opener | Incandescent |  | Standard A Lamp | 1 | 60 | Garage | 2146915 | Garage | 0.00047324
Ceiling Fixture | Linear Fluorescent | 48 | T-12 | 2 | 40 | Other | 2146916 | Other | 0.00047324
Ceiling Fixture | Incandescent |  | Standard A Lamp | 1 | 60 | Bathroom | 214711 | Bathroom | 0.0005169
Recessed Can | Incandescent |  | Standard A Lamp | 1 | 60 | Bathroom | 214712 | Bathroom | 0.0005169
Ceiling Fixture | Incandescent |  | Standard A Lamp | 1 | 60 | Bathroom | 214712 | Bathroom | 0.0005169
Wall Mount | Incandescent |  | Standard A Lamp | 3 | 40 | Bathroom | 214712 | Bathroom | 0.0005169
Ceiling Fixture | Incandescent |  | Standard A Lamp | 1 | 40 | Bedroom | 214713 | Bedroom | 0.0005169
Track | Compact Fluorescent |  | Twist | 1 | 7 | Bedroom | 214713 | Bedroom | 0.0005169
Ceiling Fixture | Incandescent |  | Standard A Lamp | 2 | 40 | Bedroom | 214714 | Bedroom | 0.0005169
Chandelier (Hanging) | Incandescent |  | Standard A Lamp | 1 | 75 | Dining Room | 214715 | Dining Room | 0.0005169
Ceiling Fixture | Incandescent |  | Standard A Lamp | 1 | 60 | Closet | 214717 | Closet | 0.0005169
Ceiling Fixture | Incandescent |  | Standard A Lamp | 1 | 60 | Hall | 214718 | Hall | 0.0005169
Recessed Can | Incandescent |  | Reflector | 3 | 65 | Kitchen | 214719 | Kitchen | 0.0005169
Recessed Can | Compact Fluorescent |  | Reflector | 1 | 22 | Kitchen | 214719 | Kitchen | 0.0005169
Ceiling Fixture | Incandescent |  | Standard A Lamp | 1 | 60 | Kitchen | 214719 | Kitchen | 0.0005169
Ceiling Fan | Compact Fluorescent |  | A shape bulb | 4 | 15 | Living Room | 2147110 | Living Room | 0.0005169
Table | Compact Fluorescent |  | Globe | 3 | 14 | Living Room | 2147110 | Living Room | 0.0005169
Ceiling Fixture | Incandescent |  | Standard A Lamp | 2 | 60 | Closet | 2147111 | Closet | 0.0005169
Ceiling Fixture | Incandescent |  | Standard A Lamp | 1 | 60 | Master Bedroom | 2147112 | Master Bedroom | 0.0005169
Ceiling Fan | Compact Fluorescent |  | A shape bulb | 1 | 15 | Master Bedroom | 2147112 | Master Bedroom | 0.0005169
Table | Incandescent |  | Standard A Lamp | 1 | 60 | Master Bedroom | 2147112 | Master Bedroom | 0.0005169
Ceiling Fan | Compact Fluorescent |  | A shape bulb | 4 | 15 | Other | 2147113 | Other | 0.0005169
Ceiling Fixture | Incandescent |  | Standard A Lamp | 1 | 60 | Other | 2147114 | Other | 0.0005169
Chandelier (Hanging) | Incandescent |  | Standard A Lamp | 3 | 100 | Family Room | 2147115 | Family Room | 0.0005169
Wall Mount | Incandescent |  | Globe | 4 | 60 | Bathroom | 214831 | Bathroom | 0.00047324
Wall Mount | Incandescent |  | Globe | 4 | 60 | Bathroom | 214832 | Bathroom | 0.00047324
Ceiling Fixture | Incandescent |  | Reflector | 1 | 65 | Bathroom | 214832 | Bathroom | 0.00047324
Ceiling Fixture | Compact Fluorescent |  | Twist | 2 | 15 | Bedroom | 214833 | Bedroom | 0.00047324
Ceiling Fixture | Compact Fluorescent |  | Twist | 1 | 15 | Bedroom | 214834 | Bedroom | 0.00047324
Table | Incandescent |  | Standard A Lamp | 1 | 60 | Bedroom | 214834 | Bedroom | 0.00047324
Ceiling Fixture | Incandescent |  | Standard A Lamp | 2 | 60 | Bedroom | 214835 | Bedroom | 0.00047324
Table | Compact Fluorescent |  | Twist | 1 | 22 | Bedroom | 214835 | Bedroom | 0.00047324
Ceiling Fixture | Incandescent |  | Standard A Lamp | 1 | 60 | Closet | 214836 | Closet | 0.00047324
Ceiling Fixture | Linear Fluorescent | 48 | T-12 | 2 | 40 | Garage | 214837 | Garage | 0.00047324
Ceiling Fixture | Compact Fluorescent |  | Twist | 1 | 22 | Garage | 214837 | Garage | 0.00047324
Garage door opener | Compact Fluorescent |  | Twist | 2 | 15 | Garage | 214837 | Garage | 0.00047324
Ceiling Fixture | Compact Fluorescent |  | Twist | 1 | 15 | Hall | 214838 | Hall | 0.00047324
Recessed Can | Compact Fluorescent |  | Twist | 1 | 15 | Kitchen | 214839 | Kitchen | 0.00047324
Ceiling Fixture | Compact Fluorescent |  | Twist | 1 | 15 | Kitchen | 214839 | Kitchen | 0.00047324
Chandelier (Hanging) | Compact Fluorescent |  | Twist | 1 | 15 | Kitchen | 214839 | Kitchen | 0.00047324
Ceiling Fixture | Incandescent |  | Standard A Lamp | 1 | 60 | Laundry Room | 2148310 | Laundry Room | 0.00047324
Table | Compact Fluorescent |  | Twist | 1 | 15 | Living Room | 2148311 | Living Room | 0.00047324
Ceiling Fixture | Compact Fluorescent |  | Twist | 1 | 15 | Living Room | 2148311 | Living Room | 0.00047324
Ceiling Fan | Compact Fluorescent |  | Twist | 2 | 15 | Office | 2148312 | Office | 0.00047324
Ceiling Fixture | Incandescent |  | Standard A Lamp | 2 | 60 | Bedroom | 214841 | Bedroom | 0.00094081
Table | Incandescent |  | Standard A Lamp | 1 | 60 | Bedroom | 214841 | Bedroom | 0.00094081
Ceiling Fixture | Linear Fluorescent | 48 | T-12 | 2 | 40 | Other | 214842 | Other | 0.00094081
Ceiling Fixture | Compact Fluorescent |  | Twist | 1 | 22 | Other | 214842 | Other | 0.00094081
Recessed Can | Incandescent |  | Reflector | 1 | 25 | Bathroom | 214843 | Bathroom | 0.00094081
Ceiling Fixture | Compact Fluorescent |  | Twist | 1 | 15 | Bathroom | 214843 | Bathroom | 0.00094081
Track | Incandescent |  | Reflector | 4 | 25 | Bathroom | 214844 | Bathroom | 0.00094081
Recessed Can | Incandescent |  | Standard A Lamp | 1 | 60 | Bedroom | 214845 | Bedroom | 0.00094081
Floor lamp | Compact Fluorescent |  | Twist | 1 | 15 | Bedroom | 214845 | Bedroom | 0.00094081
Table | Incandescent |  | Mini base | 1 | 40 | Bedroom | 214845 | Bedroom | 0.00094081
Ceiling Fixture | Incandescent |  | Reflector | 4 | 25 | Bedroom | 214846 | Bedroom | 0.00094081
Table | Incandescent |  | Standard A Lamp | 1 | 40 | Bedroom | 214846 | Bedroom | 0.00094081
Ceiling Fixture | Incandescent |  | Standard A Lamp | 1 | 60 | Bedroom | 214846 | Bedroom | 0.00094081
Chandelier (Hanging) | Compact Fluorescent |  | Twist | 1 | 15 | Dining Room | 214847 | Dining Room | 0.00094081
Ceiling Fixture | Compact Fluorescent |  | Twist | 2 | 15 | Family Room | 214848 | Family Room | 0.00094081
Ceiling Fixture | Incandescent |  | Reflector | 3 | 25 | Family Room | 214848 | Family Room | 0.00094081
Floor lamp | Compact Fluorescent |  | Twist | 1 | 15 | Family Room | 214848 | Family Room | 0.00094081
Floor lamp | Compact Fluorescent |  | Twist | 1 | 22 | Family Room | 214848 | Family Room | 0.00094081
Table | Incandescent |  | Mini base | 1 | 25 | Family Room | 214848 | Family Room | 0.00094081
Ceiling Fixture | Compact Fluorescent |  | Twist | 1 | 15 | Hall | 214849 | Hall | 0.00094081
Ceiling Fixture | Incandescent |  | Standard A Lamp | 1 | 60 | Kitchen | 2148410 | Kitchen | 0.00094081
Ceiling Fixture | Compact Fluorescent |  | Twist | 1 | 15 | Kitchen | 2148410 | Kitchen | 0.00094081
Ceiling Fixture | Linear Fluorescent | 48 | T-12 | 2 | 40 | Laundry Room | 2148411 | Laundry Room | 0.00094081
Chandelier (Hanging) | Compact Fluorescent |  | Decorative | 3 | 7 | Living Room | 2148412 | Living Room | 0.00094081
Floor lamp | Compact Fluorescent |  | Twist | 3 | 22 | Living Room | 2148412 | Living Room | 0.00094081
Floor lamp | Incandescent |  | Standard A Lamp | 3 | 60 | Living Room | 2148412 | Living Room | 0.00094081
Floor lamp | Compact Fluorescent |  | Pin base | 1 | 7 | Living Room | 2148412 | Living Room | 0.00094081
Wall Mount | Incandescent |  | Clear | 2 | 60 | Bathroom | 214861 | Bathroom | 0.00040077
Ceiling Fixture | Compact Fluorescent |  | A shape bulb | 2 | 22 | Bedroom | 214862 | Bedroom | 0.00040077
Table | Incandescent |  | Standard A Lamp | 1 | 65 | Bedroom | 214862 | Bedroom | 0.00040077
Ceiling Fan | Incandescent |  | Standard A Lamp | 2 | 60 | Master Bedroom | 214863 | Master Bedroom | 0.00040077
Table | Incandescent |  | Standard A Lamp | 1 | 60 | Master Bedroom | 214863 | Master Bedroom | 0.00040077
Chandelier (Hanging) | Incandescent |  | Decorative | 5 | 40 | Dining Room | 214864 | Dining Room | 0.00040077
Ceiling Fixture | Incandescent |  | Standard A Lamp | 2 | 60 | Hall | 214865 | Hall | 0.00040077
Floor lamp | Incandescent |  | Standard A Lamp | 1 | 60 | Family Room | 214866 | Family Room | 0.00040077
Low bay | Linear Fluorescent | 48 | T-12 | 2 | 40 | Garage | 214867 | Garage | 0.00040077
Garage door opener | Incandescent |  | Standard A Lamp | 1 | 60 | Garage | 214867 | Garage | 0.00040077
Ceiling Fixture | Compact Fluorescent |  | Twist | 2 | 22 | Kitchen | 214868 | Kitchen | 0.00040077
Chandelier (Hanging) | Incandescent |  | Standard A Lamp | 1 | 60 | Kitchen | 214868 | Kitchen | 0.00040077
Ceiling Fixture | Incandescent |  | Standard A Lamp | 2 | 60 | Living Room | 214869 | Living Room | 0.00040077
Floor lamp | Incandescent |  | Standard A Lamp | 2 | 60 | Living Room | 214869 | Living Room | 0.00040077
Chandelier (Hanging) | Incandescent |  | Decorative | 3 | 40 | Bathroom | 2148610 | Bathroom | 0.00040077
Ceiling Fixture | Compact Fluorescent |  | Twist | 2 | 22 | Bedroom | 2148611 | Bedroom | 0.00040077
Ceiling Fixture | Linear Fluorescent | 48 | T-12 | 3 | 40 | Bedroom | 214871 | Bedroom | 0.0020539
Ceiling Fixture | Linear Fluorescent | 48 | T-12 | 3 | 40 | Family Room | 214872 | Family Room | 0.0020539
Floor lamp | Incandescent |  | Globe | 1 | 40 | Family Room | 214872 | Family Room | 0.0020539
Ceiling Fixture | Linear Fluorescent | 48 | T-12 | 2 | 32 | Laundry Room | 214873 | Laundry Room | 0.0020539
Wall Mount | Incandescent |  | Standard A Lamp | 1 | 40 | Hall | 214874 | Hall | 0.0020539
Wall Mount | Compact Fluorescent |  | Twist | 3 | 13 | Bathroom | 214875 | Bathroom | 0.0020539
Ceiling Fixture | Incandescent |  | Standard A Lamp | 1 | 40 | Bathroom | 214875 | Bathroom | 0.0020539
Chandelier (Hanging) | Incandescent |  | Standard A Lamp | 5 | 75 | Dining Room | 214876 | Dining Room | 0.0020539
Ceiling Fixture | Incandescent |  | Decorative | 4 | 60 | Other | 214877 | Other | 0.0020539
Ceiling Fixture | Incandescent |  | Standard A Lamp | 3 | 60 | Hall | 214878 | Hall | 0.0020539
Wall Mount | Incandescent |  | Standard A Lamp | 1 | 40 | Hall | 214878 | Hall | 0.0020539
Wall Mount | Incandescent |  | Standard A Lamp | 1 | 75 | Kitchen | 214879 | Kitchen | 0.0020539
Ceiling Fixture | Incandescent |  | Standard A Lamp | 1 | 40 | Kitchen | 214879 | Kitchen | 0.0020539
Chandelier (Hanging) | Incandescent |  | Standard A Lamp | 1 | 40 | Kitchen | 214879 | Kitchen | 0.0020539
Floor lamp | Compact Fluorescent |  | 3-Way CFL | 1 | 29 | Living Room | 2148710 | Living Room | 0.0020539
Ceiling Fan | Incandescent |  | Standard A Lamp | 2 | 60 | Living Room | 2148710 | Living Room | 0.0020539
Wall Mount | Halogen |  | PAR | 3 | 25 | Bathroom | 2148711 | Bathroom | 0.0020539
Ceiling Fan | Incandescent |  | Standard A Lamp | 1 | 60 | Master Bedroom | 2148712 | Master Bedroom | 0.0020539
Floor lamp | Halogen |  | PAR | 1 | 50 | Master Bedroom | 2148712 | Master Bedroom | 0.0020539
Floor lamp | Compact Fluorescent |  | Twist | 1 | 14 | Master Bedroom | 2148712 | Master Bedroom | 0.0020539
Ceiling Fan | Incandescent |  | Standard A Lamp | 3 | 60 | Office | 2148713 | Office | 0.0020539
Ceiling Fixture | Linear Fluorescent | 48 | T-12 | 2 | 40 | Other | 2148714 | Other | 0.0020539
Ceiling Fixture | Linear Fluorescent | 12 | T-8 | 1 | 40 | Other | 2148714 | Other | 0.0020539
Wall Mount | Incandescent |  | Standard A Lamp | 1 | 40 | Other | 2148714 | Other | 0.0020539
Recessed Can | Compact Fluorescent |  | Twist | 1 | 13 | Bedroom | 2148715 | Bedroom | 0.0020539
Recessed Can | Incandescent |  | Reflector | 1 | 60 | Bedroom | 2148715 | Bedroom | 0.0020539
Recessed Can | Incandescent |  | Reflector | 1 | 65 | Bedroom | 2148715 | Bedroom | 0.0020539
Floor lamp | Halogen |  | Quartz Tube | 1 | 100 | Bedroom | 2148715 | Bedroom | 0.0020539
Ceiling Fixture | Incandescent |  | Standard A Lamp | 1 | 40 | Closet | 2148716 | Closet | 0.0020539
Track | Halogen |  | PAR | 6 | 50 | Hall | 2148717 | Hall | 0.0020539
Wall Mount | Compact Fluorescent |  | Twist | 6 | 15 | Bathroom | 214941 | Bathroom | 0.00052955
Ceiling Fixture | Incandescent |  | Standard A Lamp | 1 | 60 | Bathroom | 214941 | Bathroom | 0.00052955
Ceiling Fan | Compact Fluorescent |  | Twist | 2 | 22 | Bedroom | 214942 | Bedroom | 0.00052955
Floor lamp | Compact Fluorescent |  | Twist | 1 | 15 | Bedroom | 214942 | Bedroom | 0.00052955
Table | Compact Fluorescent |  | Twist | 1 | 7 | Bedroom | 214943 | Bedroom | 0.00052955
Wall Mount | Compact Fluorescent |  | Twist | 3 | 15 | Bedroom | 214943 | Bedroom | 0.00052955
Ceiling Fixture | Compact Fluorescent |  | Twist | 1 | 15 | Closet | 214944 | Closet | 0.00052955
Ceiling Fan | Compact Fluorescent |  | Twist | 1 | 7 | Hall | 214945 | Hall | 0.00052955
Ceiling Fan | Compact Fluorescent |  | Twist | 3 | 15 | Kitchen | 214946 | Kitchen | 0.00052955
Track | Halogen |  | PAR | 3 | 50 | Kitchen | 214946 | Kitchen | 0.00052955
Table | Compact Fluorescent |  | Twist | 1 | 15 | Living Room | 214947 | Living Room | 0.00052955
Wall Mount | Compact Fluorescent |  | Twist | 2 | 15 | Office | 214948 | Office | 0.00052955
Torchiere | Compact Fluorescent |  | Twist | 1 | 15 | Office | 214948 | Office | 0.00052955
Chandelier (Hanging) | Compact Fluorescent |  | Twist | 2 | 22 | Hall | 214949 | Hall | 0.00052955
Wall Mount | Incandescent |  | Globe | 3 | 60 | Bathroom | 214991 | Bathroom | 0.00047324
Ceiling Fixture | Compact Fluorescent |  | Twist | 1 | 13 | Closet | 214992 | Closet | 0.00047324
Ceiling Fixture | Compact Fluorescent |  | Twist | 1 | 20 | Closet | 214993 | Closet | 0.00047324
Ceiling Fixture | Incandescent |  | Standard A Lamp | 2 | 60 | Bedroom | 214994 | Bedroom | 0.00047324
Table | Compact Fluorescent |  | Twist | 1 | 13 | Bedroom | 214994 | Bedroom | 0.00047324
Ceiling Fixture | Compact Fluorescent |  | Twist | 2 | 13 | Bedroom | 214995 | Bedroom | 0.00047324
Garage door opener | Incandescent |  | Standard A Lamp | 1 | 60 | Garage | 214996 | Garage | 0.00047324
Ceiling Fixture | Compact Fluorescent |  | Twist | 1 | 22 | Garage | 214996 | Garage | 0.00047324
Ceiling Fixture | Compact Fluorescent |  | Twist | 1 | 20 | Hall | 214997 | Hall | 0.00047324
Ceiling Fixture | Compact Fluorescent |  | Twist | 2 | 20 | Kitchen | 214998 | Kitchen | 0.00047324
Recessed Can | Incandescent |  | Reflector | 1 | 45 | Kitchen | 214998 | Kitchen | 0.00047324
Architectural | Other |  | LED Interior | 4 | 2 | Kitchen | 214998 | Kitchen | 0.00047324
Ceiling Fixture | Incandescent |  | Standard A Lamp | 1 | 100 | Laundry Room | 214999 | Laundry Room | 0.00047324
Ceiling Fixture | Compact Fluorescent |  | Twist | 1 | 13 | Laundry Room | 214999 | Laundry Room | 0.00047324
Floor lamp | Compact Fluorescent |  | Twist | 1 | 26 | Living Room | 2149910 | Living Room | 0.00047324
Floor lamp | Compact Fluorescent |  | Straight Tube | 1 | 27 | Living Room | 2149910 | Living Room | 0.00047324
Table | Compact Fluorescent |  | Twist | 1 | 23 | Living Room | 2149910 | Living Room | 0.00047324
Ceiling Fixture | Incandescent |  | Standard A Lamp | 1 | 40 | Closet | 2149911 | Closet | 0.00047324
Ceiling Fixture | Compact Fluorescent |  | Twist | 1 | 20 | Hall | 2149912 | Hall | 0.00047324
Wall Mount | Incandescent |  | Globe | 5 | 40 | Bathroom | 215011 | Bathroom | 0.00094081
Ceiling Fixture | Incandescent |  | Standard A Lamp | 1 | 65 | Bedroom | 215012 | Bedroom | 0.00094081
Table | Incandescent |  | Standard A Lamp | 1 | 40 | Bedroom | 215012 | Bedroom | 0.00094081
Ceiling Fixture | Incandescent |  | Standard A Lamp | 1 | 60 | Bedroom | 215013 | Bedroom | 0.00094081
Table | Incandescent |  | Standard A Lamp | 1 | 60 | Bedroom | 215013 | Bedroom | 0.00094081
Low bay | Linear Fluorescent | 48 | T-12 | 2 | 32 | Garage | 215014 | Garage | 0.00094081
Ceiling Fixture | Compact Fluorescent |  | Circline (Screw Base) | 1 | 22 | Hall | 215015 | Hall | 0.00094081
Ceiling Fixture | Compact Fluorescent |  | Twist | 5 | 15 | Kitchen | 215016 | Kitchen | 0.00094081
Ceiling Fixture | Linear Fluorescent | 48 | T-8 | 2 | 32 | Kitchen | 215016 | Kitchen | 0.00094081
Recessed Can | Incandescent |  | Reflector | 1 | 65 | Kitchen | 215016 | Kitchen | 0.00094081
Ceiling Fan | Incandescent |  | Standard A Lamp | 3 | 60 | Living Room | 215017 | Living Room | 0.00094081
Table | Incandescent |  | Standard A Lamp | 1 | 150 | Living Room | 215017 | Living Room | 0.00094081
Floor lamp | Incandescent |  | Standard A Lamp | 1 | 150 | Living Room | 215017 | Living Room | 0.00094081
Wall Mount | Incandescent |  | Globe | 4 | 40 | Bathroom | 215018 | Bathroom | 0.00094081
Ceiling Fixture | Incandescent |  | Decorative | 3 | 40 | Bedroom | 215019 | Bedroom | 0.00094081
Table | Incandescent |  | Standard A Lamp | 1 | 60 | Bedroom | 215019 | Bedroom | 0.00094081
Ceiling Fixture | Incandescent |  | Standard A Lamp | 1 | 60 | Closet | 2150110 | Closet | 0.00094081
Ceiling Fixture | Linear Fluorescent | 48 | T-8 | 2 | 32 | Office | 2150111 | Office | 0.00094081
Table | Incandescent |  | Standard A Lamp | 1 | 40 | Office | 2150111 | Office | 0.00094081
Wall Mount | Incandescent |  | Globe | 6 | 40 | Bathroom | 215031 | Bathroom | 0.0005169
Wall Mount | Linear Fluorescent | 18 | T-12 | 1 | 16 | Bathroom | 215031 | Bathroom | 0.0005169
Ceiling Fixture | Incandescent |  | Standard A Lamp | 1 | 60 | Bedroom | 215032 | Bedroom | 0.0005169
Table | Incandescent |  | Standard A Lamp | 1 | 60 | Bedroom | 215032 | Bedroom | 0.0005169
Chandelier (Hanging) | Incandescent |  | Decorative | 8 | 25 | Dining Room | 215033 | Dining Room | 0.0005169
Ceiling Fixture | Incandescent |  | Standard A Lamp | 1 | 60 | Hall | 215034 | Hall | 0.0005169
Ceiling Fixture | Incandescent |  | Standard A Lamp | 1 | 75 | Hall | 215035 | Hall | 0.0005169
Ceiling Fixture | Incandescent |  | Standard A Lamp | 2 | 60 | Kitchen | 215036 | Kitchen | 0.0005169
Table | Incandescent |  | Standard A Lamp | 1 | 100 | Living Room | 215037 | Living Room | 0.0005169
Torchiere | Halogen |  | Quartz Tube | 1 | 150 | Living Room | 215037 | Living Room | 0.0005169
Chandelier (Hanging) | Incandescent |  | Standard A Lamp | 1 | 100 | Living Room | 215037 | Living Room | 0.0005169
Ceiling Fixture | Incandescent |  | Standard A Lamp | 2 | 75 | Master Bedroom | 215038 | Master Bedroom | 0.0005169
Table | Incandescent |  | Standard A Lamp | 1 | 60 | Master Bedroom | 215038 | Master Bedroom | 0.0005169
Ceiling Fixture | Incandescent |  | Standard A Lamp | 1 | 60 | Other | 215039 | Other | 0.0005169
Ceiling Fixture | Incandescent |  | Standard A Lamp | 2 | 60 | Bedroom | 2150310 | Bedroom | 0.0005169
Table | Incandescent |  | Standard A Lamp | 1 | 60 | Bedroom | 2150310 | Bedroom | 0.0005169
Low bay | Linear Fluorescent | 48 | T-12 | 2 | 32 | Other | 2150311 | Other | 0.0005169
Ceiling Fixture | Incandescent |  | Reflector | 1 | 150 | Other | 2150311 | Other | 0.0005169
Ceiling Fixture | Compact Fluorescent |  | Straight Tube | 1 | 15 | Other | 2150311 | Other | 0.0005169
Ceiling Fixture | Incandescent |  | Standard A Lamp | 1 | 60 | Other | 2150311 | Other | 0.0005169
Ceiling Fixture | Compact Fluorescent |  | Twist | 1 | 15 | Other | 215041 | Other | 0.00028447
Ceiling Fixture | Linear Fluorescent | 48 | T-8 | 2 | 40 | Bathroom | 215042 | Bathroom | 0.00028447
Ceiling Fan | Compact Fluorescent |  | Twist | 1 | 15 | Bedroom | 215043 | Bedroom | 0.00028447
Table | Compact Fluorescent |  | Twist | 1 | 15 | Bedroom | 215043 | Bedroom | 0.00028447
Ceiling Fan | Compact Fluorescent |  | Twist | 1 | 15 | Dining Room | 215044 | Dining Room | 0.00028447
Table | Incandescent |  | Decorative | 1 | 25 | Dining Room | 215044 | Dining Room | 0.00028447
Ceiling Fan | Compact Fluorescent |  | Twist | 1 | 15 | Family Room | 215045 | Family Room | 0.00028447
Floor lamp | Incandescent |  | Standard A Lamp | 1 | 60 | Family Room | 215045 | Family Room | 0.00028447
Table | Compact Fluorescent |  | Twist | 1 | 15 | Family Room | 215045 | Family Room | 0.00028447
Ceiling Fixture | Linear Fluorescent | 48 | T-8 | 2 | 40 | Kitchen | 215046 | Kitchen | 0.00028447
Wall Mount | Incandescent |  | Mini base | 1 | 25 | Kitchen | 215046 | Kitchen | 0.00028447
Ceiling Fixture | Linear Fluorescent | 48 | T-8 | 2 | 40 | Laundry Room | 215047 | Laundry Room | 0.00028447
Ceiling Fixture | Compact Fluorescent |  | Twist | 1 | 15 | Bedroom | 215048 | Bedroom | 0.00028447
Wall Mount | Incandescent |  | Standard A Lamp | 2 | 60 | Bathroom | 215241 | Bathroom | 0.00047324
Wall Mount | Incandescent |  | Globe | 4 | 40 | Bathroom | 215242 | Bathroom | 0.00047324
Ceiling Fixture | Incandescent |  | Standard A Lamp | 1 | 60 | Bedroom | 215243 | Bedroom | 0.00047324
Ceiling Fixture | Incandescent |  | Standard A Lamp | 1 | 65 | Bedroom | 215244 | Bedroom | 0.00047324
Floor lamp | Incandescent |  | Globe | 5 | 25 | Bedroom | 215244 | Bedroom | 0.00047324
Table | Incandescent |  | 3-Way Incandescent | 1 | 75 | Bedroom | 215244 | Bedroom | 0.00047324
Table | Incandescent |  | 3-Way Incandescent | 1 | 100 | Family Room | 215245 | Family Room | 0.00047324
Table | Incandescent |  | Decorative | 1 | 25 | Family Room | 215245 | Family Room | 0.00047324
Floor lamp | Incandescent |  | Standard A Lamp | 1 | 40 | Family Room | 215245 | Family Room | 0.00047324
Torchiere | Incandescent |  | 3-Way Incandescent | 1 | 150 | Hall | 215246 | Hall | 0.00047324
Ceiling Fixture | Incandescent |  | Standard A Lamp | 1 | 60 | Garage | 215247 | Garage | 0.00047324
Ceiling Fixture | Incandescent |  | Standard A Lamp | 1 | 65 | Hall | 215248 | Hall | 0.00047324
Table | Incandescent |  | Decorative | 1 | 40 | Hall | 215248 | Hall | 0.00047324
Chandelier (Hanging) | Incandescent |  | Standard A Lamp | 5 | 60 | Kitchen | 215249 | Kitchen | 0.00047324
Chandelier (Hanging) | Incandescent |  | Standard A Lamp | 2 | 60 | Kitchen | 215249 | Kitchen | 0.00047324
Table | Incandescent |  | Decorative | 2 | 25 | Kitchen | 215249 | Kitchen | 0.00047324
Recessed Can | Incandescent |  | Standard A Lamp | 1 | 60 | Kitchen | 215249 | Kitchen | 0.00047324
Ceiling Fixture | Incandescent |  | Standard A Lamp | 1 | 65 | Laundry Room | 2152410 | Laundry Room | 0.00047324
Ceiling Fixture | Linear Fluorescent | 36 | T-12 | 1 | 32 | Laundry Room | 2152410 | Laundry Room | 0.00047324
Ceiling Fan | Incandescent |  | Standard A Lamp | 4 | 60 | Living Room | 2152411 | Living Room | 0.00047324
Track | Halogen |  | MR | 4 | 20 | Living Room | 2152411 | Living Room | 0.00047324
Wall Mount | Incandescent |  | Standard A Lamp | 1 | 60 | Living Room | 2152411 | Living Room | 0.00047324
Table | Incandescent |  | 3-Way Incandescent | 3 | 75 | Living Room | 2152411 | Living Room | 0.00047324
Floor lamp | Incandescent |  | Decorative | 1 | 40 | Living Room | 2152411 | Living Room | 0.00047324
Wall Mount | Incandescent |  | Standard A Lamp | 2 | 60 | Bathroom | 2152412 | Bathroom | 0.00047324
Ceiling Fixture | Incandescent |  | Standard A Lamp | 1 | 60 | Bathroom | 2152412 | Bathroom | 0.00047324
Table | Incandescent |  | 3-Way Incandescent | 1 | 100 | Master Bedroom | 2152413 | Master Bedroom | 0.00047324
Torchiere | Incandescent |  | Standard A Lamp | 2 | 60 | Master Bedroom | 2152413 | Master Bedroom | 0.00047324
Ceiling Fan | Incandescent |  | Standard A Lamp | 4 | 60 | Master Bedroom | 2152413 | Master Bedroom | 0.00047324
Ceiling Fixture | Incandescent |  | Standard A Lamp | 3 | 60 | Office | 2152414 | Office | 0.00047324
Floor lamp | Incandescent |  | Standard A Lamp | 1 | 60 | Office | 2152414 | Office | 0.00047324
Ceiling Fixture | Incandescent |  | Standard A Lamp | 3 | 60 | Closet | 2152415 | Closet | 0.00047324
Wall Mount | Incandescent |  | Globe | 6 | 60 | Bathroom | 215311 | Bathroom | 0.0010836
Wall Mount | Incandescent |  | Globe | 8 | 60 | Bathroom | 215312 | Bathroom | 0.0010836
Table | Compact Fluorescent |  | Twist | 1 | 22 | Bedroom | 215313 | Bedroom | 0.0010836
Table | Incandescent |  | Standard A Lamp | 1 | 60 | Bedroom | 215314 | Bedroom | 0.0010836
Recessed Can | Compact Fluorescent |  | Twist | 1 | 15 | Bedroom | 215315 | Bedroom | 0.0010836
Table | Compact Fluorescent |  | Twist | 1 | 15 | Bedroom | 215315 | Bedroom | 0.0010836
Ceiling Fixture | Incandescent |  | Mini base | 4 | 25 | Dining Room | 215316 | Dining Room | 0.0010836
Floor lamp | Incandescent |  | Standard A Lamp | 1 | 60 | Family Room | 215317 | Family Room | 0.0010836
Floor lamp | Incandescent |  | Standard A Lamp | 4 | 60 | Family Room | 215317 | Family Room | 0.0010836
Ceiling Fixture | Linear Fluorescent | 48 | T-12 | 2 | 40 | Garage | 215318 | Garage | 0.0010836
Garage door opener | Incandescent |  | Standard A Lamp | 1 | 60 | Garage | 215318 | Garage | 0.0010836
Ceiling Fixture | Linear Fluorescent | 96 | T-12 | 2 | 110 | Garage | 215318 | Garage | 0.0010836
Wall Mount | Incandescent |  | Decorative | 2 | 60 | Hall | 215319 | Hall | 0.0010836
Ceiling Fixture | Incandescent |  | Reflector | 1 | 65 | Other | 2153110 | Other | 0.0010836
Ceiling Fixture | Linear Fluorescent | 48 | T-12 | 2 | 40 | Other | 2153110 | Other | 0.0010836
Exterior | Incandescent |  | Standard A Lamp | 1 | 100 | Other | 2153110 | Other | 0.0010836
Recessed Can | Incandescent |  | Reflector | 1 | 65 | Kitchen | 2153111 | Kitchen | 0.0010836
Chandelier (Hanging) | Incandescent |  | Decorative | 8 | 40 | Kitchen | 2153111 | Kitchen | 0.0010836
Recessed Can | Compact Fluorescent |  | Reflector | 1 | 15 | Laundry Room | 2153112 | Laundry Room | 0.0010836
Floor lamp | Incandescent |  | Standard A Lamp | 1 | 60 | Living Room | 2153113 | Living Room | 0.0010836
Ceiling Fan | Incandescent |  | Standard A Lamp | 3 | 60 | Living Room | 2153113 | Living Room | 0.0010836
Wall Mount | Incandescent |  | Clear | 6 | 40 | Bathroom | 215321 | Bathroom | 0.0004784
Ceiling Fan | Incandescent |  | Reflector | 2 | 125 | Bathroom | 215321 | Bathroom | 0.0004784
Ceiling Fixture | Incandescent |  | Standard A Lamp | 2 | 60 | Bedroom | 215322 | Bedroom | 0.0004784
Chandelier (Hanging) | Incandescent |  | Mini base | 6 | 25 | Bedroom | 215322 | Bedroom | 0.0004784
Chandelier (Hanging) | Halogen |  | PAR | 1 | 75 | Bedroom | 215322 | Bedroom | 0.0004784
Table | Compact Fluorescent |  | Twist | 1 | 15 | Bedroom | 215322 | Bedroom | 0.0004784
Table | Incandescent |  | Globe | 1 | 60 | Bedroom | 215322 | Bedroom | 0.0004784
Ceiling Fixture | Incandescent |  | Standard A Lamp | 2 | 60 | Bedroom | 215323 | Bedroom | 0.0004784
Table | Incandescent |  | Standard A Lamp | 1 | 100 | Bedroom | 215323 | Bedroom | 0.0004784
Table | Compact Fluorescent |  | Twist | 1 | 15 | Bedroom | 215323 | Bedroom | 0.0004784
Ceiling Fixture | Linear Fluorescent | 48 | T-8 | 2 | 32 | Bedroom | 215323 | Bedroom | 0.0004784
Ceiling Fixture | Incandescent |  | Standard A Lamp | 2 | 60 | Bedroom | 215324 | Bedroom | 0.0004784
Table | Incandescent |  | Decorative | 1 | 40 | Bedroom | 215324 | Bedroom | 0.0004784
Wall Mount | Compact Fluorescent |  | Twist | 2 | 15 | Bedroom | 215324 | Bedroom | 0.0004784
Wall Mount | Incandescent |  | Globe | 3 | 60 | Bathroom | 215325 | Bathroom | 0.0004784
Ceiling Fan | Incandescent |  | Reflector | 2 | 150 | Bathroom | 215325 | Bathroom | 0.0004784
Ceiling Fixture | Linear Fluorescent | 48 | T-12 | 2 | 32 | Closet | 215326 | Closet | 0.0004784
Chandelier (Hanging) | Incandescent |  | Standard A Lamp | 1 | 75 | Dining Room | 215327 | Dining Room | 0.0004784
Chandelier (Hanging) | Incandescent |  | Standard A Lamp | 5 | 60 | Dining Room | 215327 | Dining Room | 0.0004784
Wall Mount | Incandescent |  | Standard A Lamp | 1 | 40 | Dining Room | 215327 | Dining Room | 0.0004784
Ceiling Fixture | Linear Fluorescent | 96 | T-12 | 2 | 100 | Garage | 215328 | Garage | 0.0004784
Recessed Can | Incandescent |  | Reflector | 1 | 65 | Hall | 215329 | Hall | 0.0004784
Recessed Can | Incandescent |  | Reflector | 1 | 65 | Kitchen | 2153210 | Kitchen | 0.0004784
Chandelier (Hanging) | Incandescent |  | Standard A Lamp | 1 | 60 | Kitchen | 2153210 | Kitchen | 0.0004784
Chandelier (Hanging) | Compact Fluorescent |  | Twist | 1 | 15 | Kitchen | 2153210 | Kitchen | 0.0004784
Other | Linear Fluorescent | 36 | T-8 | 1 | 20 | Kitchen | 2153210 | Kitchen | 0.0004784
Other | Linear Fluorescent | 24 | T-8 | 1 | 16 | Kitchen | 2153210 | Kitchen | 0.0004784
Ceiling Fixture | Linear Fluorescent | 48 | T-12 | 4 | 32 | Laundry Room | 2153211 | Laundry Room | 0.0004784
Chandelier (Hanging) | Incandescent |  | Standard A Lamp | 3 | 60 | Living Room | 2153212 | Living Room | 0.0004784
Recessed Can | Incandescent |  | Reflector | 1 | 65 | Living Room | 2153212 | Living Room | 0.0004784
Table | Incandescent |  | Standard A Lamp | 1 | 60 | Living Room | 2153212 | Living Room | 0.0004784
Wall Mount | Incandescent |  | Standard A Lamp | 5 | 75 | Bathroom | 2153213 | Bathroom | 0.0004784
Recessed Can | Incandescent |  | Reflector | 1 | 65 | Bathroom | 2153213 | Bathroom | 0.0004784
Ceiling Fan | Incandescent |  | Reflector | 2 | 150 | Bathroom | 2153213 | Bathroom | 0.0004784
Ceiling Fixture | Incandescent |  | Standard A Lamp | 2 | 60 | Office | 2153214 | Office | 0.0004784
Ceiling Fixture | Linear Fluorescent | 48 | T-12 | 2 | 32 | Office | 2153214 | Office | 0.0004784
Table | Incandescent |  | Clear | 1 | 40 | Office | 2153214 | Office | 0.0004784
Ceiling Fixture | Linear Fluorescent | 48 | T-12 | 4 | 32 | Closet | 2153215 | Closet | 0.0004784
Wall Mount | Incandescent |  | Standard A Lamp | 4 | 60 | Bathroom | 215371 | Bathroom | 0.00040077
Ceiling Fixture | Incandescent |  | Standard A Lamp | 1 | 100 | Bathroom | 215372 | Bathroom | 0.00040077
Wall Mount | Incandescent |  | Decorative | 5 | 40 | Bathroom | 215372 | Bathroom | 0.00040077
Ceiling Fixture | Incandescent |  | Standard A Lamp | 2 | 60 | Bedroom | 215373 | Bedroom | 0.00040077
Table | Incandescent |  | Standard A Lamp | 1 | 60 | Bedroom | 215373 | Bedroom | 0.00040077
Ceiling Fixture | Incandescent |  | Standard A Lamp | 1 | 60 | Bedroom | 215374 | Bedroom | 0.00040077
Wall Mount | Incandescent |  | Standard A Lamp | 1 | 60 | Bedroom | 215375 | Bedroom | 0.00040077
Floor lamp | Incandescent |  | Standard A Lamp | 6 | 60 | Family Room | 215376 | Family Room | 0.00040077
Ceiling Fan | Incandescent |  | Standard A Lamp | 5 | 60 | Family Room | 215376 | Family Room | 0.00040077
Ceiling Fixture | Incandescent |  | Standard A Lamp | 1 | 100 | Other | 215377 | Other | 0.00040077
Garage door opener | Incandescent |  | Standard A Lamp | 1 | 60 | Garage | 215378 | Garage | 0.00040077
Ceiling Fixture | Linear Fluorescent | 48 | T-5 | 2 | 32 | Garage | 215378 | Garage | 0.00040077
Ceiling Fixture | Incandescent |  | Standard A Lamp | 2 | 60 | Bathroom | 215379 | Bathroom | 0.00040077
Ceiling Fixture | Incandescent |  | Standard A Lamp | 2 | 60 | Hall | 2153710 | Hall | 0.00040077
Ceiling Fixture | Incandescent |  | Standard A Lamp | 2 | 60 | Kitchen | 2153711 | Kitchen | 0.00040077
Ceiling Fan | Incandescent |  | Standard A Lamp | 2 | 60 | Living Room | 2153712 | Living Room | 0.00040077
Floor lamp | Incandescent |  | Standard A Lamp | 2 | 60 | Living Room | 2153712 | Living Room | 0.00040077
Wall Mount | Incandescent |  | Globe | 6 | 40 | Bathroom | 215461 | Bathroom | 0.00040077
Wall Mount | Incandescent |  | Standard A Lamp | 5 | 100 | Bathroom | 215462 | Bathroom | 0.00040077
Recessed Can | Incandescent |  | Reflector | 1 | 60 | Bathroom | 215462 | Bathroom | 0.00040077
Ceiling Fixture | Incandescent |  | Globe | 6 | 40 | Bathroom | 215463 | Bathroom | 0.00040077
Recessed Can | Incandescent |  | Standard A Lamp | 1 | 60 | Bathroom | 215463 | Bathroom | 0.00040077
Wall Mount | Incandescent |  | Globe | 3 | 40 | Bathroom | 215464 | Bathroom | 0.00040077
Ceiling Fan | Incandescent |  | Standard A Lamp | 4 | 40 | Bedroom | 215465 | Bedroom | 0.00040077
Torchiere | Compact Fluorescent |  | Twist | 1 | 22 | Bedroom | 215465 | Bedroom | 0.00040077
Recessed Can | Incandescent |  | Reflector |  | 65 | Bedroom | 215466 | Bedroom | 0.00040077
Ceiling Fixture | Incandescent |  | Standard A Lamp | 2 | 60 | Bedroom | 215467 | Bedroom | 0.00040077
Chandelier (Hanging) | Incandescent |  | Decorative | 16 | 25 | Hall | 215468 | Hall | 0.00040077
Wall Mount | Incandescent |  | Decorative | 2 | 25 | Hall | 215468 | Hall | 0.00040077
Track | Incandescent |  | Reflector | 4 | 60 | Hall | 215468 | Hall | 0.00040077
Recessed Can | Incandescent |  | Reflector | 1 | 65 | Hall | 215468 | Hall | 0.00040077
Ceiling Fixture | Incandescent |  | Standard A Lamp | 1 | 60 | Garage | 215469 | Garage | 0.00040077
Ceiling Fixture | Linear Fluorescent | 48 | T-12 | 2 | 40 | Kitchen | 2154610 | Kitchen | 0.00040077
Recessed Can | Incandescent |  | Reflector | 1 | 65 | Kitchen | 2154610 | Kitchen | 0.00040077
Architectural | Linear Fluorescent | 48 | T-12 | 1 | 40 | Kitchen | 2154610 | Kitchen | 0.00040077
Recessed Can | Incandescent |  | Reflector | 1 | 65 | Laundry Room | 2154611 | Laundry Room | 0.00040077
Recessed - other | Incandescent |  | Standard A Lamp | 1 | 60 | Laundry Room | 2154611 | Laundry Room | 0.00040077
Recessed Can | Incandescent |  | Reflector | 1 | 65 | Other | 2154612 | Other | 0.00040077
Chandelier (Hanging) | Incandescent |  | Globe | 5 | 65 | Living Room | 2154613 | Living Room | 0.00040077
Torchiere | Compact Fluorescent |  | Twist | 1 | 15 | Living Room | 2154613 | Living Room | 0.00040077
Recessed Can | Incandescent |  | Reflector | 1 | 65 | Living Room | 2154613 | Living Room | 0.00040077
Ceiling Fixture | Linear Fluorescent | 48 | T-12 | 2 | 40 | Other | 2154614 | Other | 0.00040077
Track | Incandescent |  | Reflector | 4 | 60 | Other | 2154614 | Other | 0.00040077
Recessed Can | Incandescent |  | Reflector | 1 | 65 | Family Room | 2154615 | Family Room | 0.00040077
Architectural | Linear Fluorescent | 48 | T-12 | 2 | 40 | Family Room | 2154615 | Family Room | 0.00040077
Torchiere | Incandescent |  | Standard A Lamp | 1 | 75 | Family Room | 2154615 | Family Room | 0.00040077
Ceiling Fixture | Compact Fluorescent |  | Twist | 1 | 22 | Bathroom | 215661 | Bathroom | 0.00052955
Ceiling Fixture | Incandescent |  | Standard A Lamp | 2 | 60 | Bedroom | 215662 | Bedroom | 0.00052955
Table | Compact Fluorescent |  | Twist | 1 | 28 | Bedroom | 215662 | Bedroom | 0.00052955
Ceiling Fixture | Linear Fluorescent | 24 | T-12 | 2 | 32 | Other | 215663 | Other | 0.00052955
Ceiling Fixture | Linear Fluorescent | 48 | T-8 | 2 | 40 | Kitchen | 215664 | Kitchen | 0.00052955
Ceiling Fixture | Compact Fluorescent |  | A shape bulb | 1 | 22 | Laundry Room | 215665 | Laundry Room | 0.00052955
Ceiling Fixture | Compact Fluorescent |  | Twist | 1 | 15 | Living Room | 215666 | Living Room | 0.00052955
Ceiling Fixture | Compact Fluorescent |  | Twist | 2 | 22 | Living Room | 215666 | Living Room | 0.00052955
Ceiling Fan | Incandescent |  | Clear | 3 | 40 | Living Room | 215666 | Living Room | 0.00052955
Table | Incandescent |  | 3-Way Incandescent | 1 | 75 | Living Room | 215666 | Living Room | 0.00052955
Floor lamp | Incandescent |  | Standard A Lamp | 1 | 60 | Living Room | 215666 | Living Room | 0.00052955
Wall Mount | Incandescent |  | Standard A Lamp | 1 | 60 | Living Room | 215666 | Living Room | 0.00052955
Ceiling Fixture | Incandescent |  | Standard A Lamp | 1 | 60 | Hall | 215667 | Hall | 0.00052955
Ceiling Fixture | Incandescent |  | Standard A Lamp | 1 | 40 | Office | 215668 | Office | 0.00052955
Table | Linear Fluorescent | 24 | T-5 | 2 | 20 | Office | 215668 | Office | 0.00052955
Ceiling Fixture | Linear Fluorescent | 24 | T-12 | 2 | 20 | Other | 215669 | Other | 0.00052955
Wall Mount | Incandescent |  | Globe | 5 | 40 | Bathroom | 215781 | Bathroom | 0.0005169
Ceiling Fixture | Incandescent |  | Standard A Lamp | 1 | 100 | Dining Room | 215782 | Dining Room | 0.0005169
Ceiling Fixture | Linear Fluorescent | 48 | T-12 | 2 | 40 | Other | 215783 | Other | 0.0005169
Chandelier (Hanging) | Incandescent |  | Standard A Lamp | 4 | 60 | Family Room | 215784 | Family Room | 0.0005169
Ceiling Fixture | Linear Fluorescent | 48 | T-12 | 2 | 32 | Garage | 215785 | Garage | 0.0005169
Wall Mount | Incandescent |  | Standard A Lamp | 1 | 60 | Bathroom | 215786 | Bathroom | 0.0005169
Wall Mount | Incandescent |  | Standard A Lamp | 1 | 60 | Kitchen | 215787 | Kitchen | 0.0005169
Recessed Can | Incandescent |  | Reflector | 1 | 65 | Kitchen | 215787 | Kitchen | 0.0005169
Recessed Can | Incandescent |  | Reflector | 1 | 65 | Kitchen | 215788 | Kitchen | 0.0005169
Chandelier (Hanging) | Incandescent |  | Decorative | 12 | 40 | Living Room | 215789 | Living Room | 0.0005169
Table | Incandescent |  | Standard A Lamp | 1 | 90 | Living Room | 215789 | Living Room | 0.0005169
Table | Incandescent |  | Decorative | 3 | 25 | Living Room | 215789 | Living Room | 0.0005169
Wall Mount | Incandescent |  | Decorative | 2 | 25 | Living Room | 215789 | Living Room | 0.0005169
Wall Mount | Incandescent |  | Standard A Lamp | 1 | 60 | Laundry Room | 2157810 | Laundry Room | 0.0005169
Recessed Can | Incandescent |  | Reflector | 1 | 65 | Laundry Room | 2157810 | Laundry Room | 0.0005169
Wall Mount | Incandescent |  | Globe | 5 | 40 | Bathroom | 2157811 | Bathroom | 0.0005169
Wall Mount | Incandescent |  | Standard A Lamp | 1 | 60 | Bathroom | 2157811 | Bathroom | 0.0005169
Ceiling Fixture | Incandescent |  | Standard A Lamp | 2 | 60 | Bathroom | 2157811 | Bathroom | 0.0005169
Ceiling Fixture | Incandescent |  | Decorative | 2 | 60 | Master Bedroom | 2157812 | Master Bedroom | 0.0005169
Architectural | Incandescent |  | Decorative | 1 | 40 | Master Bedroom | 2157812 | Master Bedroom | 0.0005169
Recessed Can | Incandescent |  | Reflector | 1 | 65 | Closet | 2157813 | Closet | 0.0005169
Ceiling Fixture | Incandescent |  | Standard A Lamp | 1 | 60 | Office | 2157814 | Office | 0.0005169
Table | Halogen |  | Quartz Tube | 1 | 20 | Office | 2157814 | Office | 0.0005169
Recessed Can | Incandescent |  | Reflector | 1 | 65 | Office | 2157814 | Office | 0.0005169
Ceiling Fixture | Incandescent |  | Standard A Lamp | 2 | 60 | Office | 2157815 | Office | 0.0005169
Table | Incandescent |  | Standard A Lamp | 1 | 100 | Office | 2157815 | Office | 0.0005169
Ceiling Fixture | Incandescent |  | Standard A Lamp | 1 | 60 | Closet | 2157816 | Closet | 0.0005169
Recessed Can | Incandescent |  | Reflector | 1 | 65 | Bedroom | 2157817 | Bedroom | 0.0005169
Table | Incandescent |  | Standard A Lamp | 1 | 60 | Bedroom | 2157817 | Bedroom | 0.0005169
Wall Mount | Incandescent |  | Globe | 4 | 40 | Bathroom | 215881 | Bathroom | 0.00094081
Ceiling Fixture | Incandescent |  | Standard A Lamp | 1 | 100 | Bathroom | 215881 | Bathroom | 0.00094081
Ceiling Fixture | Compact Fluorescent |  | Twist | 2 | 13 | Bedroom | 215882 | Bedroom | 0.00094081
Floor lamp | Incandescent |  | Decorative | 5 | 40 | Bedroom | 215882 | Bedroom | 0.00094081
Ceiling Fixture | Compact Fluorescent |  | Twist | 1 | 13 | Hall | 215883 | Hall | 0.00094081
Ceiling Fixture | Linear Fluorescent | 48 | T-12 | 4 | 40 | Kitchen | 215884 | Kitchen | 0.00094081
Wall Mount | Compact Fluorescent |  | Twist | 2 | 13 | Kitchen | 215884 | Kitchen | 0.00094081
Floor lamp | Incandescent |  | Standard A Lamp | 1 | 70 | Living Room | 215885 | Living Room | 0.00094081
Ceiling Fixture | Compact Fluorescent |  | Twist | 3 | 13 | Living Room | 215885 | Living Room | 0.00094081
Wall Mount | Incandescent |  | Globe | 4 | 40 | Bathroom | 215886 | Bathroom | 0.00094081
Ceiling Fixture | Incandescent |  | Clear | 1 | 100 | Bathroom | 215886 | Bathroom | 0.00094081
Table | Compact Fluorescent |  | Twist | 1 | 13 | Master Bedroom | 215887 | Master Bedroom | 0.00094081
Ceiling Fixture | Compact Fluorescent |  | Twist | 2 | 13 | Master Bedroom | 215887 | Master Bedroom | 0.00094081
Ceiling Fixture | Compact Fluorescent |  | Twist | 1 | 15 | Bathroom | 215981 | Bathroom | 0.002127
Ceiling Fixture | Linear Fluorescent | 48 | T-8 | 2 | 32 | Bathroom | 215982 | Bathroom | 0.002127
Wall Mount | Incandescent |  | Standard A Lamp | 1 | 60 | Bathroom | 215982 | Bathroom | 0.002127
Ceiling Fixture | Compact Fluorescent |  | Twist | 1 | 15 | Bedroom | 215983 | Bedroom | 0.002127
Ceiling Fan | Compact Fluorescent |  | Twist | 1 | 22 | Bedroom | 215984 | Bedroom | 0.002127
Table | Compact Fluorescent |  | Twist | 1 | 22 | Bedroom | 215985 | Bedroom | 0.002127
Wall Mount | Compact Fluorescent |  | Twist | 1 | 22 | Bedroom | 215986 | Bedroom | 0.002127
Ceiling Fixture | Linear Fluorescent | 48 | T-8 | 1 | 32 | Bedroom | 215986 | Bedroom | 0.002127
Ceiling Fixture | Compact Fluorescent |  | Twist | 2 | 22 | Bedroom | 215987 | Bedroom | 0.002127
Ceiling Fixture | Compact Fluorescent |  | Twist | 1 | 15 | Bedroom | 215987 | Bedroom | 0.002127
Ceiling Fixture | Linear Fluorescent | 48 | T-8 | 2 | 32 | Hall | 215988 | Hall | 0.002127
Ceiling Fixture | Incandescent |  | Standard A Lamp | 1 | 60 | Hall | 215988 | Hall | 0.002127
Ceiling Fixture | Compact Fluorescent |  | Twist | 1 | 15 | Hall | 215988 | Hall | 0.002127
Ceiling Fixture | Compact Fluorescent |  | Twist | 3 | 15 | Kitchen | 215989 | Kitchen | 0.002127
Ceiling Fan | Compact Fluorescent |  | Twist | 1 | 22 | Kitchen | 215989 | Kitchen | 0.002127
Ceiling Fixture | Compact Fluorescent |  | Twist | 1 | 15 | Laundry Room | 2159810 | Laundry Room | 0.002127
Ceiling Fixture | Compact Fluorescent |  | Twist | 1 | 15 | Living Room | 2159811 | Living Room | 0.002127
Chandelier (Hanging) | Incandescent |  | Decorative | 1 | 40 | Living Room | 2159811 | Living Room | 0.002127
Ceiling Fixture | Compact Fluorescent |  | Twist | 3 | 15 | Living Room | 2159811 | Living Room | 0.002127
Ceiling Fan | Compact Fluorescent |  | Twist | 1 | 22 | Living Room | 2159811 | Living Room | 0.002127
Ceiling Fixture | Linear Fluorescent | 48 | T-12 | 2 | 40 | Other | 2159812 | Other | 0.002127
Wall Mount | Incandescent |  | Decorative | 5 | 40 | Bathroom | 216011 | Bathroom | 0.0005169
Wall Mount | Incandescent |  | Standard A Lamp | 2 | 60 | Bedroom | 216012 | Bedroom | 0.0005169
Floor lamp | Compact Fluorescent |  | Twist | 1 | 15 | Bedroom | 216012 | Bedroom | 0.0005169
Chandelier (Hanging) | Incandescent |  | Decorative | 5 | 25 | Dining Room | 216013 | Dining Room | 0.0005169
Ceiling Fixture | Incandescent |  | Standard A Lamp | 1 | 60 | Hall | 216014 | Hall | 0.0005169
Track | Halogen |  | MR | 4 | 50 | Kitchen | 216015 | Kitchen | 0.0005169
Ceiling Fixture | Incandescent |  | Standard A Lamp | 1 | 60 | Kitchen | 216015 | Kitchen | 0.0005169
Ceiling Fan | Incandescent |  | Standard A Lamp | 4 | 60 | Living Room | 216016 | Living Room | 0.0005169
Table | Incandescent |  | Standard A Lamp | 1 | 60 | Living Room | 216016 | Living Room | 0.0005169
Table | Incandescent |  | Reflector | 1 | 65 | Living Room | 216016 | Living Room | 0.0005169
Torchiere | Compact Fluorescent |  | Twist | 1 | 15 | Living Room | 216016 | Living Room | 0.0005169
Wall Mount | Incandescent |  | Standard A Lamp | 2 | 60 | Bedroom | 216017 | Bedroom | 0.0005169
Wall Mount | Compact Fluorescent |  | Twist | 1 | 42 | Bathroom | 216051 | Bathroom | 0.00052955
Ceiling Fixture | Incandescent |  | Standard A Lamp | 2 | 60 | Bedroom | 216052 | Bedroom | 0.00052955
Ceiling Fixture | Compact Fluorescent |  | Twist | 2 | 42 | Bedroom | 216053 | Bedroom | 0.00052955
Ceiling Fixture | Incandescent |  | Standard A Lamp | 2 | 60 | Bedroom | 216054 | Bedroom | 0.00052955
Ceiling Fixture | Compact Fluorescent |  | Twist | 2 | 42 | Family Room | 216055 | Family Room | 0.00052955
Chandelier (Hanging) | Compact Fluorescent |  | Twist | 1 | 22 | Kitchen | 216056 | Kitchen | 0.00052955
Ceiling Fixture | Compact Fluorescent |  | Twist | 1 | 22 | Kitchen | 216056 | Kitchen | 0.00052955
Ceiling Fixture | Incandescent |  | Standard A Lamp | 1 | 60 | Other | 216057 | Other | 0.00052955
Ceiling Fixture | Incandescent |  | Standard A Lamp | 1 | 60 | Other | 216121 | Other | 0.00052955
Ceiling Fixture | Compact Fluorescent |  | Twist | 1 | 22 | Bathroom | 216122 | Bathroom | 0.00052955
Ceiling Fixture | Linear Fluorescent | 48 | T-4 | 2 | 40 | Bedroom | 216123 | Bedroom | 0.00052955
Ceiling Fixture | Compact Fluorescent |  | Twist | 2 | 22 | Bedroom | 216123 | Bedroom | 0.00052955
Wall Mount | Linear Fluorescent | 24 | T-4 | 1 | 20 | Bedroom | 216123 | Bedroom | 0.00052955
Table | Incandescent |  | Decorative | 2 | 25 | Bedroom | 216123 | Bedroom | 0.00052955
Ceiling Fixture | Compact Fluorescent |  | Twist | 1 | 22 | Bedroom | 216124 | Bedroom | 0.00052955
Ceiling Fixture | Compact Fluorescent |  | Twist | 2 | 22 | Family Room | 216125 | Family Room | 0.00052955
Table | Compact Fluorescent |  | Twist | 1 | 22 | Family Room | 216125 | Family Room | 0.00052955
Ceiling Fixture | Compact Fluorescent |  | Twist | 1 | 22 | Kitchen | 216126 | Kitchen | 0.00052955
Wall Mount | Incandescent |  | Standard A Lamp | 3 | 60 | Bathroom | 216151 | Bathroom | 0.0030496
Table | Incandescent |  | Standard A Lamp | 1 | 60 | Bedroom | 216152 | Bedroom | 0.0030496
Table | Incandescent |  | Mini base | 3 | 40 | Bedroom | 216152 | Bedroom | 0.0030496
Ceiling Fixture | Incandescent |  | Standard A Lamp | 2 | 60 | Bedroom | 216152 | Bedroom | 0.0030496
Chandelier (Hanging) | Incandescent |  | Mini base | 5 | 40 | Dining Room | 216153 | Dining Room | 0.0030496
Ceiling Fixture | Incandescent |  | Standard A Lamp | 1 | 60 | Garage | 216154 | Garage | 0.0030496
Garage door opener | Incandescent |  | Standard A Lamp | 2 | 60 | Garage | 216154 | Garage | 0.0030496
Ceiling Fixture | Incandescent |  | Standard A Lamp | 1 | 60 | Hall | 216155 | Hall | 0.0030496
Recessed Can | Compact Fluorescent |  | Reflector | 1 | 23 | Kitchen | 216156 | Kitchen | 0.0030496
Ceiling Fixture | Incandescent |  | Standard A Lamp | 2 | 60 | Laundry Room | 216157 | Laundry Room | 0.0030496
Table | Compact Fluorescent |  | Twist | 3 | 13 | Living Room | 216158 | Living Room | 0.0030496
Ceiling Fan | Compact Fluorescent |  | Twist | 2 | 13 | Living Room | 216158 | Living Room | 0.0030496
Ceiling Fixture | Compact Fluorescent |  | Twist | 1 | 13 | Living Room | 216158 | Living Room | 0.0030496
Wall Mount | Compact Fluorescent |  | Twist | 3 | 20 | Bathroom | 216159 | Bathroom | 0.0030496
Table | Incandescent |  | Standard A Lamp | 1 | 100 | Master Bedroom | 2161510 | Master Bedroom | 0.0030496
Table | Incandescent |  | Standard A Lamp | 1 | 40 | Master Bedroom | 2161510 | Master Bedroom | 0.0030496
Ceiling Fan | Incandescent |  | Mini base | 3 | 40 | Master Bedroom | 2161510 | Master Bedroom | 0.0030496
Ceiling Fixture | Incandescent |  | Standard A Lamp | 2 | 60 | Closet | 2161511 | Closet | 0.0030496
Table | Compact Fluorescent |  | Twist | 1 | 20 | Office | 2161512 | Office | 0.0030496
Ceiling Fixture | Incandescent |  | Standard A Lamp | 2 | 60 | Office | 2161512 | Office | 0.0030496
Ceiling Fixture | Compact Fluorescent |  | Twist | 1 | 13 | Hall | 216231 | Hall | 0.0005169
Wall Mount | Incandescent |  | Mini base | 3 | 75 | Bathroom | 216232 | Bathroom | 0.0005169
Ceiling Fixture | Compact Fluorescent |  | Twist | 2 | 14 | Bathroom | 216232 | Bathroom | 0.0005169
Ceiling Fan | Incandescent |  | Standard A Lamp | 4 | 75 | Bedroom | 216233 | Bedroom | 0.0005169
Ceiling Fan | Incandescent |  | Standard A Lamp | 2 | 60 | Bedroom | 216234 | Bedroom | 0.0005169
Ceiling Fan | Incandescent |  | Standard A Lamp | 3 | 60 | Bedroom | 216235 | Bedroom | 0.0005169
Ceiling Fixture | Linear Fluorescent | 48 | T-12 | 2 | 40 | Closet | 216236 | Closet | 0.0005169
Recessed Can | Incandescent |  | Reflector | 1 | 75 | Office | 216237 | Office | 0.0005169
Ceiling Fan | Incandescent |  | Standard A Lamp | 4 | 60 | Dining Room | 216238 | Dining Room | 0.0005169
Ceiling Fixture | Halogen |  | PAR | 2 | 100 | Dining Room | 216238 | Dining Room | 0.0005169
Wall Mount | Compact Fluorescent |  | Twist | 3 | 23 | Other | 216239 | Other | 0.0005169
Ceiling Fixture | Compact Fluorescent |  | Twist | 2 | 23 | Family Room | 2162310 | Family Room | 0.0005169
Ceiling Fan | Compact Fluorescent |  | Twist | 2 | 23 | Family Room | 2162311 | Family Room | 0.0005169
Ceiling Fixture | Compact Fluorescent |  | Twist | 2 | 23 | Garage | 2162312 | Garage | 0.0005169
Ceiling Fixture | Compact Fluorescent |  | Twist | 1 | 23 | Hall | 2162313 | Hall | 0.0005169
Recessed Can | Incandescent |  | Reflector | 1 | 65 | Kitchen | 2162314 | Kitchen | 0.0005169
Track | Halogen |  | PAR | 4 | 100 | Laundry Room | 2162315 | Laundry Room | 0.0005169
Ceiling Fan | Incandescent |  | Standard A Lamp | 8 | 60 | Office | 2162316 | Office | 0.0005169
Wall Mount | Compact Fluorescent |  | Twist | 3 | 23 | Bathroom | 2162317 | Bathroom | 0.0005169
Wall Mount | Incandescent |  | Globe | 4 | 40 | Bathroom | 2162318 | Bathroom | 0.0005169
Ceiling Fixture | Compact Fluorescent |  | Twist | 1 | 23 | Bathroom | 2162318 | Bathroom | 0.0005169
Ceiling Fan | Compact Fluorescent |  | Twist | 3 | 23 | Master Bedroom | 2162319 | Master Bedroom | 0.0005169
Ceiling Fixture | Linear Fluorescent | 36 | T-12 | 2 | 40 | Office | 2162320 | Office | 0.0005169
Ceiling Fixture | Incandescent |  | Standard A Lamp | 2 | 60 | Other | 2162321 | Other | 0.0005169
Wall Mount | Compact Fluorescent |  | Twist | 1 | 23 | Hall | 2162322 | Hall | 0.0005169
Chandelier (Hanging) | Incandescent |  | Globe | 18 | 40 | Hall | 2162323 | Hall | 0.0005169
Ceiling Fixture | Incandescent |  | Standard A Lamp | 1 | 60 | Bathroom | 216381 | Bathroom | 0.00052955
Wall Mount | Incandescent |  | Globe | 4 | 49 | Bathroom | 216381 | Bathroom | 0.00052955
Ceiling Fixture | Incandescent |  | Standard A Lamp | 2 | 60 | Bedroom | 216382 | Bedroom | 0.00052955
Chandelier (Hanging) | Incandescent |  | Clear | 5 | 60 | Dining Room | 216383 | Dining Room | 0.00052955
Recessed Can | Incandescent |  | Standard A Lamp | 1 | 60 | Dining Room | 216384 | Dining Room | 0.00052955
Ceiling Fixture | Incandescent |  | Standard A Lamp | 1 | 60 | Garage | 216385 | Garage | 0.00052955
Ceiling Fixture | Incandescent |  | Standard A Lamp | 1 | 60 | Hall | 216386 | Hall | 0.00052955
Ceiling Fixture | Linear Fluorescent | 48 | T-12 | 2 | 32 | Kitchen | 216387 | Kitchen | 0.00052955
Wall Mount | Linear Fluorescent | 36 | T-12 | 1 | 20 | Kitchen | 216387 | Kitchen | 0.00052955
Wall Mount | Linear Fluorescent | 24 | T-12 | 1 | 20 | Kitchen | 216387 | Kitchen | 0.00052955
Table | Compact Fluorescent |  | Twist | 1 | 22 | Living Room | 216388 | Living Room | 0.00052955
Table | Compact Fluorescent |  | Twist | 1 | 15 | Living Room | 216388 | Living Room | 0.00052955
Recessed Can | Incandescent |  | Reflector | 1 | 60 | Living Room | 216388 | Living Room | 0.00052955
Ceiling Fixture | Incandescent |  | Standard A Lamp | 1 | 60 | Hall | 216389 | Hall | 0.00052955
Ceiling Fixture | Incandescent |  | Standard A Lamp | 1 | 60 | Bathroom | 2163810 | Bathroom | 0.00052955
Wall Mount | Incandescent |  | Globe | 4 | 60 | Bathroom | 2163810 | Bathroom | 0.00052955
Ceiling Fixture | Incandescent |  | Standard A Lamp | 1 | 60 | Bedroom | 2163811 | Bedroom | 0.00052955
Floor lamp | Compact Fluorescent |  | Pin base | 1 | 15 | Bedroom | 2163811 | Bedroom | 0.00052955
Ceiling Fixture | Incandescent |  | Standard A Lamp | 1 | 60 | Hall | 2163812 | Hall | 0.00052955
Ceiling Fixture | Incandescent |  | Standard A Lamp | 1 | 60 | Bathroom | 2163813 | Bathroom | 0.00052955
Wall Mount | Incandescent |  | Globe | 6 | 60 | Bathroom | 2163813 | Bathroom | 0.00052955
Ceiling Fixture | Incandescent |  | Standard A Lamp | 1 | 60 | Bathroom | 2163813 | Bathroom | 0.00052955
Ceiling Fixture | Compact Fluorescent |  | Twist | 1 | 22 | Master Bedroom | 2163814 | Master Bedroom | 0.00052955
Table | Compact Fluorescent |  | Twist | 1 | 15 | Master Bedroom | 2163814 | Master Bedroom | 0.00052955
Table | Compact Fluorescent |  | Pin base | 1 | 22 | Master Bedroom | 2163814 | Master Bedroom | 0.00052955
Ceiling Fixture | Linear Fluorescent | 96 | T-12 | 2 | 100 | Other | 216471 | Other | 0.00040077
Ceiling Fixture | Incandescent |  | Heat Lamp | 1 | 150 | Bathroom | 216472 | Bathroom | 0.00040077
Ceiling Fixture | Incandescent |  | Reflector | 1 | 75 | Bathroom | 216472 | Bathroom | 0.00040077
Ceiling Fixture | Incandescent |  | Standard A Lamp | 1 | 100 | Closet | 216473 | Closet | 0.00040077
Wall Mount | Incandescent |  | Standard A Lamp | 1 | 60 | Bedroom | 216474 | Bedroom | 0.00040077
Table | Compact Fluorescent |  | Circline (Screw Base) | 1 | 22 | Family Room | 216475 | Family Room | 0.00040077
Torchiere | Incandescent |  | Standard A Lamp | 1 | 25 | Family Room | 216475 | Family Room | 0.00040077
Table | Incandescent |  | Standard A Lamp | 1 | 60 | Family Room | 216475 | Family Room | 0.00040077
Ceiling Fixture | Compact Fluorescent |  | Straight Tube | 1 | 28 | Bedroom | 216476 | Bedroom | 0.00040077
Table | Incandescent |  | Standard A Lamp | 1 | 75 | Bedroom | 216476 | Bedroom | 0.00040077
Ceiling Fixture | Compact Fluorescent |  | Twist | 1 | 15 | Hall | 216477 | Hall | 0.00040077
Ceiling Fixture | Incandescent |  | Standard A Lamp | 1 | 60 | Kitchen | 216478 | Kitchen | 0.00040077
Ceiling Fan | Incandescent |  | Standard A Lamp | 1 | 60 | Kitchen | 216478 | Kitchen | 0.00040077
Table | Compact Fluorescent |  | Twist | 1 | 22 | Living Room | 216479 | Living Room | 0.00040077
Torchiere | Incandescent |  | Standard A Lamp | 2 | 60 | Living Room | 216479 | Living Room | 0.00040077
Torchiere | Compact Fluorescent |  | Twist | 1 | 15 | Living Room | 216479 | Living Room | 0.00040077
Table | Incandescent |  | Standard A Lamp | 1 | 60 | Living Room | 216479 | Living Room | 0.00040077
Table | Compact Fluorescent |  | Circline (Screw Base) | 1 | 22 | Living Room | 216479 | Living Room | 0.00040077
Chandelier (Hanging) | Incandescent |  | Decorative | 5 | 40 | Living Room | 216479 | Living Room | 0.00040077
Ceiling Fixture | Incandescent |  | Standard A Lamp | 2 | 75 | Master Bedroom | 2164710 | Master Bedroom | 0.00040077
Chandelier (Hanging) | Incandescent |  | Standard A Lamp | 1 | 60 | Master Bedroom | 2164710 | Master Bedroom | 0.00040077
Table | Incandescent |  | Mini base | 1 | 40 | Master Bedroom | 2164710 | Master Bedroom | 0.00040077
Ceiling Fixture | Compact Fluorescent |  | Straight Tube | 1 | 28 | Office | 2164711 | Office | 0.00040077
Table | Compact Fluorescent |  | Twist | 1 | 15 | Office | 2164711 | Office | 0.00040077
Table | Incandescent |  | Standard A Lamp | 2 | 60 | Office | 2164711 | Office | 0.00040077
Ceiling Fixture | Incandescent |  | Standard A Lamp | 1 | 100 | Laundry Room | 2164712 | Laundry Room | 0.00040077
Wall Mount | Incandescent |  | Standard A Lamp | 2 | 40 | Bathroom | 216541 | Bathroom | 0.00028447
Ceiling Fixture | Incandescent |  | Standard A Lamp | 3 | 40 | Bathroom | 216542 | Bathroom | 0.00028447
Ceiling Fixture | Linear Fluorescent | 36 | T-4 | 2 | 40 | Bathroom | 216542 | Bathroom | 0.00028447
Ceiling Fixture | Incandescent |  | Standard A Lamp | 2 | 40 | Bedroom | 216543 | Bedroom | 0.00028447
Ceiling Fixture | Incandescent |  | Standard A Lamp | 2 | 40 | Bedroom | 216544 | Bedroom | 0.00028447
Ceiling Fixture | Incandescent |  | Standard A Lamp | 2 | 40 | Bedroom | 216545 | Bedroom | 0.00028447
Floor lamp | Incandescent |  | Standard A Lamp | 1 | 40 | Bedroom | 216545 | Bedroom | 0.00028447
Ceiling Fixture | Linear Fluorescent | 36 | T-4 | 2 | 40 | Garage | 216546 | Garage | 0.00028447
Garage door opener | Incandescent |  | Clear | 2 | 40 | Garage | 216546 | Garage | 0.00028447
Chandelier (Hanging) | Incandescent |  | Standard A Lamp | 9 | 40 | Dining Room | 216547 | Dining Room | 0.00028447
Ceiling Fixture | Linear Fluorescent | 36 | T-4 | 2 | 40 | Dining Room | 216547 | Dining Room | 0.00028447
Ceiling Fixture | Incandescent |  | Standard A Lamp | 2 | 40 | Living Room | 216548 | Living Room | 0.00028447
Wall Mount | Incandescent |  | Standard A Lamp | 1 | 40 | Living Room | 216548 | Living Room | 0.00028447
Table | Incandescent |  | Standard A Lamp | 1 | 40 | Living Room | 216548 | Living Room | 0.00028447
Floor lamp | Incandescent |  | Standard A Lamp | 1 | 40 | Living Room | 216548 | Living Room | 0.00028447
Ceiling Fixture | Incandescent |  | Standard A Lamp | 3 | 40 | Other | 216549 | Other | 0.00028447
Ceiling Fan | Incandescent |  | Standard A Lamp | 3 | 40 | Other | 2165410 | Other | 0.00028447
Table | Compact Fluorescent |  | Twist | 4 | 15 | Kitchen | 216681 | Kitchen | 0.00094081
Ceiling Fixture | Compact Fluorescent |  | Twist | 2 | 22 | Kitchen | 216681 | Kitchen | 0.00094081
Ceiling Fixture | Incandescent |  | Reflector | 1 | 65 | Kitchen | 216681 | Kitchen | 0.00094081
Table | Incandescent |  | Decorative | 1 | 25 | Master Bedroom | 216682 | Master Bedroom | 0.00094081
Ceiling Fan | Incandescent |  | Clear | 3 | 60 | Master Bedroom | 216682 | Master Bedroom | 0.00094081
Track | Incandescent |  | Globe | 4 | 60 | Master Bedroom | 216682 | Master Bedroom | 0.00094081
Ceiling Fixture | Incandescent |  | Standard A Lamp | 2 | 65 | Master Bedroom | 216682 | Master Bedroom | 0.00094081
Ceiling Fixture | Compact Fluorescent |  | Twist | 2 | 22 | Master Bedroom | 216682 | Master Bedroom | 0.00094081
Ceiling Fixture | Compact Fluorescent |  | Twist | 1 | 15 | Garage | 216683 | Garage | 0.00094081
Ceiling Fixture | Compact Fluorescent |  | Twist | 3 | 15 | Hall | 216684 | Hall | 0.00094081
Wall Mount | Incandescent |  | Globe | 1 | 65 | Bathroom | 216685 | Bathroom | 0.00094081
Ceiling Fixture | Compact Fluorescent |  | Twist | 3 | 22 | Bedroom | 216686 | Bedroom | 0.00094081
Ceiling Fixture | Compact Fluorescent |  | Twist | 3 | 22 | Bedroom | 216687 | Bedroom | 0.00094081
Ceiling Fixture | Compact Fluorescent |  | Twist | 2 | 15 | Laundry Room | 216688 | Laundry Room | 0.00094081
Ceiling Fixture | Compact Fluorescent |  | Twist | 2 | 15 | Hall | 216689 | Hall | 0.00094081
Ceiling Fixture | Compact Fluorescent |  | Twist | 1 | 15 | Bathroom | 216721 | Bathroom | 0.00028447
Wall Mount | Incandescent |  | Globe | 4 | 40 | Bathroom | 216721 | Bathroom | 0.00028447
Wall Mount | Incandescent |  | Mini base | 1 | 4 | Bathroom | 216721 | Bathroom | 0.00028447
Ceiling Fixture | Compact Fluorescent |  | Twist | 1 | 15 | Bedroom | 216722 | Bedroom | 0.00028447
Table | Incandescent |  | Standard A Lamp | 1 | 25 | Bedroom | 216722 | Bedroom | 0.00028447
Table | Incandescent |  | Standard A Lamp | 1 | 60 | Bedroom | 216722 | Bedroom | 0.00028447
Chandelier (Hanging) | Compact Fluorescent |  | Twist | 1 | 15 | Dining Room | 216723 | Dining Room | 0.00028447
Table | Compact Fluorescent |  | Twist | 1 | 15 | Dining Room | 216723 | Dining Room | 0.00028447
Ceiling Fixture | Incandescent |  | Standard A Lamp | 1 | 60 | Other | 216724 | Other | 0.00028447
Recessed Can | Incandescent |  | Reflector | 1 | 60 | Family Room | 216725 | Family Room | 0.00028447
Table | Incandescent |  | Standard A Lamp | 1 | 60 | Family Room | 216725 | Family Room | 0.00028447
Ceiling Fixture | Compact Fluorescent |  | Twist | 1 | 15 | Hall | 216726 | Hall | 0.00028447
Ceiling Fixture | Incandescent |  | Standard A Lamp | 1 | 60 | Hall | 216726 | Hall | 0.00028447
Ceiling Fixture | Incandescent |  | Standard A Lamp | 1 | 60 | Hall | 216727 | Hall | 0.00028447
Ceiling Fixture | Compact Fluorescent |  | Twist | 2 | 15 | Hall | 216727 | Hall | 0.00028447
Ceiling Fixture | Linear Fluorescent | 48 | T-12 | 2 | 32 | Kitchen | 216728 | Kitchen | 0.00028447
Wall Mount | Compact Fluorescent |  | Twist | 1 | 15 | Kitchen | 216728 | Kitchen | 0.00028447
Ceiling Fixture | Incandescent |  | Standard A Lamp | 1 | 100 | Kitchen | 216728 | Kitchen | 0.00028447
Table | Incandescent |  | Standard A Lamp | 2 | 60 | Living Room | 216729 | Living Room | 0.00028447
Table | Halogen |  | Quartz Tube | 1 | 50 | Living Room | 216729 | Living Room | 0.00028447
Table | Compact Fluorescent |  | A shape bulb | 1 | 15 | Living Room | 216729 | Living Room | 0.00028447
Ceiling Fixture | Incandescent |  | Heat Lamp | 1 | 100 | Bathroom | 2167210 | Bathroom | 0.00028447
Wall Mount | Incandescent |  | Globe | 5 | 40 | Bathroom | 2167210 | Bathroom | 0.00028447
Ceiling Fixture | Incandescent |  | Standard A Lamp | 1 | 40 | Bathroom | 2167210 | Bathroom | 0.00028447
Ceiling Fan | Incandescent |  | Decorative | 1 | 60 | Master Bedroom | 2167211 | Master Bedroom | 0.00028447
Recessed Can | Incandescent |  | Reflector | 1 | 50 | Master Bedroom | 2167211 | Master Bedroom | 0.00028447
Recessed Can | Incandescent |  | Reflector | 1 | 60 | Master Bedroom | 2167211 | Master Bedroom | 0.00028447
Table | Incandescent |  | Clear | 1 | 40 | Master Bedroom | 2167211 | Master Bedroom | 0.00028447
Ceiling Fixture | Incandescent |  | Standard A Lamp | 1 | 60 | Other | 2167212 | Other | 0.00028447
Table | Incandescent |  | Standard A Lamp | 1 | 60 | Bedroom | 2167213 | Bedroom | 0.00028447
Wall Mount | Incandescent |  | Standard A Lamp | 1 | 60 | Bedroom | 2167213 | Bedroom | 0.00028447
Wall Mount | Incandescent |  | Standard A Lamp | 2 | 60 | Bedroom | 2167214 | Bedroom | 0.00028447
Wall Mount | Incandescent |  | Standard A Lamp | 1 | 60 | Bedroom | 2167214 | Bedroom | 0.00028447
Chandelier (Hanging) | Compact Fluorescent |  | A shape bulb | 2 | 15 | Hall | 2167215 | Hall | 0.00028447
Ceiling Fixture | Compact Fluorescent |  | Twist | 3 | 15 | Laundry Room | 2167216 | Laundry Room | 0.00028447
Ceiling Fan | Compact Fluorescent |  | A shape bulb | 3 | 15 | Laundry Room | 2167216 | Laundry Room | 0.00028447
Ceiling Fixture | Compact Fluorescent |  | Twist | 2 | 15 | Laundry Room | 2167216 | Laundry Room | 0.00028447
Wall Mount | Incandescent |  | Standard A Lamp | 2 | 60 | Bathroom | 216781 | Bathroom | 0.00094081
Wall Mount | Compact Fluorescent |  | Twist | 1 | 9 | Bathroom | 216781 | Bathroom | 0.00094081
Wall Mount | Compact Fluorescent |  | Twist | 2 | 9 | Bathroom | 216782 | Bathroom | 0.00094081
Ceiling Fixture | Incandescent |  | Standard A Lamp | 2 | 60 | Bedroom | 216783 | Bedroom | 0.00094081
Ceiling Fixture | Compact Fluorescent |  | Twist | 2 | 11 | Bedroom | 216784 | Bedroom | 0.00094081
Table | Compact Fluorescent |  | Twist | 1 | 9 | Bedroom | 216784 | Bedroom | 0.00094081
Other | Compact Fluorescent |  | Twist | 1 | 9 | Bedroom | 216784 | Bedroom | 0.00094081
Ceiling Fixture | Incandescent |  | Standard A Lamp | 2 | 60 | Hall | 216785 | Hall | 0.00094081
Chandelier (Hanging) | Incandescent |  | Standard A Lamp | 1 | 60 | Hall | 216785 | Hall | 0.00094081
Ceiling Fixture | Compact Fluorescent |  | Twist | 2 | 11 | Hall | 216786 | Hall | 0.00094081
Recessed Can | Incandescent |  | Reflector | 1 | 65 | Kitchen | 216787 | Kitchen | 0.00094081
Ceiling Fan | Incandescent |  | Standard A Lamp | 4 | 60 | Kitchen | 216787 | Kitchen | 0.00094081
Recessed Can | Compact Fluorescent |  | Flood | 1 | 15 | Kitchen | 216787 | Kitchen | 0.00094081
Ceiling Fixture | Compact Fluorescent |  | Twist | 2 | 9 | Laundry Room | 216788 | Laundry Room | 0.00094081
Floor lamp | Incandescent |  | 3-Way Incandescent | 1 | 100 | Living Room | 216789 | Living Room | 0.00094081
Wall Mount | Compact Fluorescent |  | Twist | 2 | 9 | Bathroom | 2167810 | Bathroom | 0.00094081
Wall Mount | Compact Fluorescent |  | Twist | 1 | 18 | Bathroom | 2167810 | Bathroom | 0.00094081
Recessed Can | Incandescent |  | Reflector | 1 | 65 | Bathroom | 2167810 | Bathroom | 0.00094081
Chandelier (Hanging) | Incandescent |  | Mini base | 3 | 60 | Master Bedroom | 2167811 | Master Bedroom | 0.00094081
Table | Incandescent |  | Standard A Lamp | 1 | 100 | Master Bedroom | 2167811 | Master Bedroom | 0.00094081
Ceiling Fixture | Incandescent |  | Standard A Lamp | 1 | 60 | Closet | 2167812 | Closet | 0.00094081
Ceiling Fixture | Compact Fluorescent |  | Twist | 1 | 26 | Garage | 2167813 | Garage | 0.00094081
Wall Mount | Incandescent |  | Globe | 1 | 60 | Bathroom | 216801 | Bathroom | 0.00028447
Ceiling Fixture | Incandescent |  | Standard A Lamp | 3 | 60 | Bathroom | 216801 | Bathroom | 0.00028447
Recessed Can | Incandescent |  | Reflector | 1 | 60 | Bathroom | 216801 | Bathroom | 0.00028447
Ceiling Fixture | Linear Fluorescent | 48 | T-8 | 2 | 60 | Closet | 216802 | Closet | 0.00028447
Recessed - other | Halogen |  | PAR | 1 | 50 | Hall | 216803 | Hall | 0.00028447
Ceiling Fixture | Incandescent |  | Standard A Lamp | 2 | 60 | Hall | 216803 | Hall | 0.00028447
Wall Mount | Incandescent |  | Globe | 1 | 40 | Hall | 216803 | Hall | 0.00028447
Wall Mount | Incandescent |  | Globe | 2 | 40 | Hall | 216803 | Hall | 0.00028447
Wall Mount | Incandescent |  | Standard A Lamp | 1 | 60 | Bathroom | 216804 | Bathroom | 0.00028447
Chandelier (Hanging) | Incandescent |  | Standard A Lamp | 3 | 65 | Bathroom | 216804 | Bathroom | 0.00028447
Recessed Can | Incandescent |  | Reflector | 1 | 40 | Bathroom | 216804 | Bathroom | 0.00028447
Table | Incandescent |  | 3-Way Incandescent | 1 | 100 | Bedroom | 216805 | Bedroom | 0.00028447
Ceiling Fan | Incandescent |  | Standard A Lamp | 2 | 60 | Bedroom | 216805 | Bedroom | 0.00028447
Wall Mount | Incandescent |  | Standard A Lamp | 1 | 100 | Bedroom | 216805 | Bedroom | 0.00028447
Chandelier (Hanging) | Incandescent |  | Standard A Lamp | 1 | 100 | Kitchen | 216806 | Kitchen | 0.00028447
Recessed Can | Incandescent |  | Reflector | 1 | 65 | Kitchen | 216806 | Kitchen | 0.00028447
Recessed Can | Incandescent |  | Reflector | 1 | 65 | Laundry Room | 216807 | Laundry Room | 0.00028447
Other | Incandescent |  |  | 10 | 5 | Laundry Room | 216807 | Laundry Room | 0.00028447
Chandelier (Hanging) | Incandescent |  | Standard A Lamp | 5 | 100 | Living Room | 216808 | Living Room | 0.00028447
Chandelier (Hanging) | Incandescent |  | Standard A Lamp | 7 | 100 | Living Room | 216808 | Living Room | 0.00028447
Recessed - other | Halogen |  | PAR | 1 | 50 | Living Room | 216808 | Living Room | 0.00028447
Table | Incandescent |  | Mini base | 1 | 40 | Living Room | 216808 | Living Room | 0.00028447
Table | Halogen |  | Other | 2 | 100 | Living Room | 216808 | Living Room | 0.00028447
Floor lamp | Incandescent |  | Standard A Lamp | 1 | 60 | Living Room | 216808 | Living Room | 0.00028447
Wall Mount | Incandescent |  | Standard A Lamp | 1 | 100 | Bathroom | 216809 | Bathroom | 0.00028447
Chandelier (Hanging) | Incandescent |  | Standard A Lamp | 3 | 100 | Bathroom | 216809 | Bathroom | 0.00028447
Recessed - other | Halogen |  | MR | 1 | 50 | Bathroom | 216809 | Bathroom | 0.00028447
Chandelier (Hanging) | Incandescent |  | Standard A Lamp | 1 | 100 | Bathroom | 216809 | Bathroom | 0.00028447
Table | Incandescent |  | Standard A Lamp | 1 | 60 | Master Bedroom | 2168010 | Master Bedroom | 0.00028447
Ceiling Fan | Incandescent |  | Standard A Lamp | 1 | 100 | Master Bedroom | 2168010 | Master Bedroom | 0.00028447
Recessed - other | Halogen |  | MR | 2 | 50 | Master Bedroom | 2168010 | Master Bedroom | 0.00028447
Ceiling Fixture | Incandescent |  | Standard A Lamp | 1 | 100 | Closet | 2168011 | Closet | 0.00028447
Recessed - other | Halogen |  | MR | 1 | 50 | Office | 2168012 | Office | 0.00028447
Chandelier (Hanging) | Incandescent |  | Standard A Lamp | 3 | 100 | Office | 2168012 | Office | 0.00028447
Wall Mount | Incandescent |  | Standard A Lamp | 2 | 60 | Office | 2168012 | Office | 0.00028447
Table | Incandescent |  | Standard A Lamp | 2 | 25 | Office | 2168012 | Office | 0.00028447
Table | Incandescent |  | 3-Way Incandescent | 1 | 100 | Office | 2168013 | Office | 0.00028447
Ceiling Fan | Incandescent |  | Standard A Lamp | 2 | 60 | Office | 2168013 | Office | 0.00028447
Other | Incandescent |  |  | 10 | 5 | Other | 2168014 | Other | 0.00028447
Ceiling Fixture | Incandescent |  | Standard A Lamp | 1 | 100 | Other | 2168014 | Other | 0.00028447
Wall Mount | Incandescent |  | Standard A Lamp | 2 | 100 | Hall | 2168015 | Hall | 0.00028447
Recessed - other | Halogen |  | MR | 1 | 50 | Hall | 2168015 | Hall | 0.00028447
Chandelier (Hanging) | Incandescent |  | Standard A Lamp | 2 | 100 | Closet | 2168016 | Closet | 0.00028447
Ceiling Fixture | Incandescent |  | Standard A Lamp | 2 | 60 | Bathroom | 216841 | Bathroom | 0.0020539
Wall Mount | Incandescent |  | Standard A Lamp | 2 | 60 | Bathroom | 216841 | Bathroom | 0.0020539
Ceiling Fixture | Incandescent |  | Standard A Lamp | 2 | 60 | Bathroom | 216842 | Bathroom | 0.0020539
Ceiling Fixture | Incandescent |  | Heat Lamp | 1 | 100 | Bathroom | 216843 | Bathroom | 0.0020539
Table | Incandescent |  | Standard A Lamp | 1 | 75 | Bedroom | 216844 | Bedroom | 0.0020539
Ceiling Fan | Incandescent |  | Decorative | 3 | 40 | Bedroom | 216844 | Bedroom | 0.0020539
Table | Incandescent |  | Standard A Lamp | 1 | 40 | Bedroom | 216845 | Bedroom | 0.0020539
Ceiling Fan | Incandescent |  | Decorative | 3 | 40 | Bedroom | 216845 | Bedroom | 0.0020539
Ceiling Fixture | Incandescent |  | Standard A Lamp | 2 | 60 | Bedroom | 216846 | Bedroom | 0.0020539
Wall Mount | Incandescent |  | Standard A Lamp | 1 | 60 | Bedroom | 216846 | Bedroom | 0.0020539
Table | Incandescent |  | Standard A Lamp | 1 | 60 | Bedroom | 216846 | Bedroom | 0.0020539
Ceiling Fixture | Incandescent |  | Mini base | 4 | 25 | Closet | 216847 | Closet | 0.0020539
Ceiling Fixture | Incandescent |  | Standard A Lamp | 2 | 60 | Dining Room | 216848 | Dining Room | 0.0020539
Ceiling Fixture | Linear Fluorescent | 48 | T-12 | 2 | 40 | Garage | 216849 | Garage | 0.0020539
Ceiling Fixture | Linear Fluorescent | 48 | T-12 | 1 | 40 | Garage | 216849 | Garage | 0.0020539
Garage door opener | Incandescent |  | Standard A Lamp | 2 | 60 | Garage | 216849 | Garage | 0.0020539
Ceiling Fixture | Incandescent |  | Standard A Lamp | 2 | 60 | Hall | 2168410 | Hall | 0.0020539
Recessed Can | Incandescent |  | Reflector | 1 | 65 | Hall | 2168410 | Hall | 0.0020539
Ceiling Fixture | Incandescent |  | Standard A Lamp | 1 | 60 | Kitchen | 2168411 | Kitchen | 0.0020539
Track | Halogen |  | PAR | 3 | 30 | Kitchen | 2168411 | Kitchen | 0.0020539
Recessed - other | Incandescent |  | Standard A Lamp | 1 | 60 | Kitchen | 2168411 | Kitchen | 0.0020539
Ceiling Fixture | Incandescent |  | Standard A Lamp | 1 | 60 | Laundry Room | 2168412 | Laundry Room | 0.0020539
Table | Incandescent |  | Standard A Lamp | 1 | 75 | Living Room | 2168413 | Living Room | 0.0020539
Floor lamp | Incandescent |  | Decorative | 4 | 40 | Living Room | 2168413 | Living Room | 0.0020539
Table | Incandescent |  | Standard A Lamp | 1 | 65 | Family Room | 216891 | Family Room | 0.00094081
Wall Mount | Linear Fluorescent | 24 | T-12 | 1 | 20 | Bathroom | 216892 | Bathroom | 0.00094081
Ceiling Fixture | Incandescent |  | Standard A Lamp | 2 | 75 | Bedroom | 216893 | Bedroom | 0.00094081
Ceiling Fixture | Incandescent |  | Standard A Lamp | 1 | 75 | Bedroom | 216894 | Bedroom | 0.00094081
Ceiling Fixture | Compact Fluorescent |  | Twist | 1 | 22 | Hall | 216895 | Hall | 0.00094081
Ceiling Fixture | Incandescent |  | Standard A Lamp | 1 | 75 | Garage | 216896 | Garage | 0.00094081
Ceiling Fixture | Linear Fluorescent | 48 | T-8 | 2 | 32 | Garage | 216896 | Garage | 0.00094081
Ceiling Fixture | Incandescent |  | Heat Lamp | 1 | 150 | Garage | 216896 | Garage | 0.00094081
Recessed - other | Incandescent |  | Standard A Lamp | 1 | 75 | Hall | 216897 | Hall | 0.00094081
Recessed - other | Incandescent |  | Standard A Lamp | 2 | 75 | Kitchen | 216898 | Kitchen | 0.00094081
Ceiling Fixture | Incandescent |  | Standard A Lamp | 1 | 75 | Laundry Room | 216899 | Laundry Room | 0.00094081
Chandelier (Hanging) | Incandescent |  | Standard A Lamp | 1 | 75 | Living Room | 2168910 | Living Room | 0.00094081
Wall Mount | Compact Fluorescent |  | Twist | 1 | 22 | Living Room | 2168910 | Living Room | 0.00094081
Table | Incandescent |  | Standard A Lamp | 1 | 75 | Living Room | 2168910 | Living Room | 0.00094081
Chandelier (Hanging) | Incandescent |  | Mini base | 3 | 40 | Office | 2168911 | Office | 0.00094081
Wall Mount | Linear Fluorescent | 24 | T-12 | 1 | 20 | Bathroom | 2168912 | Bathroom | 0.00094081
Ceiling Fixture | Linear Fluorescent | 20 | T-8 | 2 | 20 | Bathroom | 2168912 | Bathroom | 0.00094081
Wall Mount | Incandescent |  | Clear | 4 | 40 | Bathroom | 216921 | Bathroom | 0.002127
Ceiling Fixture | Linear Fluorescent | 22 | T-8 | 2 | 16 | Hall | 216922 | Hall | 0.002127
Ceiling Fixture | Incandescent |  | Standard A Lamp | 2 | 60 | Bedroom | 216923 | Bedroom | 0.002127
Table | Incandescent |  | Standard A Lamp | 1 | 60 | Bedroom | 216923 | Bedroom | 0.002127
Ceiling Fixture | Incandescent |  | Standard A Lamp | 2 | 60 | Bedroom | 216924 | Bedroom | 0.002127
Table | Incandescent |  | Standard A Lamp | 1 | 100 | Bedroom | 216924 | Bedroom | 0.002127
Recessed - other | Incandescent |  | Standard A Lamp | 1 | 100 | Bedroom | 216925 | Bedroom | 0.002127
Ceiling Fixture | Incandescent |  | Standard A Lamp | 1 | 60 | Bedroom | 216926 | Bedroom | 0.002127
Table | Incandescent |  | Standard A Lamp | 1 | 100 | Bedroom | 216926 | Bedroom | 0.002127
Ceiling Fixture | Incandescent |  | Standard A Lamp | 2 | 60 | Closet | 216927 | Closet | 0.002127
Ceiling Fan | Incandescent |  | Standard A Lamp | 3 | 60 | Dining Room | 216928 | Dining Room | 0.002127
Ceiling Fixture | Compact Fluorescent |  | Twist | 3 | 22 | Dining Room | 216928 | Dining Room | 0.002127
Ceiling Fixture | Incandescent |  | Standard A Lamp | 1 | 100 | Garage | 216929 | Garage | 0.002127
Track | Other |  | Mercury Vapor | 1 | 150 | Garage | 216929 | Garage | 0.002127
Ceiling Fixture | Compact Fluorescent |  | Twist | 2 | 15 | Kitchen | 2169210 | Kitchen | 0.002127
Ceiling Fan | Compact Fluorescent |  | Straight Tube | 2 | 28 | Kitchen | 2169210 | Kitchen | 0.002127
Ceiling Fixture | Compact Fluorescent |  | Twist | 1 | 15 | Kitchen | 2169210 | Kitchen | 0.002127
Ceiling Fixture | Compact Fluorescent |  | Twist | 1 | 15 | Laundry Room | 2169211 | Laundry Room | 0.002127
Chandelier (Hanging) | Compact Fluorescent |  | Twist | 1 | 15 | Living Room | 2169212 | Living Room | 0.002127
Table | Incandescent |  | Standard A Lamp | 1 | 100 | Living Room | 2169212 | Living Room | 0.002127
Table | Compact Fluorescent |  | Twist | 1 | 15 | Living Room | 2169212 | Living Room | 0.002127
Other | Linear Fluorescent |  | Fluorescent Other | 1 | 20 | Living Room | 2169212 | Living Room | 0.002127
Low bay | Linear Fluorescent | 96 | T-12 | 2 | 100 | Other | 2169213 | Other | 0.002127
Ceiling Fixture | Linear Fluorescent | 44 | T-12 | 2 | 32 | Other | 2169214 | Other | 0.002127
Ceiling Fixture | Linear Fluorescent | 48 | T-8 | 2 | 32 | Bathroom | 217001 | Bathroom | 0.0020539
Wall Mount | Compact Fluorescent |  | Twist | 4 | 15 | Bathroom | 217001 | Bathroom | 0.0020539
Ceiling Fixture | Incandescent |  | Standard A Lamp | 2 | 60 | Bathroom | 217001 | Bathroom | 0.0020539
Floor lamp | Incandescent |  | Standard A Lamp | 1 | 60 | Bedroom | 217002 | Bedroom | 0.0020539
Ceiling Fixture | Incandescent |  | Standard A Lamp | 1 | 60 | Bedroom | 217002 | Bedroom | 0.0020539
Architectural | Incandescent |  | Decorative | 1 | 40 | Kitchen | 217003 | Kitchen | 0.0020539
Ceiling Fixture | Compact Fluorescent |  | Twist | 1 | 22 | Kitchen | 217003 | Kitchen | 0.0020539
Ceiling Fixture | Compact Fluorescent |  | Twist | 1 | 15 | Kitchen | 217003 | Kitchen | 0.0020539
Recessed - other | Linear Fluorescent | 16 | T-8 | 1 | 16 | Kitchen | 217003 | Kitchen | 0.0020539
Track | Halogen |  | PAR | 4 | 35 | Living Room | 217004 | Living Room | 0.0020539
Chandelier (Hanging) | Incandescent |  | Standard A Lamp | 1 | 60 | Living Room | 217004 | Living Room | 0.0020539
Other | Incandescent |  | Standard A Lamp | 1 | 40 | Living Room | 217004 | Living Room | 0.0020539
Table | Incandescent |  | Standard A Lamp | 1 | 60 | Master Bedroom | 217005 | Master Bedroom | 0.0020539
Ceiling Fixture | Incandescent |  | Standard A Lamp | 2 | 60 | Master Bedroom | 217005 | Master Bedroom | 0.0020539
Table | Incandescent |  | Standard A Lamp | 1 | 60 | Office | 217006 | Office | 0.0020539
Wall Mount | Compact Fluorescent |  | Twist | 1 | 15 | Office | 217006 | Office | 0.0020539
Table | Linear Fluorescent | 16 | T-8 | 1 | 16 | Office | 217006 | Office | 0.0020539
Table | Halogen |  | MR | 1 | 20 | Office | 217006 | Office | 0.0020539
Wall Mount | Compact Fluorescent |  | Twist | 2 | 15 | Bathroom | 217011 | Bathroom | 0.00028447
Ceiling Fixture | Compact Fluorescent |  | Pin base | 1 | 22 | Bedroom | 217012 | Bedroom | 0.00028447
Table | Compact Fluorescent |  | Twist | 1 | 15 | Bedroom | 217012 | Bedroom | 0.00028447
Ceiling Fixture | Compact Fluorescent |  | Twist | 1 | 15 | Hall | 217013 | Hall | 0.00028447
Ceiling Fixture | Incandescent |  | Standard A Lamp | 1 | 40 | Kitchen | 217014 | Kitchen | 0.00028447
Recessed Can | Incandescent |  | Standard A Lamp | 1 | 60 | Kitchen | 217014 | Kitchen | 0.00028447
Wall Mount | Incandescent |  | Standard A Lamp | 1 | 60 | Kitchen | 217014 | Kitchen | 0.00028447
Ceiling Fixture | Compact Fluorescent |  | Twist | 1 | 26 | Laundry Room | 217015 | Laundry Room | 0.00028447
Ceiling Fixture | Compact Fluorescent |  | Twist | 2 | 15 | Living Room | 217016 | Living Room | 0.00028447
Ceiling Fixture | Compact Fluorescent |  | Twist | 1 | 15 | Office | 217017 | Office | 0.00028447
Wall Mount | Compact Fluorescent |  | Twist | 2 | 15 | Bathroom | 217018 | Bathroom | 0.00028447
Ceiling Fixture | Compact Fluorescent |  | Twist | 1 | 15 | Bedroom | 217019 | Bedroom | 0.00028447
Ceiling Fixture | Compact Fluorescent |  | Twist | 1 | 15 | Bedroom | 2170110 | Bedroom | 0.00028447
Table | Incandescent |  | Standard A Lamp | 1 | 60 | Bedroom | 2170110 | Bedroom | 0.00028447
Ceiling Fixture | Compact Fluorescent |  | Twist | 1 | 15 | Hall | 2170111 | Hall | 0.00028447
Recessed Can | Incandescent |  | Reflector | 1 | 65 | Kitchen | 217031 | Kitchen | 0.00047324
Ceiling Fixture | Incandescent |  | Standard A Lamp | 1 | 40 | Hall | 217032 | Hall | 0.00047324
Wall Mount | Incandescent |  | Globe | 6 | 60 | Bathroom | 217033 | Bathroom | 0.00047324
Wall Mount | Incandescent |  | Standard A Lamp | 1 | 40 | Bathroom | 217033 | Bathroom | 0.00047324
Recessed - other | Incandescent |  | Heat Lamp | 1 | 250 | Bathroom | 217033 | Bathroom | 0.00047324
Ceiling Fixture | Compact Fluorescent |  | Twist | 2 | 15 | Bathroom | 217034 | Bathroom | 0.00047324
Wall Mount | Incandescent |  | Decorative | 1 | 40 | Bedroom | 217035 | Bedroom | 0.00047324
Table | Incandescent |  | Standard A Lamp | 1 | 75 | Bedroom | 217035 | Bedroom | 0.00047324
Ceiling Fixture | Compact Fluorescent |  | Twist | 2 | 15 | Bedroom | 217035 | Bedroom | 0.00047324
Ceiling Fixture | Incandescent |  | Standard A Lamp | 1 | 60 | Living Room | 217036 | Living Room | 0.00047324
Floor lamp | Incandescent |  | Standard A Lamp | 1 | 75 | Living Room | 217036 | Living Room | 0.00047324
Table | Incandescent |  | 3-Way Incandescent | 1 | 75 | Living Room | 217036 | Living Room | 0.00047324
Ceiling Fixture | Incandescent |  | Standard A Lamp | 1 | 60 | Bedroom | 217037 | Bedroom | 0.00047324
Ceiling Fixture | Compact Fluorescent |  | Twist | 1 | 15 | Bedroom | 217037 | Bedroom | 0.00047324
Ceiling Fixture | Incandescent |  | Standard A Lamp | 1 | 60 | Family Room | 217038 | Family Room | 0.00047324
Table | Incandescent |  | Standard A Lamp | 1 | 75 | Family Room | 217038 | Family Room | 0.00047324
Floor lamp | Incandescent |  | Standard A Lamp | 1 | 75 | Family Room | 217038 | Family Room | 0.00047324
Ceiling Fixture | Incandescent |  | Standard A Lamp | 2 | 60 | Laundry Room | 217039 | Laundry Room | 0.00047324
Ceiling Fixture | Incandescent |  | Standard A Lamp | 4 | 60 | Bedroom | 217071 | Bedroom | 0.00047324
Ceiling Fixture | Incandescent |  | Standard A Lamp | 1 | 60 | Bathroom | 217072 | Bathroom | 0.00047324
Wall Mount | Incandescent |  | Globe | 7 | 60 | Bathroom | 217072 | Bathroom | 0.00047324
Ceiling Fixture | Incandescent |  | Reflector | 1 | 65 | Bathroom | 217073 | Bathroom | 0.00047324
Wall Mount | Incandescent |  | Decorative | 1 | 60 | Bathroom | 217073 | Bathroom | 0.00047324
Wall Mount | Incandescent |  | Standard A Lamp | 1 | 60 | Bathroom | 217074 | Bathroom | 0.00047324
Ceiling Fixture | Incandescent |  | Reflector | 2 | 65 | Bathroom | 217074 | Bathroom | 0.00047324
Chandelier (Hanging) | Incandescent |  | Standard A Lamp | 2 | 60 | Bedroom | 217075 | Bedroom | 0.00047324
Chandelier (Hanging) | Incandescent |  | Standard A Lamp | 1 | 60 | Bedroom | 217076 | Bedroom | 0.00047324
Table | Incandescent |  | Standard A Lamp | 1 | 60 | Bedroom | 217076 | Bedroom | 0.00047324
Chandelier (Hanging) | Compact Fluorescent |  | Twist | 1 | 15 | Bedroom | 217077 | Bedroom | 0.00047324
Table | Compact Fluorescent |  | 3-Way CFL | 1 | 11 | Bedroom | 217077 | Bedroom | 0.00047324
Ceiling Fixture | Compact Fluorescent |  | Circline (Screw Base) | 1 | 22 | Closet | 217078 | Closet | 0.00047324
Ceiling Fixture | Incandescent |  | Standard A Lamp | 1 | 60 | Closet | 217079 | Closet | 0.00047324
Ceiling Fixture | Incandescent |  | Globe | 2 | 75 | Family Room | 2170710 | Family Room | 0.00047324
Chandelier (Hanging) | Incandescent |  | Standard A Lamp | 3 | 60 | Family Room | 2170710 | Family Room | 0.00047324
Table | Incandescent |  | Standard A Lamp | 1 | 60 | Family Room | 2170710 | Family Room | 0.00047324
Ceiling Fixture | Incandescent |  | Decorative | 1 | 40 | Family Room | 2170710 | Family Room | 0.00047324
Ceiling Fixture | Incandescent |  | Standard A Lamp | 2 | 60 | Hall | 2170711 | Hall | 0.00047324
Chandelier (Hanging) | Incandescent |  | Decorative | 6 | 60 | Hall | 2170711 | Hall | 0.00047324
Wall Mount | Incandescent |  | Standard A Lamp | 1 | 60 | Hall | 2170711 | Hall | 0.00047324
Ceiling Fan | Compact Fluorescent |  | Twist | 6 | 15 | Kitchen | 2170712 | Kitchen | 0.00047324
Chandelier (Hanging) | Incandescent |  | Decorative | 6 | 40 | Kitchen | 2170712 | Kitchen | 0.00047324
Ceiling Fixture | Compact Fluorescent |  | Circline (Screw Base) | 1 | 28 | Living Room | 2170713 | Living Room | 0.00047324
Table | Compact Fluorescent |  | Twist | 1 | 15 | Living Room | 2170714 | Living Room | 0.00047324
Ceiling Fixture | Incandescent |  | Standard A Lamp | 1 | 60 | Living Room | 2170714 | Living Room | 0.00047324
Ceiling Fixture | Incandescent |  | Standard A Lamp | 1 | 40 | Other | 2170715 | Other | 0.00047324
Ceiling Fixture | Linear Fluorescent | 48 | T-12 | 3 | 40 | Other | 2170716 | Other | 0.00047324
Ceiling Fixture | Linear Fluorescent | 48 | T-12 | 2 | 40 | Other | 2170717 | Other | 0.00047324
Ceiling Fixture | Incandescent |  | Standard A Lamp | 1 | 60 | Other | 2170718 | Other | 0.00047324
Ceiling Fixture | Linear Fluorescent | 24 | T-12 | 2 | 20 | Other | 2170718 | Other | 0.00047324
Ceiling Fixture | Incandescent |  | Standard A Lamp | 1 | 60 | Bedroom | 217081 | Bedroom | 0.00094081
Ceiling Fixture | Incandescent |  | Standard A Lamp | 1 | 60 | Bedroom | 217082 | Bedroom | 0.00094081
Ceiling Fixture | Incandescent |  | Standard A Lamp | 1 | 100 | Garage | 217083 | Garage | 0.00094081
Garage door opener | Incandescent |  | Standard A Lamp | 1 | 60 | Garage | 217083 | Garage | 0.00094081
Wall Mount | Incandescent |  | Globe | 4 | 40 | Bathroom | 217084 | Bathroom | 0.00094081
Ceiling Fixture | Incandescent |  | Standard A Lamp | 1 | 60 | Hall | 217085 | Hall | 0.00094081
Ceiling Fixture | Incandescent |  | Standard A Lamp | 1 | 60 | Hall | 217086 | Hall | 0.00094081
Chandelier (Hanging) | Incandescent |  | Standard A Lamp | 5 | 60 | Kitchen | 217087 | Kitchen | 0.00094081
Ceiling Fixture | Linear Fluorescent | 48 | T-12 | 4 | 40 | Kitchen | 217087 | Kitchen | 0.00094081
Recessed Can | Incandescent |  | Reflector | 1 | 65 | Kitchen | 217087 | Kitchen | 0.00094081
Ceiling Fixture | Linear Fluorescent | 48 | T-12 | 2 | 40 | Laundry Room | 217088 | Laundry Room | 0.00094081
Ceiling Fan | Incandescent |  | Standard A Lamp | 3 | 60 | Living Room | 217089 | Living Room | 0.00094081
Table | Incandescent |  | Standard A Lamp | 1 | 60 | Living Room | 217089 | Living Room | 0.00094081
Recessed Can | Incandescent |  | Reflector | 1 | 65 | Living Room | 217089 | Living Room | 0.00094081
Wall Mount | Incandescent |  | Globe | 4 | 40 | Bathroom | 2170810 | Bathroom | 0.00094081
Ceiling Fixture | Incandescent |  | Standard A Lamp | 2 | 60 | Master Bedroom | 2170811 | Master Bedroom | 0.00094081
Ceiling Fixture | Linear Fluorescent | 48 | T-12 | 2 | 40 | Closet | 2170812 | Closet | 0.00094081
Wall Mount | Compact Fluorescent |  | Twist | 5 | 15 | Bathroom | 217101 | Bathroom | 0.0005169
Ceiling Fixture | Compact Fluorescent |  | Twist | 2 | 23 | Bedroom | 217102 | Bedroom | 0.0005169
Table | Incandescent |  | Standard A Lamp | 1 | 100 | Bedroom | 217102 | Bedroom | 0.0005169
Wall Mount | Compact Fluorescent |  | Twist | 1 | 23 | Closet | 217103 | Closet | 0.0005169
Wall Mount | Compact Fluorescent |  | Twist | 1 | 23 | Closet | 217104 | Closet | 0.0005169
Ceiling Fixture | Compact Fluorescent |  | Pin base | 2 | 15 | Dining Room | 217105 | Dining Room | 0.0005169
Ceiling Fixture | Compact Fluorescent |  | Twist | 1 | 23 | Hall | 217106 | Hall | 0.0005169
High bay | Linear Fluorescent | 48 | T-12 | 2 | 40 | Garage | 217107 | Garage | 0.0005169
Ceiling Fan | Compact Fluorescent |  | Twist | 3 | 23 | Garage | 217107 | Garage | 0.0005169
Ceiling Fixture | Compact Fluorescent |  | Twist | 1 | 23 | Garage | 217107 | Garage | 0.0005169
Ceiling Fixture | Compact Fluorescent |  | Twist | 1 | 13 | Hall | 217108 | Hall | 0.0005169
Recessed Can | Compact Fluorescent |  | Twist | 1 | 15 | Kitchen | 217109 | Kitchen | 0.0005169
Recessed Can | Compact Fluorescent |  | Twist | 1 | 27 | Kitchen | 217109 | Kitchen | 0.0005169
Table | Compact Fluorescent |  | Twist | 1 | 17 | Kitchen | 217109 | Kitchen | 0.0005169
Low bay | Linear Fluorescent | 12 | T-5 | 1 | 13 | Kitchen | 217109 | Kitchen | 0.0005169
Ceiling Fixture | Compact Fluorescent |  | Twist | 1 | 27 | Laundry Room | 2171010 | Laundry Room | 0.0005169
Table | Compact Fluorescent |  | Twist | 1 | 23 | Living Room | 2171011 | Living Room | 0.0005169
Recessed - other | Incandescent |  | Reflector | 1 | 40 | Living Room | 2171011 | Living Room | 0.0005169
Wall Mount | Compact Fluorescent |  | Twist | 4 | 13 | Bathroom | 2171012 | Bathroom | 0.0005169
Recessed - other | Compact Fluorescent |  | Twist | 1 | 15 | Bathroom | 2171012 | Bathroom | 0.0005169
Ceiling Fixture | Compact Fluorescent |  | Twist | 2 | 23 | Master Bedroom | 2171013 | Master Bedroom | 0.0005169
Table | Compact Fluorescent |  | Twist | 1 | 23 | Master Bedroom | 2171013 | Master Bedroom | 0.0005169
Wall Mount | Compact Fluorescent |  | Twist | 1 | 27 | Closet | 2171014 | Closet | 0.0005169
Ceiling Fixture | Compact Fluorescent |  | Twist | 2 | 23 | Office | 2171015 | Office | 0.0005169
Table | Compact Fluorescent |  | Twist | 1 | 23 | Office | 2171015 | Office | 0.0005169
Wall Mount | Incandescent |  | Standard A Lamp | 1 | 100 | Bathroom | 217191 | Bathroom | 0.00052955
Ceiling Fixture | Incandescent |  | Standard A Lamp | 1 | 100 | Bedroom | 217192 | Bedroom | 0.00052955
Table | Incandescent |  | Standard A Lamp | 1 | 60 | Bedroom | 217192 | Bedroom | 0.00052955
Ceiling Fixture | Incandescent |  | Standard A Lamp | 1 | 100 | Bedroom | 217193 | Bedroom | 0.00052955
Table | Incandescent |  | Standard A Lamp | 1 | 60 | Bedroom | 217193 | Bedroom | 0.00052955
Wall Mount | Incandescent |  | Standard A Lamp | 1 | 100 | Bathroom | 217194 | Bathroom | 0.00052955
Ceiling Fixture | Incandescent |  | Standard A Lamp | 1 | 100 | Bedroom | 217195 | Bedroom | 0.00052955
Ceiling Fixture | Incandescent |  | Standard A Lamp | 1 | 75 | Bedroom | 217196 | Bedroom | 0.00052955
Wall Mount | Incandescent |  | Standard A Lamp | 1 | 100 | Bedroom | 217196 | Bedroom | 0.00052955
Ceiling Fixture | Incandescent |  | Standard A Lamp | 1 | 100 | Closet | 217197 | Closet | 0.00052955
Ceiling Fixture | Incandescent |  | Standard A Lamp | 1 | 60 | Closet | 217198 | Closet | 0.00052955
Ceiling Fixture | Incandescent |  | Standard A Lamp | 1 | 40 | Closet | 217199 | Closet | 0.00052955
Ceiling Fixture | Incandescent |  | Standard A Lamp | 1 | 100 | Closet | 2171910 | Closet | 0.00052955
Wall Mount | Incandescent |  | Standard A Lamp | 1 | 100 | Hall | 2171911 | Hall | 0.00052955
Ceiling Fixture | Incandescent |  | Standard A Lamp | 1 | 60 | Kitchen | 2171912 | Kitchen | 0.00052955
Ceiling Fixture | Incandescent |  | Standard A Lamp | 1 | 125 | Other | 2171913 | Other | 0.00052955
Ceiling Fixture | Incandescent |  | Standard A Lamp | 1 | 100 | Closet | 2171914 | Closet | 0.00052955
Ceiling Fixture | Incandescent |  | Standard A Lamp | 1 | 100 | Closet | 2171915 | Closet | 0.00052955
Ceiling Fixture | Incandescent |  | Standard A Lamp | 1 | 100 | Closet | 2171916 | Closet | 0.00052955
Ceiling Fixture | Incandescent |  | Standard A Lamp | 3 | 100 | Family Room | 2171917 | Family Room | 0.00052955
Ceiling Fixture | Linear Fluorescent | 48 | T-12 | 2 | 60 | Kitchen | 2171918 | Kitchen | 0.00052955
Wall Mount | Linear Fluorescent | 12 | T-12 | 1 | 20 | Kitchen | 2171918 | Kitchen | 0.00052955
Wall Mount | Incandescent |  | Standard A Lamp | 1 | 100 | Kitchen | 2171918 | Kitchen | 0.00052955
Ceiling Fixture | Incandescent |  | Standard A Lamp | 1 | 90 | Laundry Room | 2171919 | Laundry Room | 0.00052955
Ceiling Fixture | Incandescent |  | Standard A Lamp | 1 | 90 | Living Room | 2171920 | Living Room | 0.00052955
Ceiling Fixture | Incandescent |  | Standard A Lamp | 1 | 100 | Hall | 2171921 | Hall | 0.00052955
Ceiling Fixture | Incandescent |  | Standard A Lamp | 1 | 100 | Hall | 2171922 | Hall | 0.00052955
Ceiling Fixture | Incandescent |  | Standard A Lamp | 4 | 40 | Dining Room | 217201 | Dining Room | 0.00094081
Ceiling Fixture | Linear Fluorescent | 96 | T-12 | 4 | 60 | Kitchen | 217202 | Kitchen | 0.00094081
Ceiling Fixture | Incandescent |  | Standard A Lamp | 4 | 60 | Laundry Room | 217203 | Laundry Room | 0.00094081
Ceiling Fixture | Linear Fluorescent | 96 | Fluorescent Other | 2 | 110 | Garage | 217204 | Garage | 0.00094081
Garage door opener | Incandescent |  | Standard A Lamp | 2 | 100 | Garage | 217204 | Garage | 0.00094081
Table | Incandescent |  | Standard A Lamp | 1 | 60 | Living Room | 217205 | Living Room | 0.00094081
Table | Incandescent |  | 3-Way Incandescent | 1 | 100 | Living Room | 217205 | Living Room | 0.00094081
Ceiling Fixture | Incandescent |  | Standard A Lamp | 1 | 60 | Hall | 217206 | Hall | 0.00094081
Ceiling Fixture | Linear Fluorescent | 48 | T-12 | 1 | 40 | Bathroom | 217207 | Bathroom | 0.00094081
Ceiling Fixture | Incandescent |  | Standard A Lamp | 1 | 60 | Bathroom | 217207 | Bathroom | 0.00094081
Ceiling Fixture | Incandescent |  | Standard A Lamp | 2 | 75 | Office | 217208 | Office | 0.00094081
Ceiling Fixture | Incandescent |  | Standard A Lamp | 2 | 75 | Bedroom | 217209 | Bedroom | 0.00094081
Table | Incandescent |  | Standard A Lamp | 1 | 75 | Bedroom | 217209 | Bedroom | 0.00094081
Table | Incandescent |  | Decorative | 1 | 7 | Master Bedroom | 2172010 | Master Bedroom | 0.00094081
Table | Incandescent |  | Standard A Lamp | 1 | 60 | Master Bedroom | 2172010 | Master Bedroom | 0.00094081
Ceiling Fixture | Incandescent |  | Standard A Lamp | 2 | 75 | Master Bedroom | 2172010 | Master Bedroom | 0.00094081
Wall Mount | Incandescent |  | Globe | 3 | 60 | Bathroom | 2172011 | Bathroom | 0.00094081
Ceiling Fixture | Compact Fluorescent |  | Twist | 1 | 22 | Bathroom | 217221 | Bathroom | 0.00052955
Wall Mount | Incandescent |  | Standard A Lamp | 3 | 60 | Bathroom | 217221 | Bathroom | 0.00052955
Ceiling Fan | Incandescent |  | Globe | 3 | 40 | Bedroom | 217222 | Bedroom | 0.00052955
Wall Mount | Incandescent |  | Standard A Lamp | 1 | 60 | Bathroom | 217223 | Bathroom | 0.00052955
Ceiling Fixture | Compact Fluorescent |  | Twist | 1 | 22 | Bedroom | 217224 | Bedroom | 0.00052955
Ceiling Fixture | Incandescent |  | Standard A Lamp | 1 | 60 | Hall | 217225 | Hall | 0.00052955
Ceiling Fixture | Compact Fluorescent |  | Circline (Screw Base) | 1 | 36 | Laundry Room | 217226 | Laundry Room | 0.00052955
Recessed Can | Incandescent |  | Standard A Lamp | 1 | 75 | Family Room | 217227 | Family Room | 0.00052955
Ceiling Fixture | Linear Fluorescent | 48 | T-8 | 2 | 40 | Other | 217228 | Other | 0.00052955
Ceiling Fixture | Linear Fluorescent | 48 | T-12 | 2 | 40 | Garage | 217229 | Garage | 0.00052955
Garage door opener | Incandescent |  | Standard A Lamp | 2 | 60 | Garage | 217229 | Garage | 0.00052955
Ceiling Fixture | Compact Fluorescent |  | Twist | 1 | 28 | Hall | 2172210 | Hall | 0.00052955
Chandelier (Hanging) | Incandescent |  | Mini base | 5 | 25 | Kitchen | 2172211 | Kitchen | 0.00052955
Ceiling Fixture | Linear Fluorescent | 48 | T-12 | 2 | 32 | Kitchen | 2172211 | Kitchen | 0.00052955
Torchiere | Compact Fluorescent |  | Circline (Screw Base) | 1 | 28 | Living Room | 2172212 | Living Room | 0.00052955
Ceiling Fan | Compact Fluorescent |  | Twist | 4 | 22 | Master Bedroom | 2172213 | Master Bedroom | 0.00052955
Table | Incandescent |  | Mini base | 1 | 25 | Master Bedroom | 2172213 | Master Bedroom | 0.00052955
Ceiling Fan | Incandescent |  | Clear | 3 | 40 | Hall | 2172214 | Hall | 0.00052955
Wall Mount | Incandescent |  | Standard A Lamp | 3 | 60 | Bathroom | 217331 | Bathroom | 0.00029634
Ceiling Fixture | Incandescent |  | Standard A Lamp | 2 | 60 | Bedroom | 217332 | Bedroom | 0.00029634
Ceiling Fixture | Incandescent |  | Standard A Lamp | 2 | 60 | Bedroom | 217333 | Bedroom | 0.00029634
Ceiling Fixture | Incandescent |  | Standard A Lamp | 2 | 60 | Bedroom | 217334 | Bedroom | 0.00029634
Torchiere | Incandescent |  | Standard A Lamp | 1 | 150 | Bedroom | 217334 | Bedroom | 0.00029634
Torchiere | Incandescent |  | Standard A Lamp | 1 | 60 | Bedroom | 217334 | Bedroom | 0.00029634
Table | Compact Fluorescent |  | Mini base | 1 | 7 | Bedroom | 217334 | Bedroom | 0.00029634
Ceiling Fixture | Incandescent |  | Standard A Lamp | 2 | 60 | Family Room | 217335 | Family Room | 0.00029634
Ceiling Fixture | Compact Fluorescent |  | Twist | 2 | 15 | Family Room | 217335 | Family Room | 0.00029634
Torchiere | Incandescent |  | Standard A Lamp | 1 | 60 | Family Room | 217335 | Family Room | 0.00029634
Wall Mount | Incandescent |  | Standard A Lamp | 2 | 60 | Bathroom | 217336 | Bathroom | 0.00029634
Ceiling Fixture | Incandescent |  | Standard A Lamp | 2 | 60 | Bedroom | 217337 | Bedroom | 0.00029634
Ceiling Fixture | Incandescent |  | Standard A Lamp | 2 | 60 | Bedroom | 217338 | Bedroom | 0.00029634
Other | Incandescent |  | Mini base | 1 | 7 | Bedroom | 217338 | Bedroom | 0.00029634
Wall Mount | Compact Fluorescent |  | Twist | 1 | 15 | Other | 217339 | Other | 0.00029634
Ceiling Fixture | Incandescent |  | Reflector | 1 | 125 | Garage | 2173310 | Garage | 0.00029634
Ceiling Fixture | Incandescent |  | Standard A Lamp | 1 | 100 | Garage | 2173310 | Garage | 0.00029634
Garage door opener | Incandescent |  | Standard A Lamp | 1 | 60 | Garage | 2173310 | Garage | 0.00029634
Chandelier (Hanging) | Incandescent |  | Standard A Lamp | 5 | 60 | Kitchen | 2173311 | Kitchen | 0.00029634
Recessed Can | Incandescent |  | Reflector | 1 | 65 | Kitchen | 2173311 | Kitchen | 0.00029634
Recessed Can | Compact Fluorescent |  | Reflector | 1 | 15 | Kitchen | 2173311 | Kitchen | 0.00029634
Ceiling Fixture | Incandescent |  | Standard A Lamp | 2 | 60 | Laundry Room | 2173312 | Laundry Room | 0.00029634
Ceiling Fixture | Incandescent |  | Standard A Lamp | 2 | 60 | Bathroom | 2173313 | Bathroom | 0.00029634
Wall Mount | Incandescent |  | Standard A Lamp | 4 | 60 | Bathroom | 2173313 | Bathroom | 0.00029634
Ceiling Fixture | Incandescent |  | Standard A Lamp | 1 | 60 | Master Bedroom | 2173314 | Master Bedroom | 0.00029634
Ceiling Fan | Incandescent |  | Standard A Lamp | 2 | 60 | Master Bedroom | 2173314 | Master Bedroom | 0.00029634
Wall Mount | Incandescent |  | Standard A Lamp | 1 | 60 | Other | 2173315 | Other | 0.00029634
Ceiling Fan | Incandescent |  | Standard A Lamp | 4 | 60 | Family Room | 2173316 | Family Room | 0.00029634
Table | Compact Fluorescent |  | Twist | 1 | 15 | Family Room | 2173316 | Family Room | 0.00029634
Ceiling Fixture | Incandescent |  | Standard A Lamp | 1 | 60 | Family Room | 2173316 | Family Room | 0.00029634
Recessed Can | Incandescent |  | Reflector | 1 | 50 | Bathroom | 217411 | Bathroom | 0.0010836
Wall Mount | Incandescent |  | Mini base | 1 | 7 | Bathroom | 217411 | Bathroom | 0.0010836
Wall Mount | Compact Fluorescent |  | Globe | 5 | 15 | Bathroom | 217412 | Bathroom | 0.0010836
Wall Mount | Incandescent |  | Other | 1 | 5 | Bathroom | 217412 | Bathroom | 0.0010836
Table | Compact Fluorescent |  | Twist | 1 | 15 | Bedroom | 217413 | Bedroom | 0.0010836
Wall Mount | Compact Fluorescent |  | Twist | 1 | 15 | Closet | 217414 | Closet | 0.0010836
Recessed Can | Compact Fluorescent |  | Twist | 1 | 15 | Closet | 217415 | Closet | 0.0010836
Recessed - other | Compact Fluorescent |  | Reflector | 1 | 15 | Closet | 217416 | Closet | 0.0010836
Recessed - other | Compact Fluorescent |  | Reflector | 1 | 15 | Closet | 217417 | Closet | 0.0010836
Chandelier (Hanging) | Incandescent |  | Mini base | 6 | 60 | Dining Room | 217418 | Dining Room | 0.0010836
Recessed Can | Compact Fluorescent |  | Twist | 1 | 15 | Hall | 217419 | Hall | 0.0010836
Other | Incandescent |  | Other | 9 | 40 | Hall | 217419 | Hall | 0.0010836
Table | Incandescent |  | Mini base | 1 | 25 | Hall | 217419 | Hall | 0.0010836
Wall Mount | Incandescent |  | Mini base | 1 | 7 | Hall | 217419 | Hall | 0.0010836
Recessed Can | Incandescent |  | Reflector | 1 | 65 | Family Room | 2174110 | Family Room | 0.0010836
Torchiere | Compact Fluorescent |  | Twist | 1 | 15 | Family Room | 2174110 | Family Room | 0.0010836
Ceiling Fixture | Linear Fluorescent | 48 | T-12 | 4 | 40 | Garage | 2174111 | Garage | 0.0010836
Ceiling Fixture | Halogen |  | Quartz Tube | 1 | 300 | Garage | 2174111 | Garage | 0.0010836
Wall Mount | Linear Fluorescent | 12 | T-5 | 1 | 12 | Garage | 2174111 | Garage | 0.0010836
Table | Linear Fluorescent | 12 | T-12 | 1 | 15 | Garage | 2174111 | Garage | 0.0010836
Garage door opener | Compact Fluorescent |  | Twist | 1 | 15 | Garage | 2174111 | Garage | 0.0010836
Recessed Can | Compact Fluorescent |  | Reflector | 1 | 15 | Family Room | 2174112 | Family Room | 0.0010836
Torchiere | Incandescent |  | 3-Way Incandescent | 1 | 150 | Family Room | 2174112 | Family Room | 0.0010836
Floor lamp | Compact Fluorescent |  | Twist | 1 | 15 | Family Room | 2174112 | Family Room | 0.0010836
Recessed Can | Compact Fluorescent |  | Reflector | 1 | 15 | Hall | 2174113 | Hall | 0.0010836
Recessed Can | Incandescent |  | Reflector | 1 | 65 | Hall | 2174114 | Hall | 0.0010836
Recessed Can | Compact Fluorescent |  | Reflector | 1 | 15 | Kitchen | 2174115 | Kitchen | 0.0010836
Ceiling Fixture | Incandescent |  | Reflector | 1 | 45 | Dining Room | 2174116 | Dining Room | 0.0010836
Wall Mount | Linear Fluorescent | 18 | T-8 | 1 | 15 | Dining Room | 2174116 | Dining Room | 0.0010836
Recessed Can | Incandescent |  | Reflector | 1 | 65 | Dining Room | 2174116 | Dining Room | 0.0010836
Recessed Can | Compact Fluorescent |  | Reflector | 1 | 15 | Hall | 2174117 | Hall | 0.0010836
Chandelier (Hanging) | Incandescent |  | Mini base | 1 | 60 | Hall | 2174117 | Hall | 0.0010836
Ceiling Fixture | Linear Fluorescent | 48 | T-12 | 4 | 40 | Laundry Room | 2174118 | Laundry Room | 0.0010836
Torchiere | Compact Fluorescent |  | Twist | 1 | 15 | Living Room | 2174119 | Living Room | 0.0010836
Recessed Can | Compact Fluorescent |  | Reflector | 1 | 15 | Living Room | 2174119 | Living Room | 0.0010836
Recessed - other | Compact Fluorescent |  | Reflector | 2 | 15 | Living Room | 2174119 | Living Room | 0.0010836
Wall Mount | Incandescent |  | Standard A Lamp | 1 | 40 | Living Room | 2174119 | Living Room | 0.0010836
Recessed Can | Incandescent |  | Reflector | 1 | 50 | Bathroom | 2174120 | Bathroom | 0.0010836
Table | Compact Fluorescent |  | Twist | 1 | 15 | Master Bedroom | 2174121 | Master Bedroom | 0.0010836
Table | Compact Fluorescent |  | Twist | 1 | 15 | Master Bedroom | 2174121 | Master Bedroom | 0.0010836
Recessed Can | Incandescent |  | Reflector | 1 | 65 | Office | 2174122 | Office | 0.0010836
Table | Compact Fluorescent |  | Twist | 1 | 15 | Office | 2174122 | Office | 0.0010836
Floor lamp | Incandescent |  | Standard A Lamp | 3 | 60 | Office | 2174122 | Office | 0.0010836
Floor lamp | Incandescent |  | 3-Way Incandescent | 1 | 150 | Office | 2174122 | Office | 0.0010836
Recessed - other | Compact Fluorescent |  | Reflector | 1 | 15 | Bathroom | 2174123 | Bathroom | 0.0010836
Ceiling Fixture | Compact Fluorescent |  | Twist | 1 | 15 | Bathroom | 2174124 | Bathroom | 0.0010836
Wall Mount | Compact Fluorescent |  | Globe | 6 | 11 | Bathroom | 217461 | Bathroom | 0.0020539
Ceiling Fixture | Incandescent |  | Standard A Lamp | 2 | 40 | Bedroom | 217462 | Bedroom | 0.0020539
Table | Incandescent |  | Standard A Lamp | 1 | 40 | Bedroom | 217463 | Bedroom | 0.0020539
Ceiling Fixture | Incandescent |  | Standard A Lamp | 2 | 60 | Bedroom | 217463 | Bedroom | 0.0020539
Ceiling Fixture | Incandescent |  | Standard A Lamp | 2 | 60 | Bedroom | 217464 | Bedroom | 0.0020539
Recessed Can | Incandescent |  | Reflector | 1 | 65 | Family Room | 217465 | Family Room | 0.0020539
Ceiling Fixture | Incandescent |  | Standard A Lamp | 1 | 60 | Garage | 217466 | Garage | 0.0020539
Garage door opener | Incandescent |  | Standard A Lamp | 1 | 40 | Garage | 217466 | Garage | 0.0020539
Wall Mount | Incandescent |  | Globe | 4 | 40 | Bathroom | 217467 | Bathroom | 0.0020539
Chandelier (Hanging) | Incandescent |  | Decorative | 3 | 25 | Hall | 217468 | Hall | 0.0020539
Ceiling Fan | Compact Fluorescent |  | Twist | 2 | 15 | Hall | 217468 | Hall | 0.0020539
Ceiling Fixture | Compact Fluorescent |  | Twist | 2 | 22 | Hall | 217468 | Hall | 0.0020539
Recessed Can | Compact Fluorescent |  | Reflector | 1 | 22 | Kitchen | 217469 | Kitchen | 0.0020539
Chandelier (Hanging) | Incandescent |  | Clear | 1 | 100 | Kitchen | 217469 | Kitchen | 0.0020539
Ceiling Fixture | Incandescent |  | Standard A Lamp | 2 | 40 | Laundry Room | 2174610 | Laundry Room | 0.0020539
Chandelier (Hanging) | Incandescent |  | Decorative | 5 | 25 | Living Room | 2174611 | Living Room | 0.0020539
Table | Incandescent |  | Standard A Lamp | 1 | 40 | Living Room | 2174611 | Living Room | 0.0020539
Table | Incandescent |  | Standard A Lamp | 1 | 100 | Living Room | 2174611 | Living Room | 0.0020539
Wall Mount | Incandescent |  | Globe | 5 | 40 | Bathroom | 2174612 | Bathroom | 0.0020539
Ceiling Fixture | Incandescent |  | Standard A Lamp | 1 | 60 | Bathroom | 2174612 | Bathroom | 0.0020539
Table | Incandescent |  | Standard A Lamp | 1 | 100 | Bedroom | 2174613 | Bedroom | 0.0020539
Ceiling Fixture | Incandescent |  | Standard A Lamp | 1 | 60 | Closet | 2174614 | Closet | 0.0020539
Ceiling Fixture | Incandescent |  | Standard A Lamp | 1 | 60 | Bedroom | 217481 | Bedroom | 0.00029634
Ceiling Fixture | Incandescent |  | Decorative | 2 | 40 | Family Room | 217482 | Family Room | 0.00029634
Wall Mount | Compact Fluorescent |  | Twist | 1 | 15 | Bathroom | 217483 | Bathroom | 0.00029634
Ceiling Fan | Incandescent |  | Standard A Lamp | 1 | 60 | Bathroom | 217483 | Bathroom | 0.00029634
Ceiling Fixture | Incandescent |  | Standard A Lamp | 1 | 60 | Bedroom | 217484 | Bedroom | 0.00029634
Ceiling Fixture | Compact Fluorescent |  | Twist | 1 | 15 | Bedroom | 217485 | Bedroom | 0.00029634
Ceiling Fan | Compact Fluorescent |  | Twist | 3 | 15 | Dining Room | 217486 | Dining Room | 0.00029634
Ceiling Fan | Compact Fluorescent |  | Twist | 1 | 15 | Dining Room | 217486 | Dining Room | 0.00029634
Recessed Can | Compact Fluorescent |  | A shape bulb | 1 | 15 | Dining Room | 217486 | Dining Room | 0.00029634
Ceiling Fixture | Compact Fluorescent |  | Twist | 2 | 15 | Dining Room | 217486 | Dining Room | 0.00029634
Ceiling Fixture | Incandescent |  | Standard A Lamp | 2 | 60 | Garage | 217487 | Garage | 0.00029634
Ceiling Fixture | Compact Fluorescent |  | Twist | 1 | 15 | Garage | 217487 | Garage | 0.00029634
Garage door opener | Incandescent |  | Standard A Lamp | 2 | 60 | Garage | 217487 | Garage | 0.00029634
Ceiling Fixture | Linear Fluorescent | 48 | T-12 | 4 | 40 | Kitchen | 217488 | Kitchen | 0.00029634
Ceiling Fixture | Compact Fluorescent |  | Twist | 1 | 15 | Kitchen | 217488 | Kitchen | 0.00029634
Recessed Can | Compact Fluorescent |  | A shape bulb | 1 | 15 | Laundry Room | 217489 | Laundry Room | 0.00029634
Ceiling Fixture | Linear Fluorescent | 48 | T-12 | 4 | 40 | Laundry Room | 217489 | Laundry Room | 0.00029634
Recessed Can | Compact Fluorescent |  | A shape bulb | 1 | 15 | Living Room | 2174810 | Living Room | 0.00029634
Floor lamp | Compact Fluorescent |  | Twist | 1 | 15 | Living Room | 2174810 | Living Room | 0.00029634
Ceiling Fan | Incandescent |  | Standard A Lamp | 1 | 60 | Master Bedroom | 2174811 | Master Bedroom | 0.00029634
Table | Compact Fluorescent |  | Twist | 1 | 15 | Master Bedroom | 2174811 | Master Bedroom | 0.00029634
Wall Mount | Incandescent |  | Globe | 2 | 40 | Bathroom | 2174813 | Bathroom | 0.00029634
Wall Mount | Compact Fluorescent |  | Twist | 2 | 15 | Bathroom | 217531 | Bathroom | 0.00040077
Wall Mount | Incandescent |  | Standard A Lamp | 3 | 60 | Bathroom | 217532 | Bathroom | 0.00040077
Table | Incandescent |  | Standard A Lamp | 1 | 75 | Bedroom | 217533 | Bedroom | 0.00040077
Table | Compact Fluorescent |  | Twist | 1 | 22 | Bedroom | 217533 | Bedroom | 0.00040077
Torchiere | Incandescent |  | Standard A Lamp | 2 | 75 | Other | 217534 | Other | 0.00040077
Table | Incandescent |  | Standard A Lamp | 1 | 75 | Bedroom | 217535 | Bedroom | 0.00040077
Ceiling Fan | Compact Fluorescent |  | Twist | 1 | 22 | Living Room | 217536 | Living Room | 0.00040077
Ceiling Fixture | Incandescent |  | Standard A Lamp | 1 | 60 | Hall | 217537 | Hall | 0.00040077
Ceiling Fixture | Incandescent |  | Standard A Lamp | 2 | 40 | Kitchen | 217538 | Kitchen | 0.00040077
Ceiling Fixture | Incandescent |  | Standard A Lamp | 1 | 40 | Laundry Room | 217539 | Laundry Room | 0.00040077
Torchiere | Incandescent |  | Standard A Lamp | 1 | 100 | Family Room | 2175310 | Family Room | 0.00040077
Floor lamp | Compact Fluorescent |  | Twist | 1 | 15 | Family Room | 2175310 | Family Room | 0.00040077
Floor lamp | Incandescent |  | Standard A Lamp | 1 | 100 | Family Room | 2175310 | Family Room | 0.00040077
Chandelier (Hanging) | Incandescent |  | Standard A Lamp | 1 | 60 | Family Room | 2175310 | Family Room | 0.00040077
Ceiling Fixture | Linear Fluorescent | 48 | T-12 | 2 | 40 | Other | 2175311 | Other | 0.00040077
Ceiling Fixture | Incandescent |  | Standard A Lamp | 1 | 60 | Other | 2175311 | Other | 0.00040077
Wall Mount | Compact Fluorescent |  | Twist | 3 | 15 | Bathroom | 217681 | Bathroom | 0.0004784
Ceiling Fixture | Compact Fluorescent |  | Twist | 1 | 15 | Bedroom | 217682 | Bedroom | 0.0004784
Table | Compact Fluorescent |  | Twist | 1 | 15 | Bedroom | 217682 | Bedroom | 0.0004784
Recessed Can | Compact Fluorescent |  | Reflector | 1 | 15 | Garage | 217683 | Garage | 0.0004784
Ceiling Fixture | Compact Fluorescent |  | Twist | 1 | 15 | Garage | 217684 | Garage | 0.0004784
Garage door opener | Incandescent |  | Standard A Lamp | 2 | 60 | Garage | 217684 | Garage | 0.0004784
Ceiling Fixture | Compact Fluorescent |  | Twist | 1 | 15 | Hall | 217685 | Hall | 0.0004784
Ceiling Fixture | Halogen |  | MR | 4 | 50 | Kitchen | 217686 | Kitchen | 0.0004784
Recessed Can | Compact Fluorescent |  | Twist | 1 | 15 | Kitchen | 217686 | Kitchen | 0.0004784
Ceiling Fixture | Compact Fluorescent |  | Twist | 1 | 15 | Laundry Room | 217687 | Laundry Room | 0.0004784
Recessed Can | Compact Fluorescent |  | Reflector | 1 | 15 | Living Room | 217688 | Living Room | 0.0004784
Table | Compact Fluorescent |  | Twist | 1 | 15 | Living Room | 217688 | Living Room | 0.0004784
Ceiling Fixture | Compact Fluorescent |  | Twist | 1 | 15 | Master Bedroom | 217689 | Master Bedroom | 0.0004784
Table | Compact Fluorescent |  | Twist | 1 | 15 | Master Bedroom | 217689 | Master Bedroom | 0.0004784
Ceiling Fixture | Compact Fluorescent |  | Twist | 1 | 15 | Bathroom | 2176810 | Bathroom | 0.0004784
Ceiling Fixture | Compact Fluorescent |  | Twist | 1 | 15 | Closet | 2176811 | Closet | 0.0004784
Ceiling Fixture | Compact Fluorescent |  | Twist | 1 | 15 | Office | 2176812 | Office | 0.0004784
Table | Halogen |  | Quartz Tube | 1 | 30 | Office | 2176812 | Office | 0.0004784
Recessed Can | Incandescent |  | Reflector | 1 | 60 | Other | 217771 | Other | 0.00052955
Wall Mount | Incandescent |  | Standard A Lamp | 4 | 40 | Bathroom | 217772 | Bathroom | 0.00052955
Wall Mount | Compact Fluorescent |  | Twist | 3 | 15 | Bathroom | 217773 | Bathroom | 0.00052955
Ceiling Fan | Incandescent |  | Standard A Lamp | 3 | 60 | Bedroom | 217774 | Bedroom | 0.00052955
Ceiling Fan | Incandescent |  | Standard A Lamp | 2 | 60 | Bedroom | 217775 | Bedroom | 0.00052955
Floor lamp | Compact Fluorescent |  | Straight Tube | 1 | 15 | Bedroom | 217775 | Bedroom | 0.00052955
Ceiling Fixture | Linear Fluorescent | 48 | T-8 | 2 | 40 | Bedroom | 217776 | Bedroom | 0.00052955
Table | Incandescent |  | Standard A Lamp | 1 | 60 | Bedroom | 217776 | Bedroom | 0.00052955
Ceiling Fixture | Linear Fluorescent | 48 | T-8 | 2 | 40 | Bedroom | 217777 | Bedroom | 0.00052955
Ceiling Fixture | Compact Fluorescent |  | Twist | 2 | 15 | Other | 217778 | Other | 0.00052955
Table | Compact Fluorescent |  | Twist | 1 | 15 | Family Room | 217779 | Family Room | 0.00052955
Ceiling Fixture | Linear Fluorescent | 60 | T-12 | 2 | 100 | Garage | 2177710 | Garage | 0.00052955
Ceiling Fixture | Compact Fluorescent |  | Twist | 2 | 15 | Hall | 2177711 | Hall | 0.00052955
Chandelier (Hanging) | Compact Fluorescent |  | Twist | 6 | 15 | Kitchen | 2177712 | Kitchen | 0.00052955
Ceiling Fixture | Linear Fluorescent | 48 | T-8 | 2 | 40 | Kitchen | 2177712 | Kitchen | 0.00052955
Ceiling Fixture | Linear Fluorescent | 48 | T-8 | 2 | 60 | Laundry Room | 2177713 | Laundry Room | 0.00052955
Ceiling Fixture | Linear Fluorescent | 48 | T-8 | 2 | 40 | Other | 2177714 | Other | 0.00052955
Floor lamp | Incandescent |  | Standard A Lamp | 2 | 60 | Other | 2177715 | Other | 0.00052955
Table | Compact Fluorescent |  | Twist | 1 | 15 | Other | 2177715 | Other | 0.00052955
Wall Mount | Incandescent |  | Globe | 6 | 40 | Bathroom | 217811 | Bathroom | 0.00040077
Wall Mount | Incandescent |  | Globe | 4 | 40 | Bathroom | 217812 | Bathroom | 0.00040077
Recessed - other | Incandescent |  | Heat Lamp | 1 | 150 | Bathroom | 217812 | Bathroom | 0.00040077
Wall Mount | Incandescent |  | Mini base | 6 | 60 | Bathroom | 217813 | Bathroom | 0.00040077
Wall Mount | Compact Fluorescent |  | Twist | 1 | 22 | Bedroom | 217814 | Bedroom | 0.00040077
Ceiling Fixture | Compact Fluorescent |  | Twist | 3 | 22 | Bedroom | 217815 | Bedroom | 0.00040077
Wall Mount | Compact Fluorescent |  | Twist | 1 | 15 | Bedroom | 217816 | Bedroom | 0.00040077
Floor lamp | Incandescent |  | Standard A Lamp | 1 | 75 | Bedroom | 217816 | Bedroom | 0.00040077
Ceiling Fixture | Linear Fluorescent | 24 | T-8 | 2 | 20 | Family Room | 217817 | Family Room | 0.00040077
Floor lamp | Incandescent |  | Standard A Lamp | 2 | 60 | Family Room | 217817 | Family Room | 0.00040077
Table | Incandescent |  | Decorative | 2 | 40 | Family Room | 217817 | Family Room | 0.00040077
Chandelier (Hanging) | Incandescent |  | Mini base | 8 | 40 | Family Room | 217818 | Family Room | 0.00040077
Floor lamp | Compact Fluorescent |  | Twist | 2 | 22 | Family Room | 217818 | Family Room | 0.00040077
Recessed Can | Compact Fluorescent |  | Flood | 1 | 22 | Family Room | 217818 | Family Room | 0.00040077
Table | Halogen |  | Quartz Tube | 1 | 30 | Family Room | 217818 | Family Room | 0.00040077
Recessed Can | Halogen |  | PAR | 1 | 50 | Kitchen | 217819 | Kitchen | 0.00040077
Recessed Can | Halogen |  | PAR | 1 | 50 | Kitchen | 217819 | Kitchen | 0.00040077
Track | Compact Fluorescent |  | Flood | 2 | 22 | Master Bedroom | 2178110 | Master Bedroom | 0.00040077
Wall Mount | Compact Fluorescent |  | Twist | 1 | 15 | Master Bedroom | 2178110 | Master Bedroom | 0.00040077
Wall Mount | Incandescent |  | Standard A Lamp | 2 | 65 | Master Bedroom | 2178110 | Master Bedroom | 0.00040077
Track | Incandescent |  | Reflector | 2 | 65 | Office | 2178111 | Office | 0.00040077
Recessed Can | Incandescent |  | Reflector | 1 | 65 | Hall | 2178112 | Hall | 0.00040077
Wall Mount | Halogen |  | Quartz Tube | 1 | 50 | Hall | 2178112 | Hall | 0.00040077
Exterior | Compact Fluorescent |  | Flood | 2 | 22 | Other | 2178113 | Other | 0.00040077
Ceiling Fixture | Linear Fluorescent | 96 | T-12 | 2 | 100 | Laundry Room | 2178114 | Laundry Room | 0.00040077
Ceiling Fixture | Compact Fluorescent |  | Twist | 1 | 22 | Bathroom | 217831 | Bathroom | 0.0020539
Ceiling Fixture | Compact Fluorescent |  | Twist | 1 | 22 | Bedroom | 217832 | Bedroom | 0.0020539
Ceiling Fixture | Other |  | LED Interior | 1 | 2 | Bedroom | 217832 | Bedroom | 0.0020539
Table | Compact Fluorescent |  | Twist | 1 | 15 | Bedroom | 217832 | Bedroom | 0.0020539
Ceiling Fixture | Compact Fluorescent |  | Twist | 1 | 28 | Other | 217833 | Other | 0.0020539
Ceiling Fixture | Incandescent |  | Standard A Lamp | 1 | 60 | Kitchen | 217834 | Kitchen | 0.0020539
Ceiling Fixture | Compact Fluorescent |  | 3-Way CFL | 1 | 15 | Laundry Room | 217835 | Laundry Room | 0.0020539
Floor lamp | Compact Fluorescent |  | Twist | 1 | 22 | Living Room | 217836 | Living Room | 0.0020539
Ceiling Fan | Compact Fluorescent |  | Twist | 3 | 15 | Living Room | 217836 | Living Room | 0.0020539
Ceiling Fixture | Other |  | LED Interior | 1 | 2 | Living Room | 217836 | Living Room | 0.0020539
Ceiling Fixture | Compact Fluorescent |  | Twist | 1 | 15 | Living Room | 217836 | Living Room | 0.0020539
Ceiling Fixture | Incandescent |  | Standard A Lamp | 1 | 60 | Other | 217837 | Other | 0.0020539
Wall Mount | Compact Fluorescent |  | Twist | 5 | 15 | Bathroom | 217871 | Bathroom | 0.0010836
Recessed - other | Incandescent |  | Heat Lamp | 1 | 250 | Bathroom | 217871 | Bathroom | 0.0010836
Recessed Can | Compact Fluorescent |  | Reflector | 1 | 22 | Master Bedroom | 217872 | Master Bedroom | 0.0010836
Table | Incandescent |  | 3-Way Incandescent | 1 | 150 | Master Bedroom | 217872 | Master Bedroom | 0.0010836
Ceiling Fixture | Linear Fluorescent | 48 | T-12 | 2 | 40 | Garage | 217873 | Garage | 0.0010836
Chandelier (Hanging) | Compact Fluorescent |  | Twist | 1 | 15 | Bedroom | 217874 | Bedroom | 0.0010836
Chandelier (Hanging) | Compact Fluorescent |  | Twist | 1 | 15 | Hall | 217875 | Hall | 0.0010836
Recessed Can | Compact Fluorescent |  | Reflector | 1 | 22 | Hall | 217876 | Hall | 0.0010836
Recessed Can | Compact Fluorescent |  | Reflector | 1 | 22 | Kitchen | 217877 | Kitchen | 0.0010836
Chandelier (Hanging) | Compact Fluorescent |  | Twist | 1 | 15 | Laundry Room | 217878 | Laundry Room | 0.0010836
Floor lamp | Incandescent |  | 3-Way Incandescent | 1 | 150 | Living Room | 217879 | Living Room | 0.0010836
Table | Incandescent |  | Standard A Lamp | 1 | 60 | Living Room | 217879 | Living Room | 0.0010836
Wall Mount | Compact Fluorescent |  | Globe | 5 | 15 | Bathroom | 2178710 | Bathroom | 0.0010836
Recessed Can | Compact Fluorescent |  | Reflector | 1 | 22 | Closet | 2178711 | Closet | 0.0010836
Wall Mount | Compact Fluorescent |  | Globe | 6 | 15 | Bathroom | 2178712 | Bathroom | 0.0010836
Recessed Can | Compact Fluorescent |  | Reflector | 1 | 22 | Bedroom | 2178713 | Bedroom | 0.0010836
Table | Incandescent |  | Standard A Lamp | 1 | 60 | Bedroom | 2178713 | Bedroom | 0.0010836
Track | Compact Fluorescent |  | Reflector | 3 | 22 | Office | 2178714 | Office | 0.0010836
Chandelier (Hanging) | Compact Fluorescent |  | Twist | 1 | 15 | Hall | 2178715 | Hall | 0.0010836
Chandelier (Hanging) | Incandescent |  | Standard A Lamp | 1 | 100 | Bathroom | 217911 | Bathroom | 0.00040077
Ceiling Fixture | Incandescent |  | Standard A Lamp | 1 | 100 | Bedroom | 217912 | Bedroom | 0.00040077
Ceiling Fixture | Incandescent |  | Standard A Lamp | 1 | 100 | Bedroom | 217913 | Bedroom | 0.00040077
Ceiling Fan | Incandescent |  | Standard A Lamp | 1 | 100 | Bedroom | 217914 | Bedroom | 0.00040077
Table | Linear Fluorescent | 18 | T-8 | 1 | 15 | Bedroom | 217914 | Bedroom | 0.00040077
Ceiling Fixture | Incandescent |  | Standard A Lamp | 1 | 100 | Hall | 217915 | Hall | 0.00040077
Ceiling Fixture | Incandescent |  | Standard A Lamp | 1 | 90 | Kitchen | 217916 | Kitchen | 0.00040077
Architectural | Compact Fluorescent |  | Twist | 1 | 26 | Kitchen | 217916 | Kitchen | 0.00040077
Ceiling Fan | Incandescent |  | Standard A Lamp | 1 | 100 | Kitchen | 217916 | Kitchen | 0.00040077
Table | Incandescent |  | Standard A Lamp | 1 | 100 | Kitchen | 217916 | Kitchen | 0.00040077
Ceiling Fan | Incandescent |  | Standard A Lamp | 3 | 60 | Living Room | 217917 | Living Room | 0.00040077
Ceiling Fixture | Incandescent |  | Standard A Lamp | 2 | 60 | Living Room | 217917 | Living Room | 0.00040077
Table | Incandescent |  | Standard A Lamp | 1 | 100 | Living Room | 217917 | Living Room | 0.00040077
Ceiling Fixture | Compact Fluorescent |  | Twist | 1 | 28 | Closet | 217918 | Closet | 0.00040077
Ceiling Fixture | Compact Fluorescent |  | Twist | 1 | 22 | Dining Room | 217961 | Dining Room | 0.00029634
Ceiling Fixture | Halogen |  | MR | 1 | 30 | Dining Room | 217961 | Dining Room | 0.00029634
Ceiling Fixture | Incandescent |  | Reflector | 1 | 65 | Dining Room | 217961 | Dining Room | 0.00029634
Ceiling Fixture | Incandescent |  | Reflector | 1 | 65 | Living Room | 217962 | Living Room | 0.00029634
Table | Incandescent |  | Standard A Lamp | 1 | 40 | Living Room | 217962 | Living Room | 0.00029634
Table | Incandescent |  | 3-Way Incandescent | 2 | 100 | Master Bedroom | 217963 | Master Bedroom | 0.00029634
Ceiling Fixture | Incandescent |  | Reflector | 1 | 65 | Master Bedroom | 217963 | Master Bedroom | 0.00029634
Ceiling Fixture | Incandescent |  | Reflector | 1 | 65 | Bathroom | 217964 | Bathroom | 0.00029634
Track | Incandescent |  | Standard A Lamp | 3 | 60 | Bathroom | 217964 | Bathroom | 0.00029634
Ceiling Fixture | Incandescent |  | Reflector | 1 | 65 | Other | 217965 | Other | 0.00029634
Ceiling Fixture | Incandescent |  | Reflector | 1 | 65 | Hall | 217966 | Hall | 0.00029634
Ceiling Fixture | Compact Fluorescent |  | Twist | 3 | 22 | Hall | 217966 | Hall | 0.00029634
Recessed Can | Compact Fluorescent |  | Twist | 1 | 22 | Living Room | 217967 | Living Room | 0.00029634
Table | Incandescent |  | Standard A Lamp | 1 | 40 | Living Room | 217967 | Living Room | 0.00029634
Ceiling Fixture | Incandescent |  | Standard A Lamp | 3 | 60 | Living Room | 217968 | Living Room | 0.00029634
Table | Incandescent |  | Standard A Lamp | 1 | 40 | Bedroom | 217969 | Bedroom | 0.00029634
Ceiling Fixture | Incandescent |  | Reflector | 1 | 65 | Bedroom | 217969 | Bedroom | 0.00029634
Ceiling Fixture | Compact Fluorescent |  | Twist | 3 | 22 | Bedroom | 217969 | Bedroom | 0.00029634
Ceiling Fixture | Incandescent |  | Reflector | 1 | 60 | Other | 2179610 | Other | 0.00029634
Recessed Can | Halogen |  | PAR | 1 | 65 | Family Room | 2179611 | Family Room | 0.00029634
Table | Incandescent |  | Standard A Lamp | 1 | 60 | Family Room | 2179611 | Family Room | 0.00029634
Ceiling Fixture | Incandescent |  | Decorative | 1 | 60 | Other | 2179612 | Other | 0.00029634
Ceiling Fixture | Incandescent |  | Standard A Lamp | 1 | 60 | Other | 2179613 | Other | 0.00029634
Ceiling Fixture | Incandescent |  | Standard A Lamp | 2 | 40 | Other | 2179614 | Other | 0.00029634
Ceiling Fixture | Incandescent |  | Reflector | 3 | 65 | Hall | 2179615 | Hall | 0.00029634
Ceiling Fixture | Incandescent |  | Reflector | 1 | 65 | Bedroom | 2179616 | Bedroom | 0.00029634
Ceiling Fixture | Incandescent |  | Standard A Lamp | 5 | 65 | Bathroom | 2179617 | Bathroom | 0.00029634
Chandelier (Hanging) | Compact Fluorescent |  | Twist | 1 | 22 | Bathroom | 2179617 | Bathroom | 0.00029634
Ceiling Fixture | Incandescent |  | Standard A Lamp | 1 | 65 | Bathroom | 2179617 | Bathroom | 0.00029634
Ceiling Fixture | Incandescent |  | Reflector | 1 | 65 | Bedroom | 2179618 | Bedroom | 0.00029634
Ceiling Fixture | Incandescent |  | Standard A Lamp | 3 | 65 | Bedroom | 2179618 | Bedroom | 0.00029634
Table | Incandescent |  | 3-Way Incandescent | 1 | 100 | Bedroom | 2179618 | Bedroom | 0.00029634
Ceiling Fixture | Incandescent |  | Standard A Lamp | 3 | 65 | Hall | 2179619 | Hall | 0.00029634
Ceiling Fixture | Incandescent |  | Standard A Lamp | 1 | 65 | Other | 2179620 | Other | 0.00029634
Ceiling Fixture | Incandescent |  | Standard A Lamp | 2 | 60 | Hall | 2179621 | Hall | 0.00029634
Ceiling Fixture | Incandescent |  | Reflector | 1 | 65 | Other | 2179622 | Other | 0.00029634
Table | Incandescent |  | Standard A Lamp | 1 | 40 | Other | 2179622 | Other | 0.00029634
Ceiling Fixture | Incandescent |  | Standard A Lamp | 2 | 65 | Laundry Room | 2179623 | Laundry Room | 0.00029634
Chandelier (Hanging) | Incandescent |  | Globe | 3 | 60 | Hall | 2179624 | Hall | 0.00029634
Ceiling Fixture | Incandescent |  | Standard A Lamp | 2 | 65 | Other | 2179625 | Other | 0.00029634
Ceiling Fixture | Incandescent |  | Reflector | 1 | 60 | Other | 2179625 | Other | 0.00029634
Chandelier (Hanging) | Incandescent |  | Standard A Lamp | 3 | 65 | Hall | 2179626 | Hall | 0.00029634
Recessed Can | Incandescent |  | Reflector | 1 | 65 | Hall | 2179626 | Hall | 0.00029634
Ceiling Fixture | Incandescent |  | Standard A Lamp | 2 | 65 | Bedroom | 2179627 | Bedroom | 0.00029634
Track | Halogen |  | MR | 5 | 30 | Bathroom | 2179628 | Bathroom | 0.00029634
Ceiling Fixture | Incandescent |  | Standard A Lamp | 3 | 65 | Bathroom | 2179628 | Bathroom | 0.00029634
Ceiling Fixture | Incandescent |  | Reflector | 1 | 65 | Bedroom | 2179629 | Bedroom | 0.00029634
Ceiling Fixture | Linear Fluorescent | 96 | T-12 | 2 | 100 | Garage | 2179630 | Garage | 0.00029634
Ceiling Fixture | Incandescent |  | Reflector | 1 | 65 | Hall | 2179631 | Hall | 0.00029634
Recessed Can | Incandescent |  | Reflector | 1 | 65 | Bedroom | 2179632 | Bedroom | 0.00029634
Ceiling Fixture | Incandescent |  | Reflector | 1 | 65 | Bathroom | 2179633 | Bathroom | 0.00029634
Track | Incandescent |  | Standard A Lamp | 3 | 40 | Bathroom | 2179633 | Bathroom | 0.00029634
Ceiling Fixture | Compact Fluorescent |  | Twist | 1 | 22 | Hall | 2179634 | Hall | 0.00029634
Ceiling Fixture | Incandescent |  | Standard A Lamp | 3 | 40 | Other | 2179635 | Other | 0.00029634
Ceiling Fixture | Compact Fluorescent |  | Twist | 1 | 22 | Kitchen | 2179636 | Kitchen | 0.00029634
Ceiling Fixture | Incandescent |  | Reflector | 1 | 65 | Kitchen | 2179636 | Kitchen | 0.00029634
Wall Mount | Compact Fluorescent |  | Twist | 3 | 13 | Bathroom | 217991 | Bathroom | 0.00047324
Ceiling Fixture | Incandescent |  | Standard A Lamp | 2 | 60 | Bathroom | 217992 | Bathroom | 0.00047324
Ceiling Fixture | Incandescent |  | Standard A Lamp | 1 | 60 | Bathroom | 217992 | Bathroom | 0.00047324
Ceiling Fixture | Compact Fluorescent |  | Twist | 2 | 13 | Bedroom | 217993 | Bedroom | 0.00047324
Table | Compact Fluorescent |  | Twist | 1 | 14 | Bedroom | 217993 | Bedroom | 0.00047324
Ceiling Fixture | Incandescent |  | Standard A Lamp | 2 | 60 | Bedroom | 217994 | Bedroom | 0.00047324
Table | Compact Fluorescent |  | Twist | 1 | 13 | Bedroom | 217994 | Bedroom | 0.00047324
Ceiling Fan | Compact Fluorescent |  | Twist | 2 | 13 | Dining Room | 217995 | Dining Room | 0.00047324
Chandelier (Hanging) | Incandescent |  | Standard A Lamp | 9 | 60 | Hall | 217996 | Hall | 0.00047324
Ceiling Fixture | Compact Fluorescent |  | Twist | 1 | 13 | Hall | 217996 | Hall | 0.00047324
Ceiling Fixture | Compact Fluorescent |  | Twist | 2 | 13 | Family Room | 217997 | Family Room | 0.00047324
Floor lamp | Compact Fluorescent |  | Pin base | 1 | 27 | Family Room | 217997 | Family Room | 0.00047324
Chandelier (Hanging) | Incandescent |  | Standard A Lamp | 6 | 60 | Dining Room | 217998 | Dining Room | 0.00047324
Wall Mount | Incandescent |  | Standard A Lamp | 2 | 60 | Dining Room | 217998 | Dining Room | 0.00047324
Ceiling Fixture | Compact Fluorescent |  | Twist | 1 | 13 | Hall | 217999 | Hall | 0.00047324
Ceiling Fixture | Linear Fluorescent | 48 | T-8 | 2 | 32 | Kitchen | 2179910 | Kitchen | 0.00047324
Recessed Can | Incandescent |  | Reflector | 1 | 65 | Laundry Room | 2179911 | Laundry Room | 0.00047324
Table | Compact Fluorescent |  | Twist | 1 | 13 | Living Room | 2179912 | Living Room | 0.00047324
Table | Compact Fluorescent |  | Twist | 1 | 19 | Living Room | 2179912 | Living Room | 0.00047324
Floor lamp | Incandescent |  | Standard A Lamp | 1 | 60 | Living Room | 2179912 | Living Room | 0.00047324
Floor lamp | Compact Fluorescent |  | Twist | 1 | 19 | Living Room | 2179912 | Living Room | 0.00047324
Wall Mount | Compact Fluorescent |  | Twist | 4 | 13 | Bathroom | 2179913 | Bathroom | 0.00047324
Ceiling Fixture | Compact Fluorescent |  | Twist | 2 | 23 | Master Bedroom | 2179914 | Master Bedroom | 0.00047324
Table | Compact Fluorescent |  | Twist | 1 | 14 | Master Bedroom | 2179914 | Master Bedroom | 0.00047324
Ceiling Fixture | Linear Fluorescent | 48 | T-12 | 2 | 40 | Closet | 2179915 | Closet | 0.00047324
Ceiling Fixture | Compact Fluorescent |  | Pin base | 2 | 26 | Office | 2179916 | Office | 0.00047324
Floor lamp | Compact Fluorescent |  | A shape bulb | 2 | 15 | Office | 2179916 | Office | 0.00047324
Table | Compact Fluorescent |  | Twist | 1 | 13 | Office | 2179916 | Office | 0.00047324
Ceiling Fixture | Incandescent |  | Standard A Lamp | 3 | 60 | Family Room | 218161 | Family Room | 0.00029634
Torchiere | Halogen |  | Quartz Tube | 1 | 100 | Family Room | 218161 | Family Room | 0.00029634
Table | Incandescent |  | Clear | 1 | 40 | Family Room | 218161 | Family Room | 0.00029634
Recessed Can | Incandescent |  | Reflector | 1 | 65 | Family Room | 218161 | Family Room | 0.00029634
Ceiling Fixture | Compact Fluorescent |  | Twist | 1 | 22 | Other | 218162 | Other | 0.00029634
Ceiling Fixture | Incandescent |  | Reflector | 1 | 75 | Other | 218162 | Other | 0.00029634
Ceiling Fixture | Incandescent |  | Standard A Lamp | 3 | 60 | Bedroom | 218163 | Bedroom | 0.00029634
Garage door opener | Incandescent |  | Standard A Lamp | 1 | 60 | Garage | 218164 | Garage | 0.00029634
Ceiling Fixture | Incandescent |  | Reflector | 1 | 65 | Garage | 218164 | Garage | 0.00029634
Ceiling Fixture | Incandescent |  | Standard A Lamp | 1 | 60 | Hall | 218165 | Hall | 0.00029634
Ceiling Fan | Incandescent |  | Standard A Lamp | 4 | 100 | Kitchen | 218166 | Kitchen | 0.00029634
Ceiling Fixture | Linear Fluorescent | 48 | T-12 | 2 | 40 | Kitchen | 218166 | Kitchen | 0.00029634
Ceiling Fixture | Compact Fluorescent |  | Twist | 1 | 36 | Laundry Room | 218167 | Laundry Room | 0.00029634
Recessed Can | Incandescent |  | Reflector | 1 | 100 | Living Room | 218168 | Living Room | 0.00029634
Table | Incandescent |  | Clear | 1 | 40 | Living Room | 218168 | Living Room | 0.00029634
Table | Incandescent |  | Standard A Lamp | 1 | 150 | Living Room | 218168 | Living Room | 0.00029634
Floor lamp | Incandescent |  | Standard A Lamp | 1 | 150 | Living Room | 218168 | Living Room | 0.00029634
Ceiling Fixture | Compact Fluorescent |  | Twist | 3 | 22 | Living Room | 218168 | Living Room | 0.00029634
Wall Mount | Incandescent |  | Standard A Lamp | 3 | 100 | Bathroom | 218169 | Bathroom | 0.00029634
Ceiling Fixture | Incandescent |  | Standard A Lamp | 3 | 60 | Bedroom | 2181610 | Bedroom | 0.00029634
Wall Mount | Incandescent |  | Standard A Lamp | 4 | 60 | Bathroom | 2181611 | Bathroom | 0.00029634
Other | Incandescent |  | Decorative | 1 | 5 | Bathroom | 2181611 | Bathroom | 0.00029634
Ceiling Fixture | Incandescent |  | Standard A Lamp | 3 | 60 | Master Bedroom | 2181612 | Master Bedroom | 0.00029634
Floor lamp | Incandescent |  | Reflector | 2 | 50 | Master Bedroom | 2181612 | Master Bedroom | 0.00029634
Ceiling Fixture | Incandescent |  | Standard A Lamp | 1 | 60 | Hall | 2181613 | Hall | 0.00029634
Wall Mount | Incandescent |  | Globe | 4 | 40 | Bathroom | 218181 | Bathroom | 0.00052955
Ceiling Fixture | Incandescent |  | Standard A Lamp | 1 | 60 | Bathroom | 218181 | Bathroom | 0.00052955
Ceiling Fixture | Linear Fluorescent | 48 | T-12 | 2 | 32 | Bedroom | 218182 | Bedroom | 0.00052955
Table | Incandescent |  | Mini base | 1 | 25 | Bedroom | 218182 | Bedroom | 0.00052955
Wall Mount | Compact Fluorescent |  | A shape bulb | 1 | 22 | Bedroom | 218182 | Bedroom | 0.00052955
Floor lamp | Incandescent |  | 3-Way Incandescent | 1 | 75 | Bedroom | 218182 | Bedroom | 0.00052955
Ceiling Fixture | Linear Fluorescent | 48 | T-12 | 2 | 40 | Kitchen | 218183 | Kitchen | 0.00052955
Wall Mount | Compact Fluorescent |  | Twist | 1 | 15 | Living Room | 218184 | Living Room | 0.00052955
Ceiling Fixture | Compact Fluorescent |  | Twist | 2 | 15 | Bathroom | 218281 | Bathroom | 0.00047324
Ceiling Fixture | Linear Fluorescent | 24 | T-12 | 4 | 20 | Kitchen | 218282 | Kitchen | 0.00047324
Ceiling Fixture | Incandescent |  | Standard A Lamp | 1 | 60 | Kitchen | 218282 | Kitchen | 0.00047324
Floor lamp | Compact Fluorescent |  | Twist | 1 | 22 | Family Room | 218283 | Family Room | 0.00047324
Table | Compact Fluorescent |  | Twist | 1 | 15 | Family Room | 218283 | Family Room | 0.00047324
Ceiling Fixture | Linear Fluorescent | 48 | T-12 | 2 | 40 | Garage | 218284 | Garage | 0.00047324
Garage door opener | Incandescent |  | Standard A Lamp | 2 | 40 | Garage | 218284 | Garage | 0.00047324
Ceiling Fixture | Incandescent |  | Standard A Lamp | 1 | 75 | Closet | 218285 | Closet | 0.00047324
Wall Mount | Compact Fluorescent |  | Twist | 2 | 15 | Master Bedroom | 218286 | Master Bedroom | 0.00047324
Table | Compact Fluorescent |  | Twist | 1 | 15 | Master Bedroom | 218286 | Master Bedroom | 0.00047324
Ceiling Fixture | Incandescent |  | Standard A Lamp | 1 | 60 | Bedroom | 218287 | Bedroom | 0.00047324
Table | Incandescent |  | Standard A Lamp | 1 | 60 | Bedroom | 218287 | Bedroom | 0.00047324
Ceiling Fixture | Compact Fluorescent |  | Twist | 1 | 15 | Hall | 218288 | Hall | 0.00047324
Recessed Can | Incandescent |  | Reflector | 1 | 65 | Hall | 218288 | Hall | 0.00047324
Ceiling Fixture | Compact Fluorescent |  | Twist | 1 | 15 | Bedroom | 218289 | Bedroom | 0.00047324
Wall Mount | Incandescent |  | Mini base | 4 | 40 | Bathroom | 2182810 | Bathroom | 0.00047324
Floor lamp | Incandescent |  | Standard A Lamp | 1 | 60 | Living Room | 2182811 | Living Room | 0.00047324
Table | Compact Fluorescent |  | Twist | 1 | 15 | Living Room | 2182811 | Living Room | 0.00047324
Chandelier (Hanging) | Incandescent |  | Mini base | 3 | 60 | Dining Room | 2182812 | Dining Room | 0.00047324
Ceiling Fixture | Incandescent |  | Standard A Lamp | 1 | 60 | Other | 218311 | Other | 0.00028447
Wall Mount | Incandescent |  | Standard A Lamp | 3 | 75 | Bathroom | 218312 | Bathroom | 0.00028447
Floor lamp | Incandescent |  | Standard A Lamp | 2 | 60 | Bedroom | 218313 | Bedroom | 0.00028447
Track | Compact Fluorescent |  | Twist | 4 | 15 | Bedroom | 218313 | Bedroom | 0.00028447
Track | Incandescent |  | Standard A Lamp | 3 | 75 | Bedroom | 218314 | Bedroom | 0.00028447
Table | Incandescent |  | Decorative | 1 | 100 | Bedroom | 218314 | Bedroom | 0.00028447
Ceiling Fixture | Linear Fluorescent | 48 | T-12 | 2 | 40 | Garage | 218315 | Garage | 0.00028447
Wall Mount | Incandescent |  | Standard A Lamp | 1 | 75 | Hall | 218316 | Hall | 0.00028447
Ceiling Fan | Incandescent |  | Standard A Lamp | 3 | 100 | Kitchen | 218317 | Kitchen | 0.00028447
Ceiling Fixture | Linear Fluorescent | 48 | T-8 | 2 | 32 | Kitchen | 218317 | Kitchen | 0.00028447
Recessed Can | Incandescent |  | Standard A Lamp | 1 | 60 | Kitchen | 218317 | Kitchen | 0.00028447
Track | Incandescent |  | Standard A Lamp | 10 | 75 | Living Room | 218318 | Living Room | 0.00028447
Table | Incandescent |  | Standard A Lamp | 1 | 60 | Living Room | 218318 | Living Room | 0.00028447
Wall Mount | Incandescent |  | Globe | 6 | 25 | Bathroom | 218561 | Bathroom | 0.00052955
Ceiling Fixture | Incandescent |  | Heat Lamp | 2 | 60 | Bathroom | 218561 | Bathroom | 0.00052955
Ceiling Fixture | Compact Fluorescent |  | Twist | 2 | 22 | Bedroom | 218562 | Bedroom | 0.00052955
Table | Incandescent |  | Standard A Lamp | 1 | 40 | Bedroom | 218562 | Bedroom | 0.00052955
Ceiling Fixture | Compact Fluorescent |  | Twist | 2 | 22 | Family Room | 218563 | Family Room | 0.00052955
Table | Compact Fluorescent |  | Twist | 1 | 22 | Family Room | 218563 | Family Room | 0.00052955
Floor lamp | Incandescent |  | Standard A Lamp | 4 | 40 | Family Room | 218563 | Family Room | 0.00052955
Floor lamp | Linear Fluorescent | 72 | T-4 | 1 | 16 | Family Room | 218563 | Family Room | 0.00052955
Ceiling Fan | Compact Fluorescent |  | Twist | 1 | 22 | Family Room | 218564 | Family Room | 0.00052955
Chandelier (Hanging) | Incandescent |  | Decorative | 4 | 25 | Family Room | 218564 | Family Room | 0.00052955
Ceiling Fixture | Compact Fluorescent |  | Twist | 2 | 22 | Office | 218565 | Office | 0.00052955
Table | Incandescent |  | Standard A Lamp | 1 | 60 | Office | 218565 | Office | 0.00052955
Ceiling Fixture | Compact Fluorescent |  | Twist | 2 | 22 | Office | 218566 | Office | 0.00052955
Table | Linear Fluorescent | 72 | Fluorescent Other | 4 | 16 | Office | 218566 | Office | 0.00052955
Ceiling Fixture | Incandescent |  | Standard A Lamp | 2 | 40 | Closet | 218621 | Closet | 0.00029634
Wall Mount | Incandescent |  | Standard A Lamp | 2 | 75 | Bathroom | 218622 | Bathroom | 0.00029634
Ceiling Fixture | Incandescent |  | Standard A Lamp | 3 | 60 | Closet | 218623 | Closet | 0.00029634
Ceiling Fan | Incandescent |  | Standard A Lamp | 2 | 60 | Master Bedroom | 218624 | Master Bedroom | 0.00029634
Table | Incandescent |  | Standard A Lamp | 2 | 60 | Master Bedroom | 218624 | Master Bedroom | 0.00029634
Ceiling Fixture | Incandescent |  | Standard A Lamp | 3 | 60 | Closet | 218625 | Closet | 0.00029634
Wall Mount | Incandescent |  | Standard A Lamp | 2 | 60 | Bathroom | 218626 | Bathroom | 0.00029634
Recessed Can | Incandescent |  | Standard A Lamp | 1 | 60 | Bathroom | 218626 | Bathroom | 0.00029634
Recessed Can | Incandescent |  | Reflector | 1 | 65 | Bathroom | 218626 | Bathroom | 0.00029634
Ceiling Fan | Incandescent |  | Standard A Lamp | 2 | 60 | Bedroom | 218627 | Bedroom | 0.00029634
Table | Incandescent |  | Standard A Lamp | 1 | 75 | Bedroom | 218627 | Bedroom | 0.00029634
Ceiling Fixture | Incandescent |  | Standard A Lamp | 3 | 60 | Closet | 218628 | Closet | 0.00029634
Ceiling Fixture | Incandescent |  | Standard A Lamp | 2 | 60 | Hall | 218629 | Hall | 0.00029634
Ceiling Fixture | Incandescent |  | Standard A Lamp | 2 | 60 | Family Room | 2186210 | Family Room | 0.00029634
Ceiling Fixture | Incandescent |  | Standard A Lamp | 3 | 60 | Bedroom | 2186211 | Bedroom | 0.00029634
Table | Incandescent |  | Standard A Lamp | 1 | 40 | Bedroom | 2186211 | Bedroom | 0.00029634
Chandelier (Hanging) | Incandescent |  | Standard A Lamp | 3 | 60 | Kitchen | 2186212 | Kitchen | 0.00029634
Chandelier (Hanging) | Incandescent |  | Standard A Lamp | 4 | 60 | Kitchen | 2186212 | Kitchen | 0.00029634
Recessed Can | Compact Fluorescent |  | Flood | 1 | 22 | Kitchen | 2186212 | Kitchen | 0.00029634
Recessed Can | Incandescent |  | Reflector | 1 | 65 | Kitchen | 2186212 | Kitchen | 0.00029634
Wall Mount | Incandescent |  | Standard A Lamp | 2 | 60 | Bathroom | 2186213 | Bathroom | 0.00029634
Ceiling Fixture | Incandescent |  | Standard A Lamp | 1 | 100 | Other | 2186214 | Other | 0.00029634
Ceiling Fixture | Linear Fluorescent | 48 | T-12 | 2 | 40 | Other | 2186214 | Other | 0.00029634
Ceiling Fixture | Incandescent |  | Standard A Lamp | 2 | 60 | Hall | 2186215 | Hall | 0.00029634
Wall Mount | Incandescent |  | Standard A Lamp | 2 | 60 | Bathroom | 2186216 | Bathroom | 0.00029634
Ceiling Fixture | Incandescent |  | Standard A Lamp | 3 | 60 | Laundry Room | 2186217 | Laundry Room | 0.00029634
Ceiling Fixture | Linear Fluorescent | 48 | T-12 | 2 | 40 | Garage | 2186218 | Garage | 0.00029634
Garage door opener | Incandescent |  | Standard A Lamp | 2 | 75 | Garage | 2186218 | Garage | 0.00029634
Recessed Can | Compact Fluorescent |  | Flood | 1 | 22 | Living Room | 2186219 | Living Room | 0.00029634
Floor lamp | Compact Fluorescent |  | Twist | 1 | 15 | Living Room | 2186219 | Living Room | 0.00029634
Floor lamp | Incandescent |  | 3-Way Incandescent | 1 | 100 | Living Room | 2186219 | Living Room | 0.00029634
Ceiling Fixture | Halogen |  | MR | 1 | 50 | Living Room | 2186219 | Living Room | 0.00029634
Chandelier (Hanging) | Compact Fluorescent |  | Twist | 4 | 22 | Hall | 2186220 | Hall | 0.00029634
Wall Mount | Incandescent |  | Standard A Lamp | 1 | 60 | Hall | 2186220 | Hall | 0.00029634
Ceiling Fixture | Incandescent |  | Standard A Lamp | 2 | 60 | Hall | 2186221 | Hall | 0.00029634
Ceiling Fan | Incandescent |  | Standard A Lamp | 2 | 65 | Office | 2186222 | Office | 0.00029634
Ceiling Fixture | Incandescent |  | Standard A Lamp | 3 | 60 | Closet | 2186223 | Closet | 0.00029634
Ceiling Fan | Incandescent |  | Standard A Lamp | 2 | 60 | Bedroom | 2186224 | Bedroom | 0.00029634
Ceiling Fixture | Incandescent |  | Standard A Lamp | 3 | 60 | Closet | 2186225 | Closet | 0.00029634
Wall Mount | Halogen |  | Quartz Tube | 4 | 20 | Bathroom | 218771 | Bathroom | 0.00047324
Ceiling Fixture | Halogen |  | Quartz Tube | 1 | 20 | Bathroom | 218771 | Bathroom | 0.00047324
Ceiling Fixture | Halogen |  | MR | 3 | 20 | Bathroom | 218771 | Bathroom | 0.00047324
Ceiling Fixture | Compact Fluorescent |  | Twist | 4 | 15 | Bedroom | 218772 | Bedroom | 0.00047324
Ceiling Fixture | Halogen |  | Quartz Tube | 3 | 30 | Closet | 218773 | Closet | 0.00047324
Ceiling Fan | Compact Fluorescent |  | Twist | 4 | 15 | Family Room | 218774 | Family Room | 0.00047324
Track | Compact Fluorescent |  | Reflector | 3 | 28 | Family Room | 218774 | Family Room | 0.00047324
Table | Compact Fluorescent |  | Twist | 1 | 15 | Family Room | 218774 | Family Room | 0.00047324
Ceiling Fixture | Halogen |  | Quartz Tube | 3 | 20 | Hall | 218775 | Hall | 0.00047324
Ceiling Fixture | Compact Fluorescent |  | Twist | 6 | 22 | Kitchen | 218776 | Kitchen | 0.00047324
Ceiling Fixture | Compact Fluorescent |  | Twist | 4 | 22 | Kitchen | 218776 | Kitchen | 0.00047324
Ceiling Fixture | Compact Fluorescent |  | Reflector | 4 | 28 | Living Room | 218777 | Living Room | 0.00047324
Wall Mount | Incandescent |  | Standard A Lamp | 1 | 60 | Living Room | 218777 | Living Room | 0.00047324
Ceiling Fixture | Halogen |  | Quartz Tube | 3 | 20 | Bathroom | 218778 | Bathroom | 0.00047324
Wall Mount | Incandescent |  | Globe | 5 | 40 | Bathroom | 218778 | Bathroom | 0.00047324
Wall Mount | Incandescent |  | Standard A Lamp | 1 | 60 | Bathroom | 218778 | Bathroom | 0.00047324
Floor lamp | Incandescent |  | 3-Way Incandescent | 1 | 100 | Master Bedroom | 218779 | Master Bedroom | 0.00047324
Table | Incandescent |  | 3-Way Incandescent | 1 | 75 | Master Bedroom | 218779 | Master Bedroom | 0.00047324
Ceiling Fixture | Compact Fluorescent |  | Twist | 4 | 15 | Office | 2187710 | Office | 0.00047324
Ceiling Fixture | Compact Fluorescent |  | Twist | 3 | 22 | Other | 2187711 | Other | 0.00047324
Table | Incandescent |  | Decorative | 1 | 25 | Other | 2187711 | Other | 0.00047324
Ceiling Fixture | Linear Fluorescent | 48 | T-12 | 4 | 40 | Other | 2187712 | Other | 0.00047324
Wall Mount | Incandescent |  | Standard A Lamp | 3 | 60 | Bathroom | 218811 | Bathroom | 0.00029634
Wall Mount | Incandescent |  | Mini base | 2 | 25 | Bathroom | 218812 | Bathroom | 0.00029634
Ceiling Fan | Incandescent |  | Standard A Lamp | 1 | 60 | Bedroom | 218813 | Bedroom | 0.00029634
Ceiling Fixture | Incandescent |  | Reflector | 3 | 30 | Bedroom | 218814 | Bedroom | 0.00029634
Ceiling Fixture | Incandescent |  | Standard A Lamp | 1 | 60 | Bedroom | 218815 | Bedroom | 0.00029634
Ceiling Fixture | Incandescent |  | Standard A Lamp | 1 | 75 | Garage | 218816 | Garage | 0.00029634
Garage door opener | Incandescent |  | Standard A Lamp | 1 | 75 | Garage | 218816 | Garage | 0.00029634
Ceiling Fixture | Incandescent |  | Standard A Lamp | 1 | 60 | Hall | 218817 | Hall | 0.00029634
Ceiling Fixture | Incandescent |  | Standard A Lamp | 1 | 60 | Hall | 218818 | Hall | 0.00029634
Recessed Can | Incandescent |  | Standard A Lamp | 1 | 60 | Hall | 218818 | Hall | 0.00029634
Ceiling Fixture | Linear Fluorescent | 48 | T-12 | 4 | 40 | Kitchen | 218819 | Kitchen | 0.00029634
Ceiling Fixture | Incandescent |  | Standard A Lamp | 1 | 60 | Kitchen | 218819 | Kitchen | 0.00029634
Ceiling Fixture | Linear Fluorescent | 96 | Fluorescent Unknown | 2 | 70 | Laundry Room | 2188110 | Laundry Room | 0.00029634
Ceiling Fixture | Incandescent |  | Standard A Lamp | 1 | 75 | Living Room | 2188111 | Living Room | 0.00029634
Floor lamp | Incandescent |  | Standard A Lamp | 1 | 100 | Living Room | 2188111 | Living Room | 0.00029634
Chandelier (Hanging) | Incandescent |  | Standard A Lamp | 5 | 60 | Living Room | 2188111 | Living Room | 0.00029634
Track | Halogen |  | MR | 3 | 50 | Master Bedroom | 2188112 | Master Bedroom | 0.00029634
Track | Halogen |  | MR | 6 | 50 | Master Bedroom | 2188112 | Master Bedroom | 0.00029634
Wall Mount | Incandescent |  | Standard A Lamp | 1 | 60 | Master Bedroom | 2188112 | Master Bedroom | 0.00029634
Ceiling Fixture | Incandescent |  | Standard A Lamp | 1 | 60 | Master Bedroom | 2188112 | Master Bedroom | 0.00029634
Recessed Can | Incandescent |  | Standard A Lamp | 1 | 60 | Closet | 2188113 | Closet | 0.00029634
Recessed Can | Compact Fluorescent |  | Twist | 1 | 22 | Closet | 2188113 | Closet | 0.00029634
Ceiling Fixture | Linear Fluorescent | 48 | T-4 | 2 | 40 | Other | 218831 | Other | 0.00028447
Wall Mount | Compact Fluorescent |  | Twist | 1 | 22 | Bathroom | 218832 | Bathroom | 0.00028447
Ceiling Fixture | Compact Fluorescent |  | Twist | 2 | 15 | Bathroom | 218832 | Bathroom | 0.00028447
Wall Mount | Compact Fluorescent |  | Twist | 1 | 22 | Bathroom | 218833 | Bathroom | 0.00028447
Ceiling Fixture | Incandescent |  | Mini base | 1 | 25 | Bathroom | 218833 | Bathroom | 0.00028447
Table | Incandescent |  | Standard A Lamp | 1 | 60 | Bedroom | 218834 | Bedroom | 0.00028447
Table | Incandescent |  | Standard A Lamp | 1 | 40 | Bathroom | 218835 | Bathroom | 0.00028447
Ceiling Fixture | Incandescent |  | Standard A Lamp | 4 | 100 | Dining Room | 218836 | Dining Room | 0.00028447
Table | Compact Fluorescent |  | Twist | 1 | 28 | Family Room | 218837 | Family Room | 0.00028447
Ceiling Fixture | Linear Fluorescent | 48 | T-4 | 2 | 40 | Garage | 218838 | Garage | 0.00028447
Ceiling Fixture | Compact Fluorescent |  | Twist | 1 | 22 | Garage | 218838 | Garage | 0.00028447
Garage door opener | Incandescent |  | Clear | 2 | 40 | Garage | 218838 | Garage | 0.00028447
Ceiling Fixture | Compact Fluorescent |  | Twist | 4 | 22 | Kitchen | 218839 | Kitchen | 0.00028447
Ceiling Fixture | Incandescent |  | Globe | 1 | 60 | Kitchen | 218839 | Kitchen | 0.00028447
Recessed Can | Compact Fluorescent |  | Twist | 1 | 22 | Kitchen | 218839 | Kitchen | 0.00028447
Recessed Can | Compact Fluorescent |  | Twist | 1 | 22 | Kitchen | 218839 | Kitchen | 0.00028447
Table | Compact Fluorescent |  | Twist | 2 | 22 | Office | 2188310 | Office | 0.00028447
Floor lamp | Compact Fluorescent |  | Twist | 1 | 22 | Office | 2188310 | Office | 0.00028447
Ceiling Fixture | Incandescent |  | Standard A Lamp | 2 | 40 | Other | 2188311 | Other | 0.00028447
Table | Incandescent |  | Standard A Lamp | 1 | 60 | Other | 2188311 | Other | 0.00028447
Ceiling Fixture | Incandescent |  | Mini base | 4 | 25 | Other | 2188311 | Other | 0.00028447
Ceiling Fixture | Compact Fluorescent |  | Twist | 1 | 15 | Other | 2188311 | Other | 0.00028447
Ceiling Fixture | Linear Fluorescent | 48 | T-12 | 2 | 40 | Other | 218881 | Other | 0.002127
Ceiling Fixture | Incandescent |  | Standard A Lamp | 1 | 60 | Other | 218881 | Other | 0.002127
Ceiling Fixture | Compact Fluorescent |  | Twist | 1 | 15 | Other | 218881 | Other | 0.002127
Floor lamp | Compact Fluorescent |  | Straight Tube | 1 | 28 | Other | 218881 | Other | 0.002127
Wall Mount | Compact Fluorescent |  | Twist | 1 | 15 | Bathroom | 218882 | Bathroom | 0.002127
Ceiling Fixture | Incandescent |  | Standard A Lamp | 1 | 60 | Bathroom | 218882 | Bathroom | 0.002127
Ceiling Fan | Incandescent |  | Standard A Lamp | 1 | 60 | Bedroom | 218883 | Bedroom | 0.002127
Ceiling Fixture | Incandescent |  | Standard A Lamp | 1 | 60 | Bedroom | 218884 | Bedroom | 0.002127
Wall Mount | Incandescent |  | Standard A Lamp | 1 | 60 | Hall | 218885 | Hall | 0.002127
Ceiling Fixture | Incandescent |  | Standard A Lamp | 1 | 75 | Garage | 218886 | Garage | 0.002127
Ceiling Fixture | Compact Fluorescent |  | Circline (Screw Base) | 1 | 28 | Kitchen | 218887 | Kitchen | 0.002127
Wall Mount | Incandescent |  | Standard A Lamp | 1 | 60 | Kitchen | 218887 | Kitchen | 0.002127
Table | Incandescent |  | Standard A Lamp | 1 | 60 | Living Room | 218888 | Living Room | 0.002127
Ceiling Fan | Incandescent |  | Standard A Lamp | 1 | 60 | Living Room | 218888 | Living Room | 0.002127
Ceiling Fixture | Compact Fluorescent |  | Twist | 1 | 15 | Living Room | 218888 | Living Room | 0.002127
Ceiling Fixture | Incandescent |  | Standard A Lamp | 1 | 60 | Living Room | 218888 | Living Room | 0.002127
Ceiling Fixture | Incandescent |  | Standard A Lamp | 1 | 60 | Master Bedroom | 218889 | Master Bedroom | 0.002127
Ceiling Fixture | Incandescent |  | Standard A Lamp | 1 | 60 | Closet | 2188810 | Closet | 0.002127
Ceiling Fixture | Incandescent |  | Decorative | 2 | 40 | Bedroom | 218891 | Bedroom | 0.0004784
Ceiling Fixture | Incandescent |  | Clear | 2 | 40 | Bedroom | 218892 | Bedroom | 0.0004784
Table | Incandescent |  | Decorative | 1 | 25 | Bedroom | 218892 | Bedroom | 0.0004784
Ceiling Fan | Incandescent |  | Clear | 1 | 40 | Bedroom | 218893 | Bedroom | 0.0004784
Table | Incandescent |  | Standard A Lamp | 1 | 60 | Bedroom | 218893 | Bedroom | 0.0004784
Ceiling Fan | Incandescent |  | Standard A Lamp | 1 | 60 | Bedroom | 218894 | Bedroom | 0.0004784
Table | Halogen |  | MR | 1 | 30 | Bedroom | 218894 | Bedroom | 0.0004784
Wall Mount | Incandescent |  | Clear | 1 | 60 | Closet | 218895 | Closet | 0.0004784
Ceiling Fixture | Compact Fluorescent |  | Twist | 2 | 15 | Hall | 218896 | Hall | 0.0004784
Floor lamp | Compact Fluorescent |  | Twist | 1 | 22 | Living Room | 218897 | Living Room | 0.0004784
Table | Incandescent |  | 3-Way Incandescent | 1 | 100 | Living Room | 218897 | Living Room | 0.0004784
Table | Incandescent |  | Globe | 1 | 60 | Living Room | 218897 | Living Room | 0.0004784
Ceiling Fixture | Compact Fluorescent |  | Twist | 1 | 22 | Garage | 218898 | Garage | 0.0004784
Ceiling Fixture | Linear Fluorescent | 48 | T-8 | 4 | 32 | Kitchen | 218899 | Kitchen | 0.0004784
Ceiling Fixture | Linear Fluorescent | 18 | T-12 | 2 | 20 | Kitchen | 218899 | Kitchen | 0.0004784
Ceiling Fixture | Linear Fluorescent | 48 | T-12 | 2 | 40 | Laundry Room | 2188910 | Laundry Room | 0.0004784
Ceiling Fixture | Linear Fluorescent | 48 | T-8 | 2 | 32 | Bathroom | 2188911 | Bathroom | 0.0004784
Ceiling Fixture | Incandescent |  | Heat Lamp | 2 | 250 | Bathroom | 2188911 | Bathroom | 0.0004784
Ceiling Fan | Compact Fluorescent |  | Twist | 4 | 15 | Master Bedroom | 2188912 | Master Bedroom | 0.0004784
Table | Incandescent |  | Clear | 1 | 25 | Master Bedroom | 2188912 | Master Bedroom | 0.0004784
Ceiling Fixture | Incandescent |  | Standard A Lamp | 2 | 60 | Closet | 2188913 | Closet | 0.0004784
Ceiling Fixture | Compact Fluorescent |  | Twist | 2 | 15 | Closet | 2188914 | Closet | 0.0004784
Ceiling Fixture | Linear Fluorescent | 48 | T-12 | 4 | 40 | Living Room | 2188915 | Living Room | 0.0004784
Table | Incandescent |  | Standard A Lamp | 1 | 75 | Living Room | 2188915 | Living Room | 0.0004784
Ceiling Fixture | Linear Fluorescent | 48 | T-12 | 4 | 40 | Hall | 2188916 | Hall | 0.0004784
Ceiling Fixture | Incandescent |  | Standard A Lamp | 1 | 75 | Hall | 2188916 | Hall | 0.0004784
Ceiling Fixture | Compact Fluorescent |  | Twist | 3 | 22 | Hall | 2188917 | Hall | 0.0004784
Ceiling Fixture | Incandescent |  | Standard A Lamp | 1 | 60 | Hall | 2188918 | Hall | 0.0004784
Ceiling Fixture | Linear Fluorescent | 48 | T-12 | 2 | 40 | Other | 2188919 | Other | 0.0004784
Wall Mount | Incandescent |  | Globe | 8 | 25 | Bathroom | 218961 | Bathroom | 0.00028447
Wall Mount | Incandescent |  | Globe | 8 | 40 | Bathroom | 218962 | Bathroom | 0.00028447
Ceiling Fixture | Compact Fluorescent |  | Twist | 2 | 15 | Bedroom | 218963 | Bedroom | 0.00028447
Ceiling Fixture | Compact Fluorescent |  | Twist | 2 | 7 | Bedroom | 218964 | Bedroom | 0.00028447
Ceiling Fixture | Compact Fluorescent |  | Twist | 2 | 15 | Bedroom | 218965 | Bedroom | 0.00028447
Ceiling Fan | Compact Fluorescent |  | Twist | 4 | 15 | Family Room | 218966 | Family Room | 0.00028447
Floor lamp | Compact Fluorescent |  | Twist | 1 | 15 | Family Room | 218966 | Family Room | 0.00028447
Ceiling Fixture | Linear Fluorescent | 36 | T-4 | 2 | 40 | Kitchen | 218967 | Kitchen | 0.00028447
Ceiling Fixture | Compact Fluorescent |  | Twist | 2 | 15 | Kitchen | 218967 | Kitchen | 0.00028447
Ceiling Fixture | Compact Fluorescent |  | Twist | 2 | 15 | Laundry Room | 218968 | Laundry Room | 0.00028447
Ceiling Fan | Incandescent |  | Standard A Lamp | 3 | 65 | Living Room | 218969 | Living Room | 0.00028447
Track | Incandescent |  | Reflector | 3 | 75 | Bedroom | 218981 | Bedroom | 0.00094081
Ceiling Fixture | Incandescent |  | Globe | 2 | 75 | Bathroom | 218982 | Bathroom | 0.00094081
Ceiling Fixture | Compact Fluorescent |  | Globe | 2 | 22 | Kitchen | 218983 | Kitchen | 0.00094081
Table | Incandescent |  | Standard A Lamp | 1 | 100 | Master Bedroom | 218984 | Master Bedroom | 0.00094081
Ceiling Fixture | Incandescent |  | Standard A Lamp | 1 | 100 | Bathroom | 218985 | Bathroom | 0.00094081
Table | Incandescent |  | Standard A Lamp | 1 | 100 | Office | 218986 | Office | 0.00094081
Ceiling Fixture | Incandescent |  | Standard A Lamp | 1 | 100 | Laundry Room | 218987 | Laundry Room | 0.00094081
Ceiling Fixture | Incandescent |  | Standard A Lamp | 1 | 100 | Other | 218988 | Other | 0.00094081
Ceiling Fixture | Compact Fluorescent |  | Twist | 1 | 22 | Garage | 218989 | Garage | 0.00094081
Table | Incandescent |  | Standard A Lamp | 1 | 100 | Living Room | 2189810 | Living Room | 0.00094081
Table | Incandescent |  | Standard A Lamp | 1 | 40 | Living Room | 2189810 | Living Room | 0.00094081
Ceiling Fixture | Halogen |  | PAR | 1 | 75 | Kitchen | 2189811 | Kitchen | 0.00094081
Chandelier (Hanging) | Incandescent |  | Decorative | 5 | 60 | Dining Room | 2189812 | Dining Room | 0.00094081
Table | Incandescent |  | Clear | 1 | 60 | Living Room | 2189813 | Living Room | 0.00094081
Table | Incandescent |  | Standard A Lamp | 1 | 60 | Living Room | 2189813 | Living Room | 0.00094081
Table | Incandescent |  | Standard A Lamp | 1 | 100 | Living Room | 2189813 | Living Room | 0.00094081
Ceiling Fixture | Compact Fluorescent |  | Twist | 1 | 28 | Living Room | 2189813 | Living Room | 0.00094081
Ceiling Fixture | Incandescent |  | Standard A Lamp | 1 | 75 | Hall | 2189814 | Hall | 0.00094081
Ceiling Fixture | Incandescent |  | Standard A Lamp | 1 | 100 | Hall | 2189814 | Hall | 0.00094081
Chandelier (Hanging) | Halogen |  | Other | 4 | 50 | Hall | 2189814 | Hall | 0.00094081
Table | Incandescent |  | Standard A Lamp | 1 | 75 | Office | 2189815 | Office | 0.00094081
Table | Incandescent |  | 3-Way Incandescent | 1 | 125 | Office | 2189815 | Office | 0.00094081
Track | Incandescent |  | Globe | 4 | 75 | Office | 2189815 | Office | 0.00094081
Ceiling Fixture | Incandescent |  | Standard A Lamp | 1 | 100 | Closet | 2189816 | Closet | 0.00094081
Wall Mount | Incandescent |  | Decorative | 2 | 40 | Bathroom | 218991 | Bathroom | 0.0020539
Wall Mount | Incandescent |  | Standard A Lamp | 2 | 60 | Bathroom | 218992 | Bathroom | 0.0020539
Recessed Can | Compact Fluorescent |  | Pin base | 1 | 15 | Bathroom | 218992 | Bathroom | 0.0020539
Table | Incandescent |  | Standard A Lamp | 1 | 60 | Bedroom | 218993 | Bedroom | 0.0020539
Ceiling Fan | Incandescent |  | Standard A Lamp | 1 | 40 | Bedroom | 218993 | Bedroom | 0.0020539
Table | Incandescent |  | Standard A Lamp | 1 | 60 | Bedroom | 218994 | Bedroom | 0.0020539
Ceiling Fixture | Incandescent |  | Standard A Lamp | 3 | 60 | Bedroom | 218994 | Bedroom | 0.0020539
Recessed Can | Compact Fluorescent |  | Pin base | 1 | 15 | Bedroom | 218995 | Bedroom | 0.0020539
Table | Incandescent |  | Standard A Lamp | 1 | 60 | Bedroom | 218995 | Bedroom | 0.0020539
Ceiling Fixture | Incandescent |  | Standard A Lamp | 2 | 60 | Other | 218996 | Other | 0.0020539
Table | Incandescent |  | Standard A Lamp | 1 | 60 | Other | 218996 | Other | 0.0020539
Ceiling Fixture | Incandescent |  | Standard A Lamp | 2 | 60 | Closet | 218997 | Closet | 0.0020539
Ceiling Fixture | Incandescent |  | Standard A Lamp | 2 | 60 | Closet | 218998 | Closet | 0.0020539
Ceiling Fixture | Linear Fluorescent | 48 | T-8 | 2 | 32 | Garage | 218999 | Garage | 0.0020539
Garage door opener | Incandescent |  | Standard A Lamp | 2 | 60 | Garage | 218999 | Garage | 0.0020539
Recessed Can | Incandescent |  | Reflector | 1 | 65 | Hall | 2189910 | Hall | 0.0020539
Recessed Can | Incandescent |  | Reflector | 1 | 65 | Kitchen | 2189911 | Kitchen | 0.0020539
Ceiling Fixture | Incandescent |  | Standard A Lamp | 1 | 60 | Kitchen | 2189911 | Kitchen | 0.0020539
Recessed - other | Incandescent |  | Standard A Lamp | 2 | 40 | Kitchen | 2189911 | Kitchen | 0.0020539
Ceiling Fixture | Linear Fluorescent | 48 | T-8 | 2 | 32 | Laundry Room | 2189912 | Laundry Room | 0.0020539
Ceiling Fixture | Compact Fluorescent |  | Circline (Screw Base) | 1 | 22 | Laundry Room | 2189912 | Laundry Room | 0.0020539
Recessed Can | Incandescent |  | Reflector | 1 | 65 | Living Room | 2189913 | Living Room | 0.0020539
Table | Compact Fluorescent |  | Twist | 1 | 22 | Living Room | 2189913 | Living Room | 0.0020539
Wall Mount | Incandescent |  | Clear | 3 | 60 | Bathroom | 219051 | Bathroom | 0.0030496
Ceiling Fixture | Incandescent |  | Reflector | 1 | 75 | Bathroom | 219051 | Bathroom | 0.0030496
Ceiling Fixture | Halogen |  | PAR | 1 | 250 | Bathroom | 219051 | Bathroom | 0.0030496
Wall Mount | Compact Fluorescent |  | Twist | 4 | 13 | Bathroom | 219052 | Bathroom | 0.0030496
Ceiling Fixture | Compact Fluorescent |  | Twist | 1 | 13 | Bathroom | 219052 | Bathroom | 0.0030496
Floor lamp | Incandescent |  | Reflector | 3 | 50 | Bedroom | 219053 | Bedroom | 0.0030496
Ceiling Fixture | Compact Fluorescent |  | Pin base | 1 | 22 | Bedroom | 219053 | Bedroom | 0.0030496
Floor lamp | Incandescent |  | Standard A Lamp | 1 | 75 | Bedroom | 219053 | Bedroom | 0.0030496
Table | Compact Fluorescent |  | Twist | 1 | 22 | Bedroom | 219053 | Bedroom | 0.0030496
Ceiling Fan | Incandescent |  | Standard A Lamp | 1 | 60 | Bedroom | 219054 | Bedroom | 0.0030496
Table | Incandescent |  | Standard A Lamp | 1 | 60 | Bedroom | 219054 | Bedroom | 0.0030496
Ceiling Fixture | Linear Fluorescent | 48 | T-8 | 3 | 32 | Other | 219055 | Other | 0.0030496
Chandelier (Hanging) | Incandescent |  | Clear | 1 | 60 | Dining Room | 219056 | Dining Room | 0.0030496
Floor lamp | Compact Fluorescent |  | Twist | 1 | 13 | Dining Room | 219056 | Dining Room | 0.0030496
Table | Compact Fluorescent |  | Twist | 1 | 26 | Family Room | 219057 | Family Room | 0.0030496
Ceiling Fixture | Compact Fluorescent |  | Pin base | 1 | 22 | Family Room | 219057 | Family Room | 0.0030496
Ceiling Fixture | Compact Fluorescent |  | Pin base | 2 | 32 | Family Room | 219057 | Family Room | 0.0030496
Wall Mount | Incandescent |  | Standard A Lamp | 1 | 60 | Family Room | 219057 | Family Room | 0.0030496
Ceiling Fixture | Compact Fluorescent |  | Twist | 1 | 26 | Garage | 219058 | Garage | 0.0030496
Ceiling Fixture | Compact Fluorescent |  | Circline (Screw Base) | 1 | 28 | Garage | 219058 | Garage | 0.0030496
Garage door opener | Incandescent |  | Standard A Lamp | 2 | 60 | Garage | 219058 | Garage | 0.0030496
Wall Mount | Incandescent |  | Clear | 4 | 60 | Bathroom | 219059 | Bathroom | 0.0030496
Wall Mount | Compact Fluorescent |  | Twist | 1 | 20 | Other | 2190510 | Other | 0.0030496
Ceiling Fixture | Linear Fluorescent | 24 | T-8 | 2 | 20 | Other | 2190510 | Other | 0.0030496
Wall Mount | Incandescent |  | Clear | 1 | 40 | Hall | 2190511 | Hall | 0.0030496
Chandelier (Hanging) | Incandescent |  | Clear | 3 | 60 | Kitchen | 2190512 | Kitchen | 0.0030496
Ceiling Fixture | Linear Fluorescent | 48 | T-12 | 2 | 40 | Laundry Room | 2190513 | Laundry Room | 0.0030496
Ceiling Fixture | Compact Fluorescent |  | Twist | 1 | 13 | Laundry Room | 2190513 | Laundry Room | 0.0030496
Ceiling Fixture | Compact Fluorescent |  | Twist | 1 | 13 | Hall | 2190514 | Hall | 0.0030496
Recessed Can | Incandescent |  | Reflector | 1 | 65 | Living Room | 2190515 | Living Room | 0.0030496
Recessed Can | Compact Fluorescent |  | Reflector | 1 | 26 | Living Room | 2190515 | Living Room | 0.0030496
Recessed Can | Halogen |  | PAR | 1 | 75 | Living Room | 2190515 | Living Room | 0.0030496
Floor lamp | Compact Fluorescent |  | Twist | 1 | 13 | Living Room | 2190515 | Living Room | 0.0030496
Table | Incandescent |  | Standard A Lamp | 1 | 100 | Living Room | 2190515 | Living Room | 0.0030496
Table | Compact Fluorescent |  | Straight Tube | 1 | 18 | Living Room | 2190515 | Living Room | 0.0030496
Floor lamp | Halogen |  | PAR | 1 | 50 | Living Room | 2190515 | Living Room | 0.0030496
Ceiling Fixture | Incandescent |  | Reflector | 1 | 40 | Living Room | 2190515 | Living Room | 0.0030496
Ceiling Fixture | Incandescent |  | Reflector | 1 | 75 | Bathroom | 2190516 | Bathroom | 0.0030496
Wall Mount | Linear Fluorescent | 48 | T-12 | 1 | 40 | Bathroom | 2190516 | Bathroom | 0.0030496
Wall Mount | Incandescent |  | Globe | 6 | 40 | Bathroom | 2190516 | Bathroom | 0.0030496
Ceiling Fixture | Compact Fluorescent |  | Twist | 1 | 13 | Bathroom | 2190516 | Bathroom | 0.0030496
Ceiling Fixture | Linear Fluorescent | 24 | T-8 | 3 | 20 | Other | 2190517 | Other | 0.0030496
Chandelier (Hanging) | Compact Fluorescent |  | Circline (Screw Base) | 1 | 28 | Other | 2190517 | Other | 0.0030496
Table | Incandescent |  | Standard A Lamp | 1 | 60 | Master Bedroom | 2190518 | Master Bedroom | 0.0030496
Recessed Can | Compact Fluorescent |  | Reflector | 1 | 26 | Master Bedroom | 2190518 | Master Bedroom | 0.0030496
Ceiling Fixture | Linear Fluorescent | 48 | T-8 | 3 | 32 | Office | 2190519 | Office | 0.0030496
Table | Incandescent |  | Standard A Lamp | 1 | 60 | Office | 2190519 | Office | 0.0030496
Ceiling Fixture | Compact Fluorescent |  | Twist | 1 | 13 | Bathroom | 2190520 | Bathroom | 0.0030496
Ceiling Fixture | Linear Fluorescent | 24 | T-8 | 3 | 20 | Other | 2190521 | Other | 0.0030496
Ceiling Fixture | Incandescent |  | Standard A Lamp | 1 | 40 | Other | 219061 | Other | 0.00052955
Ceiling Fixture | Incandescent |  | Standard A Lamp | 1 | 60 | Bathroom | 219062 | Bathroom | 0.00052955
Ceiling Fixture | Incandescent |  | Standard A Lamp | 1 | 40 | Closet | 219063 | Closet | 0.00052955
Recessed Can | Incandescent |  | Reflector | 1 | 65 | Kitchen | 219064 | Kitchen | 0.00052955
Ceiling Fixture | Incandescent |  | Standard A Lamp | 1 | 40 | Laundry Room | 219065 | Laundry Room | 0.00052955
Table | Compact Fluorescent |  | Twist | 1 | 22 | Living Room | 219066 | Living Room | 0.00052955
Floor lamp | Compact Fluorescent |  | Twist | 1 | 22 | Living Room | 219066 | Living Room | 0.00052955
Ceiling Fixture | Compact Fluorescent |  | Twist | 1 | 22 | Bedroom | 219067 | Bedroom | 0.00052955
Table | Incandescent |  | Standard A Lamp | 1 | 40 | Bedroom | 219067 | Bedroom | 0.00052955
Ceiling Fixture | Incandescent |  | Standard A Lamp | 1 | 60 | Office | 219068 | Office | 0.00052955
Floor lamp | Compact Fluorescent |  | Twist | 1 | 22 | Office | 219068 | Office | 0.00052955
Wall Mount | Incandescent |  | Standard A Lamp | 2 | 60 | Bathroom | 219069 | Bathroom | 0.00052955
Ceiling Fan | Incandescent |  | Standard A Lamp | 1 | 40 | Bathroom | 219069 | Bathroom | 0.00052955
Table | Incandescent |  | Standard A Lamp | 1 | 60 | Bedroom | 2190610 | Bedroom | 0.00052955
Ceiling Fixture | Incandescent |  | Standard A Lamp | 1 | 60 | Bedroom | 2190611 | Bedroom | 0.00052955
Floor lamp | Compact Fluorescent |  | Twist | 1 | 22 | Bedroom | 2190611 | Bedroom | 0.00052955
Ceiling Fixture | Incandescent |  | Standard A Lamp | 1 | 60 | Closet | 2190612 | Closet | 0.00052955
Ceiling Fixture | Compact Fluorescent |  | Pin base | 2 | 15 | Hall | 2190613 | Hall | 0.00052955
Wall Mount | Linear Fluorescent | 24 | T-4 | 1 | 16 | Dining Room | 219141 | Dining Room | 0.00040077
Wall Mount | Halogen |  | PAR | 1 | 50 | Dining Room | 219141 | Dining Room | 0.00040077
Chandelier (Hanging) | Incandescent |  | Decorative | 8 | 40 | Dining Room | 219141 | Dining Room | 0.00040077
Recessed Can | Halogen |  | PAR | 1 | 50 | Dining Room | 219141 | Dining Room | 0.00040077
Floor lamp | Incandescent |  | Standard A Lamp | 1 | 100 | Dining Room | 219141 | Dining Room | 0.00040077
Ceiling Fan | Incandescent |  | Decorative | 6 | 40 | Other | 219142 | Other | 0.00040077
Garage door opener | Incandescent |  | Standard A Lamp | 2 | 60 | Garage | 219143 | Garage | 0.00040077
Ceiling Fixture | Linear Fluorescent | 48 | T-12 | 2 | 40 | Garage | 219143 | Garage | 0.00040077
Wall Mount | Linear Fluorescent | 24 | T-4 | 1 | 16 | Kitchen | 219144 | Kitchen | 0.00040077
Recessed Can | Compact Fluorescent |  | Twist | 1 | 23 | Kitchen | 219144 | Kitchen | 0.00040077
Chandelier (Hanging) | Compact Fluorescent |  | Twist | 1 | 23 | Kitchen | 219144 | Kitchen | 0.00040077
Recessed Can | Halogen |  | PAR | 1 | 50 | Living Room | 219145 | Living Room | 0.00040077
Wall Mount | Halogen |  | PAR | 1 | 75 | Bathroom | 219146 | Bathroom | 0.00040077
Ceiling Fixture | Incandescent |  | Standard A Lamp | 1 | 40 | Bathroom | 219146 | Bathroom | 0.00040077
Recessed Can | Incandescent |  | Standard A Lamp | 1 | 100 | Master Bedroom | 219147 | Master Bedroom | 0.00040077
Floor lamp | Incandescent |  | 3-Way Incandescent | 1 | 150 | Master Bedroom | 219147 | Master Bedroom | 0.00040077
Ceiling Fixture | Linear Fluorescent | 48 | T-12 | 2 | 40 | Bathroom | 219148 | Bathroom | 0.00040077
Ceiling Fixture | Incandescent |  | Standard A Lamp | 1 | 40 | Bathroom | 219148 | Bathroom | 0.00040077
Ceiling Fixture | Incandescent |  | Standard A Lamp | 2 | 75 | Closet | 219149 | Closet | 0.00040077
Ceiling Fixture | Incandescent |  | Standard A Lamp | 1 | 60 | Hall | 2191410 | Hall | 0.00040077
Ceiling Fixture | Compact Fluorescent |  | Twist | 2 | 23 | Closet | 2191411 | Closet | 0.00040077
Ceiling Fixture | Incandescent |  | Standard A Lamp | 2 | 60 | Bedroom | 2191412 | Bedroom | 0.00040077
Ceiling Fixture | Linear Fluorescent | 48 | T-8 | 2 | 32 | Office | 2191413 | Office | 0.00040077
Ceiling Fixture | Compact Fluorescent |  | Twist | 3 | 23 | Office | 2191414 | Office | 0.00040077
Recessed Can | Incandescent |  | Standard A Lamp | 1 | 100 | Hall | 2191415 | Hall | 0.00040077
Ceiling Fixture | Linear Fluorescent | 48 | T-12 | 2 | 40 | Laundry Room | 2191416 | Laundry Room | 0.00040077
Ceiling Fixture | Incandescent |  | Standard A Lamp | 1 | 75 | Closet | 2191417 | Closet | 0.00040077
Wall Mount | Incandescent |  | Decorative | 4 | 40 | Bathroom | 2191418 | Bathroom | 0.00040077
Ceiling Fixture | Incandescent |  | Standard A Lamp | 2 | 75 | Bedroom | 2191419 | Bedroom | 0.00040077
Floor lamp | Incandescent |  | Standard A Lamp | 2 | 75 | Bedroom | 2191419 | Bedroom | 0.00040077
Floor lamp | Incandescent |  | Standard A Lamp | 1 | 40 | Bedroom | 2191419 | Bedroom | 0.00040077
Ceiling Fixture | Halogen |  | PAR | 1 | 50 | Hall | 2191420 | Hall | 0.00040077
Recessed Can | Incandescent |  | Standard A Lamp | 1 | 100 | Hall | 2191420 | Hall | 0.00040077
Ceiling Fixture | Linear Fluorescent | 48 | T-12 | 2 | 40 | Closet | 2191421 | Closet | 0.00040077
Ceiling Fixture | Linear Fluorescent | 48 | T-12 | 4 | 40 | Office | 2191422 | Office | 0.00040077
Recessed Can | Incandescent |  | Reflector | 1 | 65 | Office | 2191422 | Office | 0.00040077
Ceiling Fixture | Compact Fluorescent |  | Twist | 2 | 15 | Bedroom | 219221 | Bedroom | 0.00047324
Ceiling Fixture | Compact Fluorescent |  | Twist | 2 | 15 | Master Bedroom | 219222 | Master Bedroom | 0.00047324
Wall Mount | Incandescent |  | Globe | 4 | 60 | Bathroom | 219223 | Bathroom | 0.00047324
Recessed - other | Incandescent |  | Reflector | 1 | 75 | Bathroom | 219223 | Bathroom | 0.00047324
Ceiling Fixture | Compact Fluorescent |  | Twist | 1 | 15 | Hall | 219224 | Hall | 0.00047324
Wall Mount | Incandescent |  | Globe | 4 | 60 | Bathroom | 219225 | Bathroom | 0.00047324
Ceiling Fixture | Compact Fluorescent |  | Twist | 2 | 15 | Bedroom | 219226 | Bedroom | 0.00047324
Chandelier (Hanging) | Compact Fluorescent |  | Twist | 5 | 15 | Kitchen | 219227 | Kitchen | 0.00047324
Recessed Can | Compact Fluorescent |  | Flood | 1 | 22 | Kitchen | 219227 | Kitchen | 0.00047324
Ceiling Fan | Compact Fluorescent |  | Twist | 2 | 15 | Living Room | 219228 | Living Room | 0.00047324
Recessed Can | Compact Fluorescent |  | Reflector | 1 | 22 | Living Room | 219228 | Living Room | 0.00047324
Ceiling Fixture | Compact Fluorescent |  | Twist | 1 | 28 | Garage | 219229 | Garage | 0.00047324
Garage door opener | Incandescent |  | Clear | 1 | 40 | Garage | 219229 | Garage | 0.00047324
Wall Mount | Incandescent |  | Globe | 5 | 40 | Bedroom | 219341 | Bedroom | 0.00094081
Wall Mount | Compact Fluorescent |  | Twist | 2 | 22 | Bathroom | 219342 | Bathroom | 0.00094081
Ceiling Fixture | Compact Fluorescent |  | Twist | 1 | 15 | Bedroom | 219343 | Bedroom | 0.00094081
Floor lamp | Compact Fluorescent |  | Twist | 1 | 22 | Bedroom | 219343 | Bedroom | 0.00094081
Ceiling Fixture | Incandescent |  | Standard A Lamp | 2 | 40 | Bedroom | 219344 | Bedroom | 0.00094081
Table | Compact Fluorescent |  | Twist | 1 | 15 | Bedroom | 219344 | Bedroom | 0.00094081
Ceiling Fixture | Incandescent |  | Reflector | 1 | 75 | Garage | 219345 | Garage | 0.00094081
Ceiling Fixture | Incandescent |  | Standard A Lamp | 2 | 60 | Hall | 219346 | Hall | 0.00094081
Ceiling Fixture | Incandescent |  | Standard A Lamp | 1 | 60 | Laundry Room | 219347 | Laundry Room | 0.00094081
Wall Mount | Compact Fluorescent |  | Twist | 1 | 22 | Living Room | 219348 | Living Room | 0.00094081
Wall Mount | Incandescent |  | Standard A Lamp | 2 | 60 | Bathroom | 219361 | Bathroom | 0.00052955
Ceiling Fixture | Incandescent |  | Standard A Lamp | 1 | 60 | Bathroom | 219361 | Bathroom | 0.00052955
Ceiling Fixture | Incandescent |  | Standard A Lamp | 1 | 60 | Bedroom | 219362 | Bedroom | 0.00052955
Ceiling Fixture | Incandescent |  | Standard A Lamp | 2 | 60 | Bedroom | 219363 | Bedroom | 0.00052955
Ceiling Fixture | Incandescent |  | Standard A Lamp | 1 | 60 | Laundry Room | 219365 | Laundry Room | 0.00052955
Table | Incandescent |  | Standard A Lamp | 1 | 60 | Living Room | 219366 | Living Room | 0.00052955
Chandelier (Hanging) | Incandescent |  | Standard A Lamp | 2 | 60 | Bathroom | 219501 | Bathroom | 0.00052955
Chandelier (Hanging) | Incandescent |  | Standard A Lamp | 2 | 60 | Bathroom | 219502 | Bathroom | 0.00052955
Ceiling Fixture | Incandescent |  | Standard A Lamp | 1 | 65 | Bathroom | 219503 | Bathroom | 0.00052955
Ceiling Fixture | Compact Fluorescent |  | Twist | 1 | 22 | Bedroom | 219504 | Bedroom | 0.00052955
Table | Incandescent |  | Standard A Lamp | 1 | 60 | Bedroom | 219504 | Bedroom | 0.00052955
Ceiling Fixture | Incandescent |  | Standard A Lamp | 2 | 60 | Bedroom | 219505 | Bedroom | 0.00052955
Wall Mount | Incandescent |  | Standard A Lamp | 1 | 60 | Bedroom | 219505 | Bedroom | 0.00052955
Chandelier (Hanging) | Incandescent |  | Decorative | 6 | 25 | Family Room | 219506 | Family Room | 0.00052955
Table | Incandescent |  | 3-Way Incandescent | 1 | 75 | Family Room | 219506 | Family Room | 0.00052955
Ceiling Fixture | Incandescent |  | Standard A Lamp | 1 | 60 | Hall | 219507 | Hall | 0.00052955
Ceiling Fixture | Incandescent |  | Standard A Lamp | 2 | 60 | Hall | 219508 | Hall | 0.00052955
Ceiling Fixture | Incandescent |  | Standard A Lamp | 3 | 60 | Kitchen | 219509 | Kitchen | 0.00052955
Ceiling Fixture | Incandescent |  | Standard A Lamp | 1 | 65 | Laundry Room | 2195010 | Laundry Room | 0.00052955
Ceiling Fan | Incandescent |  | Standard A Lamp | 1 | 75 | Living Room | 2195011 | Living Room | 0.00052955
Table | Incandescent |  | Standard A Lamp | 1 | 100 | Living Room | 2195011 | Living Room | 0.00052955
Table | Compact Fluorescent |  | Twist | 1 | 28 | Living Room | 2195011 | Living Room | 0.00052955
Ceiling Fixture | Incandescent |  | Standard A Lamp | 1 | 65 | Office | 2195012 | Office | 0.00052955
Table | Incandescent |  | Standard A Lamp | 1 | 60 | Office | 2195012 | Office | 0.00052955
Ceiling Fixture | Incandescent |  | Standard A Lamp | 2 | 60 | Office | 2195013 | Office | 0.00052955
Torchiere | Halogen |  | Quartz Tube | 1 | 150 | Living Room | 219511 | Living Room | 0.00029634
Chandelier (Hanging) | Incandescent |  | Standard A Lamp | 1 | 60 | Living Room | 219511 | Living Room | 0.00029634
Ceiling Fixture | Incandescent |  | Standard A Lamp | 2 | 60 | Bedroom | 219512 | Bedroom | 0.00029634
Table | Incandescent |  | Mini base | 2 | 40 | Bedroom | 219512 | Bedroom | 0.00029634
Ceiling Fixture | Incandescent |  | Standard A Lamp | 1 | 75 | Other | 219513 | Other | 0.00029634
Ceiling Fixture | Linear Fluorescent | 48 | T-8 | 2 | 32 | Other | 219514 | Other | 0.00029634
Ceiling Fixture | Incandescent |  | Standard A Lamp | 1 | 100 | Other | 219514 | Other | 0.00029634
Ceiling Fixture | Incandescent |  | Standard A Lamp | 1 | 100 | Other | 219515 | Other | 0.00029634
Ceiling Fixture | Incandescent |  | Standard A Lamp | 2 | 60 | Other | 219516 | Other | 0.00029634
Ceiling Fixture | Linear Fluorescent | 48 | T-8 | 4 | 32 | Dining Room | 219517 | Dining Room | 0.00029634
Ceiling Fixture | Linear Fluorescent | 48 | T-8 | 3 | 32 | Kitchen | 219518 | Kitchen | 0.00029634
Ceiling Fixture | Incandescent |  | Standard A Lamp | 1 | 40 | Hall | 219519 | Hall | 0.00029634
Wall Mount | Incandescent |  | Standard A Lamp | 4 | 60 | Bathroom | 2195110 | Bathroom | 0.00029634
Ceiling Fixture | Incandescent |  | Standard A Lamp | 1 | 60 | Bathroom | 2195110 | Bathroom | 0.00029634
Ceiling Fixture | Incandescent |  | Standard A Lamp | 2 | 60 | Master Bedroom | 2195111 | Master Bedroom | 0.00029634
Table | Incandescent |  | Decorative | 1 | 40 | Master Bedroom | 2195111 | Master Bedroom | 0.00029634
Table | Incandescent |  | Standard A Lamp | 1 | 60 | Master Bedroom | 2195111 | Master Bedroom | 0.00029634
Ceiling Fixture | Incandescent |  | Standard A Lamp | 2 | 60 | Bedroom | 2195112 | Bedroom | 0.00029634
Table | Compact Fluorescent |  | Twist | 1 | 22 | Bedroom | 2195112 | Bedroom | 0.00029634
Floor lamp | Incandescent |  | 3-Way Incandescent | 1 | 75 | Bedroom | 2195112 | Bedroom | 0.00029634
Ceiling Fixture | Incandescent |  | Standard A Lamp | 2 | 60 | Bedroom | 2195113 | Bedroom | 0.00029634
Ceiling Fixture | Incandescent |  | Standard A Lamp | 2 | 60 | Family Room | 2195114 | Family Room | 0.00029634
Ceiling Fixture | Incandescent |  | Standard A Lamp | 1 | 100 | Bedroom | 219611 | Bedroom | 0.0005169
Table | Compact Fluorescent |  | A shape bulb | 1 | 11 | Bedroom | 219611 | Bedroom | 0.0005169
High bay | Linear Fluorescent | 48 | T-12 | 2 | 40 | Other | 219612 | Other | 0.0005169
Table | Compact Fluorescent |  | Twist | 1 | 27 | Other | 219612 | Other | 0.0005169
Ceiling Fixture | Compact Fluorescent |  | Twist | 1 | 10 | Other | 219613 | Other | 0.0005169
Ceiling Fixture | Compact Fluorescent |  | Twist | 1 | 14 | Hall | 219614 | Hall | 0.0005169
Wall Mount | Compact Fluorescent |  | Twist | 1 | 14 | Bathroom | 219615 | Bathroom | 0.0005169
Ceiling Fixture | Compact Fluorescent |  | Twist | 1 | 14 | Bathroom | 219615 | Bathroom | 0.0005169
Wall Mount | Incandescent |  | Globe | 6 | 40 | Bathroom | 219616 | Bathroom | 0.0005169
Ceiling Fixture | Compact Fluorescent |  | Twist | 1 | 23 | Bathroom | 219616 | Bathroom | 0.0005169
Ceiling Fixture | Compact Fluorescent |  | A shape bulb | 1 | 23 | Closet | 219617 | Closet | 0.0005169
Ceiling Fixture | Incandescent |  | Standard A Lamp | 1 | 60 | Closet | 219618 | Closet | 0.0005169
Chandelier (Hanging) | Incandescent |  | Decorative | 5 | 40 | Dining Room | 219619 | Dining Room | 0.0005169
Floor lamp | Incandescent |  | 3-Way Incandescent | 1 | 200 | Family Room | 2196110 | Family Room | 0.0005169
Floor lamp | Incandescent |  | Decorative | 3 | 40 | Family Room | 2196110 | Family Room | 0.0005169
Table | Compact Fluorescent |  | Twist | 1 | 13 | Family Room | 2196110 | Family Room | 0.0005169
Table | Compact Fluorescent |  | Twist | 1 | 23 | Family Room | 2196110 | Family Room | 0.0005169
Ceiling Fixture | Incandescent |  | Standard A Lamp | 1 | 100 | Hall | 2196111 | Hall | 0.0005169
Ceiling Fixture | Compact Fluorescent |  | Twist | 1 | 23 | Hall | 2196112 | Hall | 0.0005169
High bay | Linear Fluorescent | 48 | T-12 | 2 | 40 | Kitchen | 2196113 | Kitchen | 0.0005169
Ceiling Fixture | Compact Fluorescent |  | Twist | 1 | 10 | Laundry Room | 2196114 | Laundry Room | 0.0005169
Ceiling Fan | Compact Fluorescent |  | Twist | 1 | 14 | Living Room | 2196115 | Living Room | 0.0005169
Table | Compact Fluorescent |  | Twist | 1 | 13 | Living Room | 2196115 | Living Room | 0.0005169
Floor lamp | Incandescent |  | 3-Way Incandescent | 1 | 70 | Living Room | 2196115 | Living Room | 0.0005169
Floor lamp | Incandescent |  | 3-Way Incandescent | 1 | 200 | Living Room | 2196115 | Living Room | 0.0005169
Floor lamp | Incandescent |  | Decorative | 3 | 40 | Living Room | 2196115 | Living Room | 0.0005169
Ceiling Fixture | Incandescent |  | Standard A Lamp | 1 | 100 | Master Bedroom | 2196116 | Master Bedroom | 0.0005169
Table | Compact Fluorescent |  | Decorative | 1 | 7 | Master Bedroom | 2196116 | Master Bedroom | 0.0005169
Ceiling Fixture | Incandescent |  | Standard A Lamp | 1 | 60 | Office | 2196117 | Office | 0.0005169
Low bay | Incandescent |  | Other | 2 | 40 | Office | 2196117 | Office | 0.0005169
Track | Incandescent |  | Reflector | 2 | 65 | Office | 2196118 | Office | 0.0005169
Ceiling Fixture | Compact Fluorescent |  | Twist | 1 | 23 | Office | 2196118 | Office | 0.0005169
Chandelier (Hanging) | Incandescent |  | Standard A Lamp | 1 | 60 | Hall | 2196119 | Hall | 0.0005169
Ceiling Fixture | Compact Fluorescent |  | Twist | 1 | 23 | Bedroom | 2196120 | Bedroom | 0.0005169
Table | Compact Fluorescent |  | Twist | 1 | 23 | Bedroom | 2196120 | Bedroom | 0.0005169
Ceiling Fixture | Compact Fluorescent |  | Twist | 1 | 15 | Hall | 2196121 | Hall | 0.0005169
Ceiling Fixture | Linear Fluorescent | 48 | T-8 | 2 | 32 | Closet | 219671 | Closet | 0.00047324
Chandelier (Hanging) | Incandescent |  | Clear | 5 | 60 | Dining Room | 219672 | Dining Room | 0.00047324
Chandelier (Hanging) | Halogen |  | MR | 1 | 50 | Dining Room | 219672 | Dining Room | 0.00047324
Other | Incandescent |  | Other | 1 | 224 | Dining Room | 219672 | Dining Room | 0.00047324
Recessed Can | Incandescent |  | Reflector | 1 | 65 | Kitchen | 219673 | Kitchen | 0.00047324
Recessed - other | Compact Fluorescent |  | Pin base | 2 | 32 | Kitchen | 219673 | Kitchen | 0.00047324
Ceiling Fixture | Incandescent |  | Standard A Lamp | 2 | 60 | Closet | 219674 | Closet | 0.00047324
Chandelier (Hanging) | Incandescent |  | Standard A Lamp | 3 | 60 | Family Room | 219675 | Family Room | 0.00047324
Table | Compact Fluorescent |  | Twist | 1 | 36 | Family Room | 219675 | Family Room | 0.00047324
Ceiling Fixture | Linear Fluorescent | 48 | T-8 | 2 | 32 | Office | 219676 | Office | 0.00047324
Torchiere | Halogen |  | Quartz Tube | 1 | 300 | Office | 219676 | Office | 0.00047324
Wall Mount | Incandescent |  | Globe | 6 | 60 | Bathroom | 219677 | Bathroom | 0.00047324
Ceiling Fixture | Linear Fluorescent | 48 | T-8 | 4 | 32 | Laundry Room | 219678 | Laundry Room | 0.00047324
Ceiling Fixture | Linear Fluorescent | 32 | T-8 | 2 | 32 | Garage | 219679 | Garage | 0.00047324
Garage door opener | Incandescent |  | Standard A Lamp | 1 | 40 | Garage | 219679 | Garage | 0.00047324
Ceiling Fixture | Linear Fluorescent | 48 | T-8 | 2 | 40 | Other | 2196710 | Other | 0.00047324
Wall Mount | Incandescent |  | Standard A Lamp | 1 | 60 | Living Room | 2196711 | Living Room | 0.00047324
Wall Mount | Compact Fluorescent |  | Twist | 1 | 15 | Living Room | 2196711 | Living Room | 0.00047324
Ceiling Fixture | Incandescent |  | Standard A Lamp | 3 | 40 | Bedroom | 2196712 | Bedroom | 0.00047324
Table | Compact Fluorescent |  | Twist | 1 | 15 | Bedroom | 2196712 | Bedroom | 0.00047324
Recessed Can | Incandescent |  | Reflector | 1 | 65 | Family Room | 2196713 | Family Room | 0.00047324
Ceiling Fixture | Linear Fluorescent | 40 | T-12 | 2 | 40 | Family Room | 2196713 | Family Room | 0.00047324
Ceiling Fixture | Compact Fluorescent |  | Twist | 1 | 15 | Family Room | 2196713 | Family Room | 0.00047324
Ceiling Fixture | Linear Fluorescent | 48 | T-12 | 2 | 40 | Other | 2196714 | Other | 0.00047324
Ceiling Fixture | Incandescent |  | Standard A Lamp | 1 | 100 | Other | 2196715 | Other | 0.00047324
Table | Incandescent |  | Standard A Lamp | 1 | 100 | Other | 2196715 | Other | 0.00047324
Ceiling Fixture | Incandescent |  | Standard A Lamp | 2 | 75 | Other | 2196715 | Other | 0.00047324
Ceiling Fixture | Incandescent |  | Standard A Lamp | 2 | 60 | Bathroom | 2196716 | Bathroom | 0.00047324
Wall Mount | Incandescent |  | Standard A Lamp | 5 | 100 | Bathroom | 2196716 | Bathroom | 0.00047324
Ceiling Fixture | Incandescent |  | Standard A Lamp | 3 | 60 | Bedroom | 2196717 | Bedroom | 0.00047324
Table | Incandescent |  | Standard A Lamp | 1 | 100 | Bedroom | 2196717 | Bedroom | 0.00047324
Wall Mount | Halogen |  | MR | 6 | 50 | Bathroom | 2196718 | Bathroom | 0.00047324
Recessed Can | Incandescent |  | Reflector | 1 | 65 | Bathroom | 2196718 | Bathroom | 0.00047324
Recessed Can | Incandescent |  | Reflector | 1 | 40 | Bathroom | 2196718 | Bathroom | 0.00047324
Ceiling Fixture | Incandescent |  | Standard A Lamp | 3 | 60 | Master Bedroom | 2196719 | Master Bedroom | 0.00047324
Table | Incandescent |  | Standard A Lamp | 1 | 60 | Master Bedroom | 2196719 | Master Bedroom | 0.00047324
Ceiling Fixture | Linear Fluorescent | 48 | T-8 | 2 | 32 | Closet | 2196720 | Closet | 0.00047324
Ceiling Fixture | Incandescent |  | Standard A Lamp | 2 | 60 | Hall | 2196721 | Hall | 0.00047324
Ceiling Fixture | Incandescent |  | Standard A Lamp | 3 | 60 | Hall | 2196721 | Hall | 0.00047324
Other | Incandescent |  | Other | 1 | 208 | Hall | 2196721 | Hall | 0.00047324
Ceiling Fixture | Compact Fluorescent |  | Twist | 2 | 15 | Hall | 2196721 | Hall | 0.00047324
Recessed - other | Incandescent |  | Reflector | 1 | 65 | Living Room | 2196722 | Living Room | 0.00047324
Table | Incandescent |  | 3-Way Incandescent | 1 | 70 | Living Room | 2196722 | Living Room | 0.00047324
Table | Incandescent |  | Other | 1 | 60 | Living Room | 2196722 | Living Room | 0.00047324
Chandelier (Hanging) | Incandescent |  | Mini base | 8 | 60 | Kitchen | 219741 | Kitchen | 0.00094081
Ceiling Fan | Incandescent |  | Standard A Lamp | 2 | 40 | Living Room | 219742 | Living Room | 0.00094081
Ceiling Fixture | Incandescent |  | Standard A Lamp | 1 | 100 | Other | 219743 | Other | 0.00094081
Ceiling Fixture | Compact Fluorescent |  | Twist | 2 | 15 | Master Bedroom | 219744 | Master Bedroom | 0.00094081
Ceiling Fixture | Compact Fluorescent |  | Twist | 1 | 15 | Bathroom | 219745 | Bathroom | 0.00094081
Ceiling Fixture | Compact Fluorescent |  | Twist | 2 | 15 | Closet | 219746 | Closet | 0.00094081
Ceiling Fixture | Compact Fluorescent |  | Twist | 3 | 22 | Bathroom | 219747 | Bathroom | 0.00094081
Ceiling Fan | Compact Fluorescent |  | Twist | 3 | 22 | Bedroom | 219748 | Bedroom | 0.00094081
Ceiling Fixture | Compact Fluorescent |  | Twist | 2 | 15 | Bedroom | 219749 | Bedroom | 0.00094081
Ceiling Fixture | Compact Fluorescent |  | Twist | 1 | 15 | Bedroom | 2197410 | Bedroom | 0.00094081
Table | Compact Fluorescent |  | Twist | 1 | 15 | Bedroom | 2197410 | Bedroom | 0.00094081
Table | Compact Fluorescent |  | Straight Tube | 1 | 28 | Bedroom | 2197410 | Bedroom | 0.00094081
Ceiling Fixture | Incandescent |  | Heat Lamp | 2 | 150 | Bathroom | 219771 | Bathroom | 0.002127
Wall Mount | Incandescent |  | Globe | 4 | 40 | Bathroom | 219771 | Bathroom | 0.002127
Ceiling Fixture | Incandescent |  | Standard A Lamp | 2 | 60 | Bedroom | 219772 | Bedroom | 0.002127
Ceiling Fixture | Incandescent |  | Standard A Lamp | 2 | 60 | Bedroom | 219773 | Bedroom | 0.002127
Ceiling Fixture | Linear Fluorescent | 48 | T-12 | 2 | 40 | Garage | 219774 | Garage | 0.002127
Ceiling Fixture | Compact Fluorescent |  | Twist | 1 | 22 | Hall | 219775 | Hall | 0.002127
Ceiling Fixture | Linear Fluorescent | 48 | T-8 | 4 | 32 | Kitchen | 219776 | Kitchen | 0.002127
Chandelier (Hanging) | Incandescent |  | Decorative | 7 | 40 | Kitchen | 219776 | Kitchen | 0.002127
Ceiling Fixture | Incandescent |  | Standard A Lamp | 1 | 60 | Kitchen | 219776 | Kitchen | 0.002127
Recessed Can | Incandescent |  | Reflector | 1 | 60 | Living Room | 219777 | Living Room | 0.002127
Ceiling Fan | Incandescent |  | Standard A Lamp | 2 | 75 | Living Room | 219777 | Living Room | 0.002127
Wall Mount | Incandescent |  | Globe | 4 | 40 | Bathroom | 219778 | Bathroom | 0.002127
Ceiling Fixture | Compact Fluorescent |  | Twist | 2 | 22 | Master Bedroom | 219779 | Master Bedroom | 0.002127
Wall Mount | Incandescent |  | Standard A Lamp | 5 | 75 | Bathroom | 219781 | Bathroom | 0.00047324
Wall Mount | Incandescent |  | Standard A Lamp | 3 | 60 | Bathroom | 219782 | Bathroom | 0.00047324
Ceiling Fan | Incandescent |  | Standard A Lamp | 1 | 60 | Bedroom | 219783 | Bedroom | 0.00047324
Ceiling Fan | Incandescent |  | Standard A Lamp | 1 | 100 | Master Bedroom | 219784 | Master Bedroom | 0.00047324
Table | Incandescent |  | Standard A Lamp | 1 | 40 | Master Bedroom | 219784 | Master Bedroom | 0.00047324
Ceiling Fan | Incandescent |  | Standard A Lamp | 1 | 60 | Bedroom | 219785 | Bedroom | 0.00047324
Ceiling Fan | Incandescent |  | Standard A Lamp | 4 | 60 | Other | 219786 | Other | 0.00047324
Ceiling Fixture | Incandescent |  | Decorative | 1 | 75 | Other | 219786 | Other | 0.00047324
Ceiling Fixture | Linear Fluorescent | 96 | T-12 | 2 | 75 | Other | 219787 | Other | 0.00047324
Chandelier (Hanging) | Incandescent |  | Mini base | 10 | 40 | Dining Room | 219788 | Dining Room | 0.00047324
Recessed Can | Incandescent |  | Reflector | 1 | 65 | Family Room | 219789 | Family Room | 0.00047324
Table | Incandescent |  | Standard A Lamp | 1 | 100 | Family Room | 219789 | Family Room | 0.00047324
Ceiling Fan | Incandescent |  | Standard A Lamp | 1 | 75 | Family Room | 219789 | Family Room | 0.00047324
Garage door opener | Incandescent |  | Standard A Lamp | 2 | 60 | Garage | 2197810 | Garage | 0.00047324
Ceiling Fixture | Linear Fluorescent | 48 | T-12 | 2 | 40 | Garage | 2197810 | Garage | 0.00047324
Ceiling Fixture | Incandescent |  | Standard A Lamp | 2 | 60 | Hall | 2197811 | Hall | 0.00047324
Ceiling Fixture | Incandescent |  | Standard A Lamp | 1 | 60 | Hall | 2197812 | Hall | 0.00047324
Ceiling Fixture | Linear Fluorescent | 48 | T-8 | 2 | 32 | Kitchen | 2197813 | Kitchen | 0.00047324
Ceiling Fixture | Incandescent |  | Standard A Lamp | 1 | 75 | Laundry Room | 2197814 | Laundry Room | 0.00047324
Table | Incandescent |  | Standard A Lamp | 1 | 100 | Living Room | 2197815 | Living Room | 0.00047324
Ceiling Fan | Incandescent |  | Standard A Lamp | 1 | 75 | Master Bedroom | 2197816 | Master Bedroom | 0.00047324
Chandelier (Hanging) | Incandescent |  | Reflector | 3 | 40 | Hall | 2197817 | Hall | 0.00047324
Wall Mount | Incandescent |  | Globe | 4 | 60 | Bathroom | 219791 | Bathroom | 0.00040077
Ceiling Fixture | Incandescent |  | Standard A Lamp | 2 | 40 | Bedroom | 219792 | Bedroom | 0.00040077
Ceiling Fixture | Incandescent |  | Standard A Lamp | 2 | 40 | Bedroom | 219793 | Bedroom | 0.00040077
Ceiling Fixture | Incandescent |  | Reflector | 3 | 65 | Dining Room | 219794 | Dining Room | 0.00040077
Floor lamp | Halogen |  | Quartz Tube | 1 | 30 | Closet | 219795 | Closet | 0.00040077
Ceiling Fixture | Incandescent |  | Colored | 1 | 60 | Other | 219796 | Other | 0.00040077
Ceiling Fixture | Incandescent |  | Standard A Lamp | 1 | 60 | Garage | 219797 | Garage | 0.00040077
Ceiling Fixture | Incandescent |  | Standard A Lamp | 2 | 40 | Hall | 219798 | Hall | 0.00040077
Ceiling Fixture | Incandescent |  | Reflector | 3 | 65 | Kitchen | 219799 | Kitchen | 0.00040077
Ceiling Fixture | Incandescent |  | Standard A Lamp | 2 | 40 | Laundry Room | 2197910 | Laundry Room | 0.00040077
Floor lamp | Compact Fluorescent |  | Twist | 1 | 22 | Living Room | 2197911 | Living Room | 0.00040077
Wall Mount | Incandescent |  | Decorative | 4 | 40 | Bathroom | 2197912 | Bathroom | 0.00040077
Ceiling Fixture | Compact Fluorescent |  | Twist | 3 | 22 | Master Bedroom | 2197913 | Master Bedroom | 0.00040077
Ceiling Fixture | Incandescent |  | Standard A Lamp | 2 | 60 | Bedroom | 2197914 | Bedroom | 0.00040077
Table | Compact Fluorescent |  | Twist | 1 | 22 | Bedroom | 2197914 | Bedroom | 0.00040077
Wall Mount | Incandescent |  | Standard A Lamp | 3 | 60 | Bathroom | 219811 | Bathroom | 0.0005169
Ceiling Fixture | Incandescent |  | Standard A Lamp | 2 | 60 | Other | 219812 | Other | 0.0005169
Ceiling Fixture | Linear Fluorescent | 48 | T-12 | 2 | 40 | Kitchen | 219813 | Kitchen | 0.0005169
Ceiling Fixture | Incandescent |  | Standard A Lamp | 1 | 60 | Kitchen | 219813 | Kitchen | 0.0005169
Ceiling Fixture | Incandescent |  | Standard A Lamp | 2 | 60 | Living Room | 219814 | Living Room | 0.0005169
Floor lamp | Incandescent |  | Standard A Lamp | 1 | 60 | Living Room | 219814 | Living Room | 0.0005169
Ceiling Fixture | Incandescent |  | Standard A Lamp | 3 | 60 | Master Bedroom | 219815 | Master Bedroom | 0.0005169
Ceiling Fixture | Incandescent |  | Standard A Lamp | 3 | 60 | Office | 219816 | Office | 0.0005169
Wall Mount | Incandescent |  | Decorative | 2 | 40 | Bathroom | 219881 | Bathroom | 0.0005169
Wall Mount | Incandescent |  | Globe | 6 | 40 | Bathroom | 219882 | Bathroom | 0.0005169
Ceiling Fixture | Incandescent |  | Standard A Lamp | 1 | 40 | Bathroom | 219882 | Bathroom | 0.0005169
Wall Mount | Incandescent |  | Globe | 6 | 40 | Bathroom | 219883 | Bathroom | 0.0005169
Ceiling Fixture | Compact Fluorescent |  | Twist | 1 | 15 | Bedroom | 219884 | Bedroom | 0.0005169
Other | Incandescent |  | Heat Lamp | 1 | 25 | Bedroom | 219884 | Bedroom | 0.0005169
Ceiling Fixture | Compact Fluorescent |  | Twist | 1 | 15 | Bedroom | 219885 | Bedroom | 0.0005169
Other | Incandescent |  | Heat Lamp | 1 | 25 | Bedroom | 219885 | Bedroom | 0.0005169
Ceiling Fan | Compact Fluorescent |  | Twist | 3 | 15 | Master Bedroom | 219886 | Master Bedroom | 0.0005169
Floor lamp | Incandescent |  | Standard A Lamp | 1 | 60 | Master Bedroom | 219886 | Master Bedroom | 0.0005169
Ceiling Fan | Incandescent |  | Standard A Lamp | 1 | 60 | Office | 219887 | Office | 0.0005169
Ceiling Fixture | Incandescent |  | Standard A Lamp | 1 | 60 | Closet | 219888 | Closet | 0.0005169
Torchiere | Incandescent |  | Standard A Lamp | 1 | 75 | Family Room | 219889 | Family Room | 0.0005169
Table | Incandescent |  | Standard A Lamp | 1 | 75 | Family Room | 219889 | Family Room | 0.0005169
Garage door opener | Incandescent |  | Standard A Lamp | 1 | 60 | Garage | 2198810 | Garage | 0.0005169
Ceiling Fixture | Compact Fluorescent |  | Twist | 1 | 15 | Hall | 2198811 | Hall | 0.0005169
Track | Incandescent |  | Standard A Lamp | 1 | 100 | Hall | 2198811 | Hall | 0.0005169
Recessed Can | Incandescent |  | Reflector | 1 | 65 | Kitchen | 2198812 | Kitchen | 0.0005169
Ceiling Fixture | Compact Fluorescent |  | Circline (Screw Base) | 1 | 28 | Kitchen | 2198812 | Kitchen | 0.0005169
Ceiling Fixture | Compact Fluorescent |  | Twist | 1 | 15 | Laundry Room | 2198813 | Laundry Room | 0.0005169
Ceiling Fan | Incandescent |  | Standard A Lamp | 2 | 60 | Living Room | 2198814 | Living Room | 0.0005169
Torchiere | Incandescent |  | Standard A Lamp | 1 | 60 | Living Room | 2198814 | Living Room | 0.0005169
Ceiling Fan | Compact Fluorescent |  | Twist | 1 | 15 | Living Room | 2198814 | Living Room | 0.0005169
Chandelier (Hanging) | Incandescent |  | Globe | 1 | 75 | Kitchen | 2198815 | Kitchen | 0.0005169
Ceiling Fixture | Compact Fluorescent |  | Twist | 2 | 15 | Kitchen | 220001 | Kitchen | 0.00094081
Other | Compact Fluorescent |  | Twist | 1 | 22 | Kitchen | 220001 | Kitchen | 0.00094081
Wall Mount | Incandescent |  | Clear | 3 | 75 | Bathroom | 220002 | Bathroom | 0.00094081
Ceiling Fixture | Compact Fluorescent |  | Twist | 1 | 15 | Bathroom | 220002 | Bathroom | 0.00094081
Table | Incandescent |  | Globe | 3 | 40 | Family Room | 220003 | Family Room | 0.00094081
Ceiling Fixture | Linear Fluorescent | 48 | T-8 | 2 | 32 | Family Room | 220003 | Family Room | 0.00094081
Ceiling Fixture | Compact Fluorescent |  | Twist | 2 | 7 | Family Room | 220003 | Family Room | 0.00094081
Ceiling Fixture | Compact Fluorescent |  | Twist | 3 | 15 | Bedroom | 220004 | Bedroom | 0.00094081
Ceiling Fixture | Compact Fluorescent |  | Twist | 3 | 22 | Bedroom | 220005 | Bedroom | 0.00094081
Ceiling Fixture | Linear Fluorescent | 36 | T-5 | 1 | 20 | Laundry Room | 220006 | Laundry Room | 0.00094081
Wall Mount | Linear Fluorescent | 36 | T-8 | 2 | 32 | Living Room | 220007 | Living Room | 0.00094081
Ceiling Fixture | Compact Fluorescent |  | Twist | 1 | 15 | Living Room | 220007 | Living Room | 0.00094081
Ceiling Fixture | Compact Fluorescent |  | Twist | 1 | 15 | Bedroom | 220008 | Bedroom | 0.00094081
Track | Incandescent |  | Clear | 3 | 90 | Closet | 220009 | Closet | 0.00094081
Ceiling Fixture | Compact Fluorescent |  | Twist | 1 | 15 | Closet | 220009 | Closet | 0.00094081
Ceiling Fixture | Linear Fluorescent | 36 | T-5 | 1 | 20 | Other | 2200010 | Other | 0.00094081
Ceiling Fixture | Compact Fluorescent |  | Twist | 1 | 22 | Bathroom | 2200011 | Bathroom | 0.00094081
Ceiling Fixture | Compact Fluorescent |  | Twist | 1 | 22 | Hall | 2200012 | Hall | 0.00094081
Chandelier (Hanging) | Compact Fluorescent |  | Twist | 1 | 36 | Kitchen | 2200013 | Kitchen | 0.00094081
Wall Mount | Incandescent |  | Standard A Lamp | 2 | 60 | Bathroom | 220051 | Bathroom | 0.00028447
Wall Mount | Incandescent |  | Standard A Lamp | 2 | 60 | Bathroom | 220052 | Bathroom | 0.00028447
Recessed Can | Incandescent |  | Reflector | 1 | 60 | Bathroom | 220052 | Bathroom | 0.00028447
Ceiling Fan | Incandescent |  | Standard A Lamp | 2 | 60 | Bedroom | 220053 | Bedroom | 0.00028447
Table | Compact Fluorescent |  | Twist | 1 | 22 | Bedroom | 220053 | Bedroom | 0.00028447
Ceiling Fixture | Incandescent |  | Standard A Lamp | 2 | 60 | Bedroom | 220054 | Bedroom | 0.00028447
Table | Incandescent |  | Standard A Lamp | 1 | 60 | Bedroom | 220054 | Bedroom | 0.00028447
Table | Compact Fluorescent |  | Twist | 1 | 22 | Bedroom | 220055 | Bedroom | 0.00028447
Ceiling Fixture | Incandescent |  | Standard A Lamp | 2 | 60 | Bedroom | 220055 | Bedroom | 0.00028447
Chandelier (Hanging) | Incandescent |  | Standard A Lamp | 3 | 60 | Family Room | 220056 | Family Room | 0.00028447
Table | Compact Fluorescent |  | Twist | 1 | 22 | Family Room | 220056 | Family Room | 0.00028447
Floor lamp | Incandescent |  | Standard A Lamp | 3 | 60 | Family Room | 220056 | Family Room | 0.00028447
Recessed Can | Incandescent |  | Reflector | 1 | 40 | Family Room | 220056 | Family Room | 0.00028447
Wall Mount | Incandescent |  | Standard A Lamp | 1 | 60 | Family Room | 220056 | Family Room | 0.00028447
Ceiling Fixture | Compact Fluorescent |  | Twist | 1 | 22 | Garage | 220057 | Garage | 0.00028447
Garage door opener | Incandescent |  | Clear | 2 | 40 | Garage | 220057 | Garage | 0.00028447
Ceiling Fixture | Incandescent |  | Standard A Lamp | 2 | 60 | Hall | 220058 | Hall | 0.00028447
Recessed Can | Incandescent |  | Reflector | 1 | 60 | Hall | 220058 | Hall | 0.00028447
Ceiling Fixture | Incandescent |  | Standard A Lamp | 2 | 60 | Laundry Room | 220059 | Laundry Room | 0.00028447
Ceiling Fixture | Incandescent |  | Standard A Lamp | 2 | 60 | Office | 2200510 | Office | 0.00028447
Table | Incandescent |  | Standard A Lamp | 3 | 60 | Office | 2200510 | Office | 0.00028447
Wall Mount | Incandescent |  | Standard A Lamp | 1 | 60 | Other | 2200511 | Other | 0.00028447
Ceiling Fixture | Incandescent |  | Standard A Lamp | 1 | 65 | Other | 2200512 | Other | 0.00028447
Wall Mount | Incandescent |  | Reflector | 7 | 65 | Other | 2200512 | Other | 0.00028447
Ceiling Fixture | Incandescent |  | Standard A Lamp | 1 | 75 | Bathroom | 220151 | Bathroom | 0.00052955
Wall Mount | Incandescent |  | Standard A Lamp | 1 | 100 | Bathroom | 220151 | Bathroom | 0.00052955
Ceiling Fixture | Incandescent |  | Standard A Lamp | 2 | 60 | Bedroom | 220152 | Bedroom | 0.00052955
Ceiling Fixture | Incandescent |  | Standard A Lamp | 1 | 100 | Bedroom | 220153 | Bedroom | 0.00052955
Table | Incandescent |  | Standard A Lamp | 1 | 125 | Bedroom | 220153 | Bedroom | 0.00052955
Ceiling Fixture | Incandescent |  | Standard A Lamp | 1 | 100 | Bedroom | 220154 | Bedroom | 0.00052955
Ceiling Fixture | Incandescent |  | Standard A Lamp | 1 | 100 | Hall | 220155 | Hall | 0.00052955
Ceiling Fixture | Incandescent |  | Standard A Lamp | 4 | 125 | Dining Room | 220156 | Dining Room | 0.00052955
Ceiling Fan | Incandescent |  | Standard A Lamp | 5 | 90 | Living Room | 220157 | Living Room | 0.00052955
Wall Mount | Incandescent |  | Standard A Lamp | 1 | 60 | Living Room | 220157 | Living Room | 0.00052955
Ceiling Fixture | Incandescent |  | Standard A Lamp | 3 | 100 | Laundry Room | 220158 | Laundry Room | 0.00052955
Wall Mount | Incandescent |  | Globe | 4 | 60 | Bathroom | 220191 | Bathroom | 0.00047324
Ceiling Fixture | Incandescent |  | Standard A Lamp | 1 | 75 | Bathroom | 220191 | Bathroom | 0.00047324
Wall Mount | Incandescent |  | Globe | 6 | 60 | Bathroom | 220192 | Bathroom | 0.00047324
Ceiling Fan | Incandescent |  | Standard A Lamp | 4 | 60 | Bedroom | 220193 | Bedroom | 0.00047324
Table | Incandescent |  | Standard A Lamp | 1 | 100 | Bedroom | 220193 | Bedroom | 0.00047324
Table | Incandescent |  | Standard A Lamp | 1 | 100 | Bedroom | 220194 | Bedroom | 0.00047324
Ceiling Fan | Incandescent |  | Standard A Lamp | 3 | 60 | Bedroom | 220194 | Bedroom | 0.00047324
Wall Mount | Incandescent |  | Standard A Lamp | 1 | 60 | Closet | 220195 | Closet | 0.00047324
Ceiling Fan | Incandescent |  | Standard A Lamp | 4 | 100 | Dining Room | 220196 | Dining Room | 0.00047324
Ceiling Fan | Incandescent |  | Decorative | 3 | 60 | Other | 220197 | Other | 0.00047324
Ceiling Fixture | Linear Fluorescent | 48 | T-8 | 2 | 32 | Living Room | 220198 | Living Room | 0.00047324
Recessed Can | Halogen |  | PAR | 1 | 150 | Living Room | 220198 | Living Room | 0.00047324
Table | Incandescent |  | Standard A Lamp | 1 | 100 | Living Room | 220198 | Living Room | 0.00047324
Floor lamp | Incandescent |  | Standard A Lamp | 1 | 60 | Living Room | 220198 | Living Room | 0.00047324
Garage door opener | Incandescent |  | Standard A Lamp | 2 | 75 | Garage | 220199 | Garage | 0.00047324
Ceiling Fixture | Linear Fluorescent | 48 | T-8 | 2 | 32 | Garage | 220199 | Garage | 0.00047324
Ceiling Fixture | Incandescent |  | Standard A Lamp | 2 | 75 | Hall | 2201910 | Hall | 0.00047324
Wall Mount | Incandescent |  | Decorative | 1 | 60 | Hall | 2201911 | Hall | 0.00047324
Ceiling Fixture | Incandescent |  | Standard A Lamp | 1 | 60 | Hall | 2201912 | Hall | 0.00047324
Ceiling Fixture | Linear Fluorescent | 48 | T-8 | 2 | 32 | Kitchen | 2201913 | Kitchen | 0.00047324
Ceiling Fixture | Incandescent |  | Standard A Lamp | 1 | 75 | Laundry Room | 2201914 | Laundry Room | 0.00047324
Ceiling Fixture | Compact Fluorescent |  | Twist | 1 | 15 | Laundry Room | 2201914 | Laundry Room | 0.00047324
Torchiere | Halogen |  | Quartz Tube | 1 | 500 | Living Room | 2201915 | Living Room | 0.00047324
Floor lamp | Incandescent |  | Standard A Lamp | 1 | 60 | Living Room | 2201915 | Living Room | 0.00047324
Table | Incandescent |  | Standard A Lamp | 2 | 60 | Bedroom | 2201916 | Bedroom | 0.00047324
Ceiling Fixture | Linear Fluorescent | 48 | T-8 | 2 | 32 | Bedroom | 2201916 | Bedroom | 0.00047324
Ceiling Fixture | Compact Fluorescent |  | Twist | 2 | 15 | Office | 2201917 | Office | 0.00047324
Ceiling Fixture | Incandescent |  | Standard A Lamp | 1 | 60 | Other | 220211 | Other | 0.00029634
Ceiling Fixture | Compact Fluorescent |  | Twist | 1 | 22 | Bathroom | 220212 | Bathroom | 0.00029634
Ceiling Fixture | Incandescent |  | Standard A Lamp | 1 | 60 | Bedroom | 220213 | Bedroom | 0.00029634
Ceiling Fixture | Incandescent |  | Standard A Lamp | 1 | 60 | Bedroom | 220214 | Bedroom | 0.00029634
Ceiling Fixture | Incandescent |  | Standard A Lamp | 1 | 65 | Bedroom | 220215 | Bedroom | 0.00029634
Ceiling Fixture | Incandescent |  | Standard A Lamp | 2 | 60 | Garage | 220216 | Garage | 0.00029634
Ceiling Fixture | Compact Fluorescent |  | Twist | 2 | 22 | Kitchen | 220217 | Kitchen | 0.00029634
Table | Compact Fluorescent |  | Twist | 1 | 22 | Living Room | 220218 | Living Room | 0.00029634
Ceiling Fixture | Incandescent |  | Standard A Lamp | 1 | 60 | Laundry Room | 220219 | Laundry Room | 0.00029634
Ceiling Fixture | Incandescent |  | Standard A Lamp | 1 | 60 | Bathroom | 220231 | Bathroom | 0.0005169
Wall Mount | Incandescent |  | Standard A Lamp | 3 | 40 | Bathroom | 220232 | Bathroom | 0.0005169
Wall Mount | Incandescent |  | Standard A Lamp | 1 | 40 | Bathroom | 220232 | Bathroom | 0.0005169
Ceiling Fixture | Incandescent |  | Standard A Lamp | 1 | 60 | Bathroom | 220233 | Bathroom | 0.0005169
Wall Mount | Incandescent |  | Standard A Lamp | 4 | 40 | Bathroom | 220233 | Bathroom | 0.0005169
Ceiling Fan | Incandescent |  | Decorative | 4 | 60 | Master Bedroom | 220234 | Master Bedroom | 0.0005169
Wall Mount | Incandescent |  | Globe | 1 | 60 | Master Bedroom | 220234 | Master Bedroom | 0.0005169
Table | Incandescent |  | Clear | 1 | 60 | Master Bedroom | 220234 | Master Bedroom | 0.0005169
Ceiling Fixture | Incandescent |  | Standard A Lamp | 2 | 40 | Bedroom | 220235 | Bedroom | 0.0005169
Table | Incandescent |  | Standard A Lamp | 1 | 40 | Bedroom | 220235 | Bedroom | 0.0005169
Ceiling Fixture | Incandescent |  | Standard A Lamp | 3 | 40 | Office | 220236 | Office | 0.0005169
Ceiling Fixture | Linear Fluorescent | 48 | T-12 | 2 | 32 | Closet | 220237 | Closet | 0.0005169
Chandelier (Hanging) | Incandescent |  | Globe | 6 | 60 | Dining Room | 220238 | Dining Room | 0.0005169
Recessed Can | Incandescent |  | Reflector | 1 | 65 | Family Room | 220239 | Family Room | 0.0005169
Ceiling Fixture | Linear Fluorescent | 60 | T-12 | 2 | 40 | Garage | 2202310 | Garage | 0.0005169
Wall Mount | Incandescent |  | Standard A Lamp | 1 | 60 | Hall | 2202311 | Hall | 0.0005169
Chandelier (Hanging) | Incandescent |  | Standard A Lamp | 3 | 60 | Hall | 2202311 | Hall | 0.0005169
Wall Mount | Incandescent |  | Standard A Lamp | 1 | 40 | Hall | 2202311 | Hall | 0.0005169
Track | Halogen |  | MR | 5 | 50 | Kitchen | 2202312 | Kitchen | 0.0005169
Ceiling Fixture | Compact Fluorescent |  | Twist | 2 | 15 | Kitchen | 2202312 | Kitchen | 0.0005169
Ceiling Fixture | Linear Fluorescent | 48 | T-12 | 4 | 32 | Laundry Room | 2202313 | Laundry Room | 0.0005169
Ceiling Fixture | Compact Fluorescent |  | Twist | 2 | 15 | Laundry Room | 2202313 | Laundry Room | 0.0005169
Ceiling Fixture | Compact Fluorescent |  | Twist | 2 | 15 | Living Room | 2202314 | Living Room | 0.0005169
Table | Incandescent |  | Standard A Lamp | 1 | 60 | Living Room | 2202314 | Living Room | 0.0005169
Floor lamp | Incandescent |  | Standard A Lamp | 1 | 60 | Living Room | 2202314 | Living Room | 0.0005169
Recessed - other | Compact Fluorescent |  | Twist | 1 | 22 | Living Room | 220241 | Living Room | 0.00029634
Floor lamp | Incandescent |  | 3-Way Incandescent | 1 | 100 | Living Room | 220241 | Living Room | 0.00029634
Floor lamp | Compact Fluorescent |  | Twist | 1 | 22 | Living Room | 220241 | Living Room | 0.00029634
Ceiling Fixture | Compact Fluorescent |  | Twist | 1 | 28 | Bathroom | 220242 | Bathroom | 0.00029634
Ceiling Fixture | Linear Fluorescent | 48 | T-8 | 2 | 32 | Bedroom | 220243 | Bedroom | 0.00029634
Table | Incandescent |  | Mini base | 3 | 60 | Bedroom | 220243 | Bedroom | 0.00029634
Ceiling Fixture | Compact Fluorescent |  | Straight Tube | 1 | 15 | Bedroom | 220244 | Bedroom | 0.00029634
Table | Incandescent |  | Standard A Lamp | 1 | 60 | Bedroom | 220244 | Bedroom | 0.00029634
Ceiling Fixture | Compact Fluorescent |  | Twist | 1 | 28 | Other | 220245 | Other | 0.00029634
Ceiling Fixture | Compact Fluorescent |  | Straight Tube | 1 | 36 | Family Room | 220246 | Family Room | 0.00029634
Ceiling Fixture | Linear Fluorescent | 96 | T-12 | 2 | 100 | Garage | 220247 | Garage | 0.00029634
Ceiling Fixture | Compact Fluorescent |  | Twist | 1 | 15 | Master Bedroom | 220248 | Master Bedroom | 0.00029634
Chandelier (Hanging) | Compact Fluorescent |  | Twist | 5 | 15 | Dining Room | 220249 | Dining Room | 0.00029634
Recessed Can | Compact Fluorescent |  | Flood | 1 | 15 | Dining Room | 220249 | Dining Room | 0.00029634
Table | Incandescent |  | Standard A Lamp | 1 | 75 | Dining Room | 220249 | Dining Room | 0.00029634
Ceiling Fixture | Linear Fluorescent | 48 | T-8 | 4 | 32 | Kitchen | 2202410 | Kitchen | 0.00029634
Ceiling Fixture | Compact Fluorescent |  | Flood | 1 | 15 | Kitchen | 2202410 | Kitchen | 0.00029634
Ceiling Fixture | Linear Fluorescent | 48 | T-8 | 4 | 32 | Laundry Room | 2202411 | Laundry Room | 0.00029634
Recessed Can | Compact Fluorescent |  | Flood | 1 | 15 | Laundry Room | 2202411 | Laundry Room | 0.00029634
Ceiling Fixture | Linear Fluorescent | 48 | T-8 | 2 | 32 | Bathroom | 2202412 | Bathroom | 0.00029634
Recessed Can | Compact Fluorescent |  | Flood | 1 | 15 | Hall | 2202413 | Hall | 0.00029634
Ceiling Fixture | Compact Fluorescent |  | Twist | 1 | 15 | Bedroom | 2202414 | Bedroom | 0.00029634
Recessed Can | Compact Fluorescent |  | Flood | 1 | 15 | Hall | 2202415 | Hall | 0.00029634
Wall Mount | Linear Fluorescent | 48 | T-12 | 1 | 40 | Hall | 2202415 | Hall | 0.00029634
Chandelier (Hanging) | Incandescent |  | Standard A Lamp | 5 | 60 | Dining Room | 220391 | Dining Room | 0.00047324
Wall Mount | Compact Fluorescent |  | Twist | 3 | 15 | Bathroom | 220392 | Bathroom | 0.00047324
Ceiling Fan | Incandescent |  | Standard A Lamp | 2 | 60 | Bathroom | 220393 | Bathroom | 0.00047324
Table | Compact Fluorescent |  | Twist | 1 | 15 | Bathroom | 220393 | Bathroom | 0.00047324
Ceiling Fixture | Linear Fluorescent | 48 | T-12 | 2 | 40 | Bedroom | 220394 | Bedroom | 0.00047324
Ceiling Fixture | Linear Fluorescent | 48 | T-12 | 2 | 40 | Laundry Room | 220395 | Laundry Room | 0.00047324
Ceiling Fixture | Incandescent |  | Standard A Lamp | 1 | 100 | Garage | 220396 | Garage | 0.00047324
Ceiling Fixture | Incandescent |  | Standard A Lamp | 1 | 60 | Garage | 220396 | Garage | 0.00047324
Wall Mount | Incandescent |  | Standard A Lamp | 4 | 60 | Bathroom | 220397 | Bathroom | 0.00047324
Ceiling Fan | Incandescent |  | Standard A Lamp | 2 | 40 | Living Room | 220398 | Living Room | 0.00047324
Ceiling Fan | Incandescent |  | Mini base | 4 | 40 | Family Room | 220399 | Family Room | 0.00047324
Floor lamp | Incandescent |  | Standard A Lamp | 1 | 100 | Family Room | 220399 | Family Room | 0.00047324
Ceiling Fixture | Incandescent |  | Standard A Lamp | 1 | 60 | Hall | 2203910 | Hall | 0.00047324
Chandelier (Hanging) | Incandescent |  | Standard A Lamp | 3 | 60 | Hall | 2203910 | Hall | 0.00047324
Floor lamp | Incandescent |  | Other | 1 | 25 | Master Bedroom | 2203911 | Master Bedroom | 0.00047324
Table | Incandescent |  | Standard A Lamp | 1 | 100 | Master Bedroom | 2203911 | Master Bedroom | 0.00047324
Wall Mount | Incandescent |  | Standard A Lamp | 4 | 60 | Bathroom | 2203912 | Bathroom | 0.00047324
Ceiling Fixture | Incandescent |  | Standard A Lamp | 3 | 60 | Bathroom | 2203912 | Bathroom | 0.00047324
Ceiling Fixture | Incandescent |  | Standard A Lamp | 2 | 60 | Closet | 2203913 | Closet | 0.00047324
Recessed Can | Incandescent |  | Reflector | 1 | 75 | Kitchen | 2203914 | Kitchen | 0.00047324
Chandelier (Hanging) | Compact Fluorescent |  | Pin base | 1 | 22 | Kitchen | 2203914 | Kitchen | 0.00047324
Ceiling Fixture | Incandescent |  | Standard A Lamp | 2 | 60 | Bedroom | 2203915 | Bedroom | 0.00047324
Ceiling Fixture | Incandescent |  | Standard A Lamp | 1 | 60 | Bathroom | 220411 | Bathroom | 0.00052955
Wall Mount | Compact Fluorescent |  | Globe | 3 | 15 | Bathroom | 220411 | Bathroom | 0.00052955
Ceiling Fixture | Incandescent |  | Standard A Lamp | 1 | 60 | Bathroom | 220412 | Bathroom | 0.00052955
Wall Mount | Incandescent |  | Decorative | 4 | 25 | Bathroom | 220412 | Bathroom | 0.00052955
Ceiling Fixture | Compact Fluorescent |  | Twist | 2 | 15 | Bedroom | 220413 | Bedroom | 0.00052955
Wall Mount | Incandescent |  | Standard A Lamp | 1 | 65 | Bedroom | 220413 | Bedroom | 0.00052955
Ceiling Fixture | Incandescent |  | Standard A Lamp | 2 | 65 | Bedroom | 220414 | Bedroom | 0.00052955
Ceiling Fixture | Compact Fluorescent |  | Twist | 2 | 22 | Hall | 220415 | Hall | 0.00052955
Ceiling Fixture | Linear Fluorescent | 48 | T-8 | 2 | 60 | Hall | 220416 | Hall | 0.00052955
Ceiling Fixture | Compact Fluorescent |  | Circline (Screw Base) | 1 | 36 | Kitchen | 220417 | Kitchen | 0.00052955
Chandelier (Hanging) | Incandescent |  | Standard A Lamp | 2 | 100 | Kitchen | 220417 | Kitchen | 0.00052955
Chandelier (Hanging) | Halogen |  | PAR | 1 | 50 | Kitchen | 220417 | Kitchen | 0.00052955
Ceiling Fixture | Compact Fluorescent |  | Twist | 1 | 22 | Laundry Room | 220418 | Laundry Room | 0.00052955
Ceiling Fixture | Linear Fluorescent | 36 | T-8 | 2 | 40 | Laundry Room | 220418 | Laundry Room | 0.00052955
Torchiere | Compact Fluorescent |  | 3-Way CFL | 1 | 22 | Living Room | 220419 | Living Room | 0.00052955
Ceiling Fixture | Incandescent |  | Standard A Lamp | 2 | 60 | Master Bedroom | 2204110 | Master Bedroom | 0.00052955
Table | Compact Fluorescent |  | Twist | 2 | 15 | Master Bedroom | 2204110 | Master Bedroom | 0.00052955
Torchiere | Compact Fluorescent |  | 3-Way CFL | 1 | 22 | Master Bedroom | 2204110 | Master Bedroom | 0.00052955
Chandelier (Hanging) | Compact Fluorescent |  | Globe | 3 | 22 | Office | 2204111 | Office | 0.00052955
Ceiling Fixture | Linear Fluorescent | 36 | T-8 | 2 | 40 | Family Room | 2204112 | Family Room | 0.00052955
Wall Mount | Compact Fluorescent |  | Twist | 1 | 22 | Family Room | 2204112 | Family Room | 0.00052955
Recessed Can | Compact Fluorescent |  | Twist | 1 | 15 | Bathroom | 220471 | Bathroom | 0.00094081
Wall Mount | Linear Fluorescent | 36 | T-8 | 2 | 32 | Bathroom | 220471 | Bathroom | 0.00094081
Ceiling Fixture | Compact Fluorescent |  | Twist | 2 | 15 | Bedroom | 220472 | Bedroom | 0.00094081
Ceiling Fixture | Compact Fluorescent |  | Twist | 2 | 15 | Bedroom | 220473 | Bedroom | 0.00094081
Ceiling Fixture | Compact Fluorescent |  | Twist | 2 | 15 | Dining Room | 220474 | Dining Room | 0.00094081
Ceiling Fixture | Compact Fluorescent |  | Twist | 4 | 22 | Family Room | 220475 | Family Room | 0.00094081
Ceiling Fixture | Compact Fluorescent |  | Twist | 1 | 15 | Hall | 220476 | Hall | 0.00094081
Ceiling Fixture | Compact Fluorescent |  | Twist | 1 | 22 | Kitchen | 220477 | Kitchen | 0.00094081
Ceiling Fixture | Linear Fluorescent | 48 | T-12 | 4 | 32 | Kitchen | 220477 | Kitchen | 0.00094081
Ceiling Fixture | Incandescent |  | Standard A Lamp | 2 | 60 | Family Room | 220478 | Family Room | 0.00094081
Ceiling Fixture | Incandescent |  | Mini base | 3 | 60 | Family Room | 220478 | Family Room | 0.00094081
Floor lamp | Incandescent |  | Heat Lamp | 5 | 60 | Family Room | 220478 | Family Room | 0.00094081
Floor lamp | Incandescent |  | Standard A Lamp | 1 | 150 | Family Room | 220478 | Family Room | 0.00094081
Ceiling Fixture | Compact Fluorescent |  | Twist | 4 | 15 | Bedroom | 220479 | Bedroom | 0.00094081
Table | Compact Fluorescent |  | Twist | 1 | 15 | Bedroom | 220479 | Bedroom | 0.00094081
Ceiling Fixture | Compact Fluorescent |  | Twist | 1 | 15 | Office | 2204710 | Office | 0.00094081
Ceiling Fixture | Compact Fluorescent |  | Twist | 1 | 15 | Bathroom | 2204711 | Bathroom | 0.00094081
Wall Mount | Compact Fluorescent |  | Globe | 6 | 7 | Bathroom | 2204711 | Bathroom | 0.00094081
Wall Mount | Incandescent |  | Standard A Lamp | 2 | 65 | Bathroom | 220521 | Bathroom | 0.00047324
Ceiling Fixture | Compact Fluorescent |  | Twist | 3 | 22 | Bedroom | 220522 | Bedroom | 0.00047324
Table | Compact Fluorescent |  | Twist | 1 | 22 | Bedroom | 220522 | Bedroom | 0.00047324
Ceiling Fan | Incandescent |  | Mini base | 3 | 25 | Bedroom | 220523 | Bedroom | 0.00047324
Table | Compact Fluorescent |  | Twist | 1 | 22 | Bedroom | 220523 | Bedroom | 0.00047324
Ceiling Fan | Compact Fluorescent |  | A shape bulb | 3 | 22 | Bedroom | 220524 | Bedroom | 0.00047324
Torchiere | Compact Fluorescent |  | Twist | 1 | 22 | Bedroom | 220524 | Bedroom | 0.00047324
Ceiling Fixture | Linear Fluorescent | 48 | T-8 | 2 | 32 | Garage | 220525 | Garage | 0.00047324
Garage door opener | Incandescent |  | Standard A Lamp | 2 | 60 | Garage | 220525 | Garage | 0.00047324
Recessed Can | Compact Fluorescent |  | Twist | 1 | 22 | Hall | 220526 | Hall | 0.00047324
Recessed Can | Incandescent |  | Reflector | 1 | 75 | Hall | 220527 | Hall | 0.00047324
Recessed Can | Incandescent |  | Reflector | 1 | 75 | Kitchen | 220528 | Kitchen | 0.00047324
Chandelier (Hanging) | Incandescent |  | Standard A Lamp | 3 | 60 | Kitchen | 220528 | Kitchen | 0.00047324
Ceiling Fixture | Incandescent |  | Standard A Lamp | 3 | 60 | Laundry Room | 220529 | Laundry Room | 0.00047324
Ceiling Fan | Incandescent |  | Standard A Lamp | 4 | 60 | Living Room | 2205210 | Living Room | 0.00047324
Wall Mount | Incandescent |  | Standard A Lamp | 4 | 60 | Bathroom | 2205211 | Bathroom | 0.00047324
Ceiling Fan | Compact Fluorescent |  | A shape bulb | 3 | 22 | Master Bedroom | 2205212 | Master Bedroom | 0.00047324
Table | Compact Fluorescent |  | Twist | 1 | 22 | Master Bedroom | 2205212 | Master Bedroom | 0.00047324
Wall Mount | Incandescent |  | Mini base | 1 | 25 | Dining Room | 220531 | Dining Room | 0.0005169
Ceiling Fixture | Incandescent |  | Globe | 1 | 40 | Dining Room | 220531 | Dining Room | 0.0005169
Wall Mount | Compact Fluorescent |  | Twist | 2 | 22 | Bathroom | 220532 | Bathroom | 0.0005169
Ceiling Fixture | Compact Fluorescent |  | Twist | 1 | 15 | Laundry Room | 220533 | Laundry Room | 0.0005169
Ceiling Fixture | Compact Fluorescent |  | Twist | 3 | 15 | Office | 220534 | Office | 0.0005169
Table | Incandescent |  | Standard A Lamp | 1 | 60 | Office | 220534 | Office | 0.0005169
Ceiling Fixture | Compact Fluorescent |  | Twist | 1 | 22 | Garage | 220535 | Garage | 0.0005169
Garage door opener | Compact Fluorescent |  | Twist | 1 | 22 | Garage | 220535 | Garage | 0.0005169
Recessed Can | Compact Fluorescent |  | Twist | 1 | 15 | Kitchen | 220536 | Kitchen | 0.0005169
Floor lamp | Compact Fluorescent |  | Twist | 1 | 22 | Living Room | 220537 | Living Room | 0.0005169
Table | Compact Fluorescent |  | Twist | 1 | 22 | Living Room | 220537 | Living Room | 0.0005169
Table | Incandescent |  | Standard A Lamp | 1 | 60 | Living Room | 220537 | Living Room | 0.0005169
Ceiling Fixture | Incandescent |  | Clear | 1 | 65 | Hall | 220538 | Hall | 0.0005169
Wall Mount | Incandescent |  | Clear | 1 | 60 | Hall | 220538 | Hall | 0.0005169
Ceiling Fixture | Compact Fluorescent |  | Twist | 1 | 22 | Hall | 220538 | Hall | 0.0005169
Ceiling Fixture | Compact Fluorescent |  | Twist | 1 | 15 | Master Bedroom | 220539 | Master Bedroom | 0.0005169
Wall Mount | Compact Fluorescent |  | Twist | 1 | 15 | Master Bedroom | 220539 | Master Bedroom | 0.0005169
Table | Compact Fluorescent |  | Twist | 1 | 22 | Master Bedroom | 220539 | Master Bedroom | 0.0005169
Wall Mount | Compact Fluorescent |  | A shape bulb | 2 | 22 | Bathroom | 2205310 | Bathroom | 0.0005169
Ceiling Fixture | Compact Fluorescent |  | Twist | 1 | 15 | Master Bedroom | 2205311 | Master Bedroom | 0.0005169
Wall Mount | Compact Fluorescent |  | Twist | 1 | 15 | Master Bedroom | 2205311 | Master Bedroom | 0.0005169
Table | Incandescent |  | Clear | 1 | 60 | Master Bedroom | 2205311 | Master Bedroom | 0.0005169
Table | Compact Fluorescent |  | Twist | 1 | 22 | Master Bedroom | 2205311 | Master Bedroom | 0.0005169
Ceiling Fixture | Compact Fluorescent |  | Twist | 1 | 22 | Closet | 2205312 | Closet | 0.0005169
Ceiling Fixture | Compact Fluorescent |  | Twist | 1 | 15 | Hall | 2205313 | Hall | 0.0005169
Wall Mount | Compact Fluorescent |  | Twist | 4 | 15 | Bathroom | 220591 | Bathroom | 0.00047324
Table | Incandescent |  | Standard A Lamp | 1 | 15 | Bedroom | 220592 | Bedroom | 0.00047324
Ceiling Fixture | Compact Fluorescent |  | Twist | 1 | 15 | Bedroom | 220592 | Bedroom | 0.00047324
Floor lamp | Halogen |  | Other | 1 | 20 | Bedroom | 220592 | Bedroom | 0.00047324
Chandelier (Hanging) | Compact Fluorescent |  | Twist | 5 | 15 | Dining Room | 220593 | Dining Room | 0.00047324
Wall Mount | Halogen |  | Quartz Tube | 1 | 500 | Garage | 220594 | Garage | 0.00047324
Garage door opener | Incandescent |  | Standard A Lamp | 2 | 60 | Garage | 220594 | Garage | 0.00047324
Ceiling Fixture | Incandescent |  | Standard A Lamp | 2 | 125 | Garage | 220594 | Garage | 0.00047324
Ceiling Fixture | Incandescent |  | Standard A Lamp | 1 | 60 | Hall | 220595 | Hall | 0.00047324
Ceiling Fan | Compact Fluorescent |  | Pin base | 4 | 22 | Kitchen | 220596 | Kitchen | 0.00047324
Recessed Can | Incandescent |  | Reflector | 1 | 75 | Kitchen | 220596 | Kitchen | 0.00047324
Architectural | Incandescent |  | Mini base | 1 | 25 | Kitchen | 220596 | Kitchen | 0.00047324
Recessed Can | Incandescent |  | Reflector | 1 | 75 | Laundry Room | 220597 | Laundry Room | 0.00047324
Ceiling Fan | Compact Fluorescent |  | Twist | 3 | 15 | Living Room | 220598 | Living Room | 0.00047324
Floor lamp | Incandescent |  | Standard A Lamp | 1 | 75 | Living Room | 220598 | Living Room | 0.00047324
Wall Mount | Compact Fluorescent |  | Twist | 4 | 15 | Bathroom | 220599 | Bathroom | 0.00047324
Recessed Can | Incandescent |  | Reflector | 1 | 75 | Bathroom | 220599 | Bathroom | 0.00047324
Table | Incandescent |  | Mini base | 1 | 40 | Master Bedroom | 2205910 | Master Bedroom | 0.00047324
Ceiling Fan | Compact Fluorescent |  | Twist | 1 | 15 | Master Bedroom | 2205910 | Master Bedroom | 0.00047324
Table | Incandescent |  | Standard A Lamp | 1 | 60 | Master Bedroom | 2205910 | Master Bedroom | 0.00047324
Table | Incandescent |  | Standard A Lamp | 1 | 75 | Office | 2205911 | Office | 0.00047324
Ceiling Fixture | Compact Fluorescent |  | Twist | 2 | 15 | Office | 2205911 | Office | 0.00047324
Track | Incandescent |  | Standard A Lamp | 3 | 75 | Bathroom | 220611 | Bathroom | 0.00047324
Wall Mount | Compact Fluorescent |  | Twist | 2 | 22 | Bathroom | 220611 | Bathroom | 0.00047324
Wall Mount | Incandescent |  | Standard A Lamp | 4 | 65 | Bathroom | 220612 | Bathroom | 0.00047324
Ceiling Fixture | Incandescent |  | Standard A Lamp | 1 | 60 | Bedroom | 220613 | Bedroom | 0.00047324
Ceiling Fixture | Linear Fluorescent | 48 | T-12 | 2 | 40 | Family Room | 220614 | Family Room | 0.00047324
Ceiling Fixture | Linear Fluorescent | 48 | T-12 | 2 | 40 | Other | 220615 | Other | 0.00047324
Ceiling Fixture | Linear Fluorescent | 48 | T-12 | 2 | 40 | Garage | 220616 | Garage | 0.00047324
Ceiling Fixture | Incandescent |  | Standard A Lamp | 1 | 75 | Hall | 220617 | Hall | 0.00047324
Track | Compact Fluorescent |  | Twist | 3 | 22 | Kitchen | 220618 | Kitchen | 0.00047324
Chandelier (Hanging) | Incandescent |  | Decorative | 5 | 40 | Kitchen | 220618 | Kitchen | 0.00047324
Wall Mount | Incandescent |  | Standard A Lamp | 4 | 60 | Kitchen | 220618 | Kitchen | 0.00047324
Ceiling Fan | Incandescent |  | Decorative | 3 | 40 | Living Room | 220619 | Living Room | 0.00047324
Floor lamp | Compact Fluorescent |  | Twist | 1 | 22 | Living Room | 220619 | Living Room | 0.00047324
Ceiling Fixture | Incandescent |  | Standard A Lamp | 3 | 60 | Living Room | 220619 | Living Room | 0.00047324
Wall Mount | Incandescent |  | Standard A Lamp | 3 | 60 | Bathroom | 2206110 | Bathroom | 0.00047324
Ceiling Fixture | Incandescent |  | Standard A Lamp | 2 | 60 | Master Bedroom | 2206111 | Master Bedroom | 0.00047324
Table | Incandescent |  | Standard A Lamp | 1 | 75 | Master Bedroom | 2206111 | Master Bedroom | 0.00047324
Track | Incandescent |  | Standard A Lamp | 3 | 60 | Master Bedroom | 2206111 | Master Bedroom | 0.00047324
Ceiling Fixture | Compact Fluorescent |  | Twist | 2 | 15 | Office | 2206112 | Office | 0.00047324
Floor lamp | Incandescent |  | Standard A Lamp | 3 | 60 | Office | 2206112 | Office | 0.00047324
Ceiling Fixture | Incandescent |  | Standard A Lamp | 2 | 60 | Office | 2206113 | Office | 0.00047324
Table | Incandescent |  | Standard A Lamp | 1 | 75 | Office | 2206113 | Office | 0.00047324
Floor lamp | Incandescent |  | Standard A Lamp | 1 | 60 | Office | 2206113 | Office | 0.00047324
Ceiling Fixture | Incandescent |  | Standard A Lamp | 2 | 65 | Other | 2206114 | Other | 0.00047324
Torchiere | Compact Fluorescent |  | Twist | 1 | 22 | Other | 2206114 | Other | 0.00047324
Floor lamp | Compact Fluorescent |  | Twist | 1 | 22 | Other | 2206114 | Other | 0.00047324
Table | Incandescent |  | Standard A Lamp | 1 | 60 | Other | 2206114 | Other | 0.00047324
Wall Mount | Compact Fluorescent |  | Twist | 1 | 15 | Bathroom | 220771 | Bathroom | 0.00094081
Ceiling Fixture | Incandescent |  | Standard A Lamp | 1 | 60 | Bathroom | 220772 | Bathroom | 0.00094081
Ceiling Fixture | Incandescent |  | Standard A Lamp | 1 | 60 | Closet | 220773 | Closet | 0.00094081
Ceiling Fixture | Incandescent |  | Standard A Lamp | 1 | 60 | Kitchen | 220775 | Kitchen | 0.00094081
Ceiling Fixture | Compact Fluorescent |  | Twist | 1 | 22 | Laundry Room | 220776 | Laundry Room | 0.00094081
Table | Incandescent |  | Standard A Lamp | 1 | 60 | Closet | 220778 | Closet | 0.00094081
Ceiling Fixture | Incandescent |  | Standard A Lamp | 1 | 60 | Other | 220779 | Other | 0.00094081
Ceiling Fixture | Compact Fluorescent |  | Twist | 2 | 22 | Living Room | 2207710 | Living Room | 0.00094081
Ceiling Fixture | Compact Fluorescent |  | Twist | 1 | 22 | Bedroom | 2207711 | Bedroom | 0.00094081
Table | Incandescent |  | Standard A Lamp | 1 | 60 | Bedroom | 2207711 | Bedroom | 0.00094081
Recessed Can | Incandescent |  | Reflector | 1 | 75 | Bathroom | 220841 | Bathroom | 0.00052955
Ceiling Fixture | Linear Fluorescent | 48 | T-8 | 2 | 40 | Bathroom | 220841 | Bathroom | 0.00052955
Wall Mount | Incandescent |  | Reflector | 1 | 65 | Bathroom | 220841 | Bathroom | 0.00052955
Ceiling Fixture | Incandescent |  | Standard A Lamp | 1 | 60 | Bedroom | 220842 | Bedroom | 0.00052955
Wall Mount | Incandescent |  | Standard A Lamp | 1 | 60 | Bedroom | 220842 | Bedroom | 0.00052955
Table | Incandescent |  | 3-Way Incandescent | 1 | 150 | Bedroom | 220843 | Bedroom | 0.00052955
Torchiere | Compact Fluorescent |  | Twist | 1 | 28 | Bedroom | 220843 | Bedroom | 0.00052955
Wall Mount | Incandescent |  | Standard A Lamp | 1 | 60 | Bedroom | 220843 | Bedroom | 0.00052955
Wall Mount | Incandescent |  | Globe | 4 | 40 | Bathroom | 220844 | Bathroom | 0.00052955
Ceiling Fixture | Incandescent |  | Standard A Lamp | 1 | 60 | Bathroom | 220844 | Bathroom | 0.00052955
Ceiling Fixture | Incandescent |  | Globe | 4 | 25 | Other | 220845 | Other | 0.00052955
Ceiling Fixture | Compact Fluorescent |  | Twist | 3 | 22 | Other | 220845 | Other | 0.00052955
Table | Incandescent |  | Standard A Lamp | 1 | 100 | Other | 220845 | Other | 0.00052955
Chandelier (Hanging) | Incandescent |  | Decorative | 10 | 25 | Hall | 220846 | Hall | 0.00052955
Ceiling Fixture | Incandescent |  | Clear | 4 | 25 | Hall | 220846 | Hall | 0.00052955
Ceiling Fixture | Incandescent |  | Standard A Lamp | 1 | 60 | Garage | 220847 | Garage | 0.00052955
Garage door opener | Incandescent |  | Standard A Lamp | 2 | 65 | Garage | 220847 | Garage | 0.00052955
Ceiling Fixture | Incandescent |  | Standard A Lamp | 1 | 60 | Hall | 220848 | Hall | 0.00052955
Wall Mount | Incandescent |  | Standard A Lamp | 1 | 40 | Laundry Room | 220849 | Laundry Room | 0.00052955
Chandelier (Hanging) | Incandescent |  | Mini base | 5 | 25 | Kitchen | 2208410 | Kitchen | 0.00052955
Table | Incandescent |  | 3-Way Incandescent | 1 | 75 | Kitchen | 2208410 | Kitchen | 0.00052955
Torchiere | Incandescent |  | Reflector | 3 | 60 | Kitchen | 2208410 | Kitchen | 0.00052955
Ceiling Fan | Incandescent |  | Standard A Lamp | 4 | 40 | Kitchen | 2208410 | Kitchen | 0.00052955
Ceiling Fixture | Linear Fluorescent | 48 | T-8 | 4 | 32 | Kitchen | 2208410 | Kitchen | 0.00052955
Wall Mount | Incandescent |  | Reflector | 2 | 75 | Master Bedroom | 2208411 | Master Bedroom | 0.00052955
Table | Compact Fluorescent |  | Twist | 1 | 22 | Master Bedroom | 2208411 | Master Bedroom | 0.00052955
Ceiling Fixture | Incandescent |  | Standard A Lamp | 1 | 60 | Closet | 2208412 | Closet | 0.00052955
Wall Mount | Incandescent |  | Standard A Lamp | 5 | 40 | Bathroom | 220861 | Bathroom | 0.00094081
Ceiling Fixture | Incandescent |  | Standard A Lamp | 3 | 60 | Family Room | 220862 | Family Room | 0.00094081
Table | Incandescent |  | Standard A Lamp | 1 | 60 | Family Room | 220862 | Family Room | 0.00094081
Ceiling Fixture | Compact Fluorescent |  | Twist | 1 | 15 | Hall | 220863 | Hall | 0.00094081
Chandelier (Hanging) | Incandescent |  | Decorative | 4 | 60 | Dining Room | 220864 | Dining Room | 0.00094081
Ceiling Fixture | Incandescent |  | Standard A Lamp | 2 | 60 | Bedroom | 220865 | Bedroom | 0.00094081
Ceiling Fixture | Incandescent |  | Standard A Lamp | 1 | 60 | Closet | 220866 | Closet | 0.00094081
Ceiling Fixture | Incandescent |  | Standard A Lamp | 2 | 60 | Bedroom | 220867 | Bedroom | 0.00094081
Table | Incandescent |  | Standard A Lamp | 1 | 60 | Bedroom | 220867 | Bedroom | 0.00094081
Ceiling Fixture | Compact Fluorescent |  | Twist | 1 | 15 | Hall | 220868 | Hall | 0.00094081
Ceiling Fixture | Incandescent |  | Standard A Lamp | 3 | 60 | Living Room | 220869 | Living Room | 0.00094081
Floor lamp | Incandescent |  | Standard A Lamp | 2 | 60 | Living Room | 220869 | Living Room | 0.00094081
Ceiling Fixture | Incandescent |  | Standard A Lamp | 1 | 60 | Garage | 2208610 | Garage | 0.00094081
Garage door opener | Incandescent |  | Standard A Lamp | 1 | 60 | Garage | 2208610 | Garage | 0.00094081
Low bay | Linear Fluorescent | 48 | T-12 | 2 | 25 | Garage | 2208610 | Garage | 0.00094081
Ceiling Fixture | Linear Fluorescent | 48 | T-12 | 4 | 40 | Kitchen | 2208611 | Kitchen | 0.00094081
Ceiling Fixture | Incandescent |  | Standard A Lamp | 1 | 60 | Kitchen | 2208611 | Kitchen | 0.00094081
Ceiling Fixture | Incandescent |  | Standard A Lamp | 1 | 60 | Laundry Room | 2208612 | Laundry Room | 0.00094081
Floor lamp | Incandescent |  | 3-Way Incandescent | 1 | 100 | Living Room | 2208613 | Living Room | 0.00094081
Ceiling Fixture | Incandescent |  | Standard A Lamp | 1 | 60 | Closet | 2208614 | Closet | 0.00094081
Ceiling Fixture | Compact Fluorescent |  | Twist | 2 | 15 | Bedroom | 2208615 | Bedroom | 0.00094081
Table | Incandescent |  | Standard A Lamp | 1 | 100 | Bedroom | 2208615 | Bedroom | 0.00094081
Table | Halogen |  | MR | 1 | 20 | Bedroom | 2208615 | Bedroom | 0.00094081
Ceiling Fixture | Compact Fluorescent |  | Twist | 2 | 15 | Hall | 2208616 | Hall | 0.00094081
Ceiling Fixture | Incandescent |  | Standard A Lamp | 1 | 60 | Bathroom | 2208617 | Bathroom | 0.00094081
Floor lamp | Incandescent |  | Standard A Lamp | 1 | 60 | Bathroom | 2208617 | Bathroom | 0.00094081
Wall Mount | Incandescent |  | Clear | 8 | 40 | Bathroom | 2208618 | Bathroom | 0.00094081
Ceiling Fixture | Incandescent |  | Heat Lamp | 3 | 150 | Bathroom | 220871 | Bathroom | 0.00040077
Ceiling Fixture | Compact Fluorescent |  | Twist | 1 | 22 | Bedroom | 220872 | Bedroom | 0.00040077
Table | Incandescent |  | Standard A Lamp | 1 | 60 | Bedroom | 220872 | Bedroom | 0.00040077
Ceiling Fan | Compact Fluorescent |  | Twist | 1 | 22 | Dining Room | 220873 | Dining Room | 0.00040077
Floor lamp | Compact Fluorescent |  | Twist | 2 | 22 | Family Room | 220874 | Family Room | 0.00040077
Low bay | Linear Fluorescent | 48 | T-12 | 2 | 40 | Garage | 220875 | Garage | 0.00040077
Ceiling Fixture | Compact Fluorescent |  | Twist | 2 | 22 | Bedroom | 220876 | Bedroom | 0.00040077
Ceiling Fixture | Compact Fluorescent |  | Twist | 1 | 22 | Hall | 220877 | Hall | 0.00040077
Ceiling Fan | Compact Fluorescent |  | Twist | 2 | 22 | Hall | 220878 | Hall | 0.00040077
Ceiling Fixture | Incandescent |  | Standard A Lamp | 1 | 60 | Hall | 220878 | Hall | 0.00040077
Ceiling Fixture | Linear Fluorescent | 48 | T-12 | 2 | 40 | Kitchen | 220879 | Kitchen | 0.00040077
Track | Halogen |  | Quartz Tube | 2 | 30 | Kitchen | 220879 | Kitchen | 0.00040077
Wall Mount | Compact Fluorescent |  | A shape bulb | 2 | 15 | Bathroom | 2208710 | Bathroom | 0.00040077
Ceiling Fixture | Compact Fluorescent |  | Twist | 1 | 15 | Bathroom | 2208710 | Bathroom | 0.00040077
Floor lamp | Incandescent |  | Decorative | 2 | 65 | Master Bedroom | 2208711 | Master Bedroom | 0.00040077
Ceiling Fixture | Compact Fluorescent |  | Twist | 2 | 22 | Bedroom | 2208712 | Bedroom | 0.00040077
Table | Incandescent |  | Globe | 1 | 60 | Bedroom | 2208712 | Bedroom | 0.00040077
Chandelier (Hanging) | Compact Fluorescent |  | Twist | 1 | 15 | Bedroom | 2208712 | Bedroom | 0.00040077
Ceiling Fixture | Incandescent |  | Standard A Lamp | 1 | 75 | Laundry Room | 2208713 | Laundry Room | 0.00040077
Wall Mount | Incandescent |  | Globe | 4 | 60 | Bathroom | 220951 | Bathroom | 0.00052955
Wall Mount | Incandescent |  | Globe | 5 | 60 | Bathroom | 220952 | Bathroom | 0.00052955
Wall Mount | Incandescent |  | Globe | 4 | 60 | Bathroom | 220953 | Bathroom | 0.00052955
Ceiling Fan | Compact Fluorescent |  | Twist | 3 | 7 | Bedroom | 220954 | Bedroom | 0.00052955
Table | Incandescent |  | Reflector | 1 | 40 | Bedroom | 220954 | Bedroom | 0.00052955
Ceiling Fixture | Compact Fluorescent |  | Twist | 1 | 22 | Bedroom | 220955 | Bedroom | 0.00052955
Ceiling Fixture | Linear Fluorescent | 48 | T-12 | 2 | 40 | Bedroom | 220955 | Bedroom | 0.00052955
Track | Incandescent |  | Reflector | 3 | 65 | Hall | 220956 | Hall | 0.00052955
Ceiling Fixture | Linear Fluorescent | 48 | T-12 | 4 | 60 | Kitchen | 220957 | Kitchen | 0.00052955
Ceiling Fixture | Linear Fluorescent | 48 | T-12 | 2 | 60 | Laundry Room | 220958 | Laundry Room | 0.00052955
Track | Compact Fluorescent |  | Twist | 3 | 28 | Living Room | 220959 | Living Room | 0.00052955
Table | Incandescent |  | Standard A Lamp | 1 | 75 | Living Room | 220959 | Living Room | 0.00052955
Ceiling Fan | Incandescent |  | Standard A Lamp | 2 | 60 | Living Room | 220959 | Living Room | 0.00052955
Chandelier (Hanging) | Compact Fluorescent |  | Twist | 1 | 28 | Living Room | 220959 | Living Room | 0.00052955
Ceiling Fan | Compact Fluorescent |  | Twist | 4 | 15 | Master Bedroom | 2209510 | Master Bedroom | 0.00052955
Table | Compact Fluorescent |  | Twist | 1 | 15 | Master Bedroom | 2209510 | Master Bedroom | 0.00052955
Ceiling Fixture | Incandescent |  | Standard A Lamp | 4 | 60 | Office | 2209511 | Office | 0.00052955
Table | Linear Fluorescent | 24 | T-8 | 2 | 16 | Office | 2209511 | Office | 0.00052955
Ceiling Fixture | Incandescent |  | Globe | 3 | 65 | Hall | 2209512 | Hall | 0.00052955
Wall Mount | Incandescent |  | Standard A Lamp | 2 | 60 | Bathroom | 220961 | Bathroom | 0.00094081
Ceiling Fan | Incandescent |  | Standard A Lamp | 1 | 60 | Bathroom | 220961 | Bathroom | 0.00094081
Wall Mount | Incandescent |  | Standard A Lamp | 1 | 40 | Bathroom | 220962 | Bathroom | 0.00094081
Ceiling Fixture | Incandescent |  | Standard A Lamp | 2 | 60 | Bedroom | 220963 | Bedroom | 0.00094081
Table | Incandescent |  | Standard A Lamp | 1 | 60 | Bedroom | 220963 | Bedroom | 0.00094081
Ceiling Fan | Incandescent |  | Standard A Lamp | 3 | 60 | Bathroom | 220964 | Bathroom | 0.00094081
Ceiling Fixture | Incandescent |  | Standard A Lamp | 2 | 60 | Bedroom | 220965 | Bedroom | 0.00094081
Ceiling Fixture | Incandescent |  | Standard A Lamp | 2 | 60 | Bedroom | 220966 | Bedroom | 0.00094081
Ceiling Fixture | Linear Fluorescent | 48 | T-12 | 1 | 40 | Kitchen | 220967 | Kitchen | 0.00094081
Ceiling Fan | Incandescent |  | Standard A Lamp | 1 | 60 | Laundry Room | 220968 | Laundry Room | 0.00094081
Ceiling Fixture | Incandescent |  | Standard A Lamp | 1 | 60 | Other | 220969 | Other | 0.00094081
Table | Incandescent |  | Standard A Lamp | 1 | 100 | Family Room | 2209610 | Family Room | 0.00094081
Floor lamp | Incandescent |  | Standard A Lamp | 1 | 100 | Family Room | 2209610 | Family Room | 0.00094081
Wall Mount | Incandescent |  | Globe | 8 | 40 | Bathroom | 2209611 | Bathroom | 0.00094081
Ceiling Fixture | Incandescent |  | Standard A Lamp | 1 | 60 | Bathroom | 2209611 | Bathroom | 0.00094081
Ceiling Fixture | Linear Fluorescent | 48 | Fluorescent Unknown | 2 | 40 | Bedroom | 2209612 | Bedroom | 0.00094081
Wall Mount | Incandescent |  | Reflector | 1 | 65 | Living Room | 2209613 | Living Room | 0.00094081
Torchiere | Compact Fluorescent |  | Twist | 2 | 15 | Living Room | 2209613 | Living Room | 0.00094081
Ceiling Fixture | Incandescent |  | Standard A Lamp | 3 | 60 | Living Room | 2209613 | Living Room | 0.00094081
Architectural | Incandescent |  | Standard A Lamp | 5 | 60 | Dining Room | 2209614 | Dining Room | 0.00094081
Table | Incandescent |  | Standard A Lamp | 1 | 40 | Dining Room | 2209614 | Dining Room | 0.00094081
Ceiling Fixture | Incandescent |  | Standard A Lamp | 1 | 60 | Other | 2209615 | Other | 0.00094081
Torchiere | Incandescent |  | Standard A Lamp | 1 | 60 | Other | 221081 | Other | 0.00040077
Wall Mount | Incandescent |  | Standard A Lamp | 1 | 75 | Other | 221081 | Other | 0.00040077
Wall Mount | Incandescent |  | Standard A Lamp | 3 | 65 | Other | 221081 | Other | 0.00040077
Chandelier (Hanging) | Incandescent |  | Mini base | 6 | 25 | Other | 221081 | Other | 0.00040077
Wall Mount | Incandescent |  | Globe | 6 | 40 | Bathroom | 221082 | Bathroom | 0.00040077
Ceiling Fixture | Compact Fluorescent |  | Straight Tube | 1 | 28 | Bathroom | 221082 | Bathroom | 0.00040077
Recessed - other | Incandescent |  | Standard A Lamp | 1 | 40 | Bathroom | 221082 | Bathroom | 0.00040077
Wall Mount | Incandescent |  | Globe | 8 | 25 | Bathroom | 221083 | Bathroom | 0.00040077
Recessed Can | Incandescent |  | Reflector | 1 | 75 | Bathroom | 221083 | Bathroom | 0.00040077
Ceiling Fixture | Incandescent |  | Heat Lamp | 1 | 150 | Bathroom | 221083 | Bathroom | 0.00040077
Ceiling Fixture | Incandescent |  | Standard A Lamp | 2 | 40 | Bedroom | 221084 | Bedroom | 0.00040077
Table | Incandescent |  | Standard A Lamp | 1 | 60 | Bedroom | 221084 | Bedroom | 0.00040077
Ceiling Fixture | Compact Fluorescent |  | Twist | 1 | 15 | Bedroom | 221085 | Bedroom | 0.00040077
Table | Incandescent |  | Standard A Lamp | 1 | 40 | Bedroom | 221085 | Bedroom | 0.00040077
Chandelier (Hanging) | Compact Fluorescent |  | Straight Tube | 1 | 28 | Dining Room | 221086 | Dining Room | 0.00040077
Recessed Can | Compact Fluorescent |  | Twist | 1 | 15 | Dining Room | 221086 | Dining Room | 0.00040077
Wall Mount | Compact Fluorescent |  | Twist | 1 | 15 | Family Room | 221087 | Family Room | 0.00040077
Torchiere | Compact Fluorescent |  | Twist | 1 | 15 | Family Room | 221087 | Family Room | 0.00040077
Table | Compact Fluorescent |  | Twist | 1 | 15 | Family Room | 221087 | Family Room | 0.00040077
Ceiling Fixture | Linear Fluorescent | 44 | T-8 | 4 | 25 | Garage | 221088 | Garage | 0.00040077
Chandelier (Hanging) | Compact Fluorescent |  | Straight Tube | 1 | 28 | Kitchen | 221089 | Kitchen | 0.00040077
Recessed Can | Compact Fluorescent |  | Twist | 1 | 15 | Kitchen | 221089 | Kitchen | 0.00040077
Recessed - other | Incandescent |  | Standard A Lamp | 1 | 40 | Kitchen | 221089 | Kitchen | 0.00040077
Ceiling Fixture | Compact Fluorescent |  | Twist | 1 | 15 | Laundry Room | 2210810 | Laundry Room | 0.00040077
Recessed Can | Incandescent |  | Standard A Lamp | 1 | 60 | Living Room | 2210811 | Living Room | 0.00040077
Table | Incandescent |  | Globe | 1 | 40 | Living Room | 2210811 | Living Room | 0.00040077
Torchiere | Incandescent |  | Standard A Lamp | 1 | 40 | Living Room | 2210811 | Living Room | 0.00040077
Wall Mount | Incandescent |  | Standard A Lamp | 3 | 40 | Living Room | 2210811 | Living Room | 0.00040077
Ceiling Fixture | Incandescent |  | Standard A Lamp | 3 | 60 | Hall | 2210812 | Hall | 0.00040077
Ceiling Fixture | Compact Fluorescent |  | Twist | 1 | 15 | Office | 2210813 | Office | 0.00040077
Torchiere | Compact Fluorescent |  | Twist | 1 | 15 | Office | 2210813 | Office | 0.00040077
Table | Incandescent |  | Mini base | 2 | 5 | Office | 2210813 | Office | 0.00040077
Table | Incandescent |  | Standard A Lamp | 1 | 40 | Office | 2210813 | Office | 0.00040077
Ceiling Fixture | Incandescent |  | Standard A Lamp | 1 | 100 | Other | 2210814 | Other | 0.00040077
Ceiling Fixture | Incandescent |  | Standard A Lamp | 1 | 60 | Bedroom | 2210815 | Bedroom | 0.00040077
Table | Incandescent |  | Standard A Lamp | 1 | 40 | Bedroom | 2210815 | Bedroom | 0.00040077
Ceiling Fixture | Incandescent |  | Standard A Lamp | 2 | 40 | Hall | 2210816 | Hall | 0.00040077
Ceiling Fixture | Incandescent |  | Standard A Lamp | 1 | 60 | Other | 2210817 | Other | 0.00040077
Table | Incandescent |  | Standard A Lamp | 2 | 40 | Other | 2210817 | Other | 0.00040077
Wall Mount | Incandescent |  | Decorative | 2 | 40 | Bathroom | 221091 | Bathroom | 0.00047324
Recessed Can | Incandescent |  | Reflector | 1 | 75 | Bathroom | 221092 | Bathroom | 0.00047324
Wall Mount | Incandescent |  | Decorative | 2 | 40 | Bathroom | 221092 | Bathroom | 0.00047324
Wall Mount | Incandescent |  | Decorative | 3 | 40 | Bathroom | 221093 | Bathroom | 0.00047324
Recessed Can | Incandescent |  | Reflector | 1 | 75 | Bathroom | 221093 | Bathroom | 0.00047324
Ceiling Fixture | Incandescent |  | Standard A Lamp | 2 | 60 | Bedroom | 221094 | Bedroom | 0.00047324
Ceiling Fan | Incandescent |  | Standard A Lamp | 4 | 60 | Bedroom | 221095 | Bedroom | 0.00047324
Table | Incandescent |  | Standard A Lamp | 1 | 40 | Bedroom | 221095 | Bedroom | 0.00047324
Recessed Can | Incandescent |  | Reflector | 1 | 75 | Bedroom | 221095 | Bedroom | 0.00047324
Recessed Can | Incandescent |  | Reflector | 1 | 75 | Bedroom | 221096 | Bedroom | 0.00047324
Ceiling Fan | Incandescent |  | Standard A Lamp | 4 | 60 | Bedroom | 221096 | Bedroom | 0.00047324
Ceiling Fan | Incandescent |  | Standard A Lamp | 4 | 60 | Bedroom | 221097 | Bedroom | 0.00047324
Table | Incandescent |  | Standard A Lamp | 1 | 60 | Bedroom | 221097 | Bedroom | 0.00047324
Ceiling Fan | Incandescent |  | Standard A Lamp | 3 | 60 | Bedroom | 221098 | Bedroom | 0.00047324
Recessed Can | Incandescent |  | Reflector | 1 | 75 | Bedroom | 221098 | Bedroom | 0.00047324
Table | Incandescent |  | Standard A Lamp | 1 | 40 | Bedroom | 221098 | Bedroom | 0.00047324
Ceiling Fan | Compact Fluorescent |  | Twist | 4 | 15 | Bedroom | 221099 | Bedroom | 0.00047324
Table | Incandescent |  | Standard A Lamp | 1 | 60 | Bedroom | 221099 | Bedroom | 0.00047324
Wall Mount | Incandescent |  | Standard A Lamp | 1 | 40 | Bedroom | 221099 | Bedroom | 0.00047324
Ceiling Fixture | Incandescent |  | Standard A Lamp | 2 | 60 | Closet | 2210910 | Closet | 0.00047324
Ceiling Fixture | Incandescent |  | Standard A Lamp | 1 | 60 | Closet | 2210911 | Closet | 0.00047324
Chandelier (Hanging) | Incandescent |  | Standard A Lamp | 5 | 60 | Dining Room | 2210912 | Dining Room | 0.00047324
Ceiling Fan | Incandescent |  | Standard A Lamp | 1 | 60 | Family Room | 2210913 | Family Room | 0.00047324
Recessed Can | Incandescent |  | Reflector | 1 | 75 | Family Room | 2210913 | Family Room | 0.00047324
Floor lamp | Incandescent |  | Standard A Lamp | 1 | 100 | Family Room | 2210913 | Family Room | 0.00047324
Ceiling Fixture | Incandescent |  | Standard A Lamp | 2 | 60 | Garage | 2210914 | Garage | 0.00047324
Ceiling Fixture | Compact Fluorescent |  | Twist | 1 | 22 | Garage | 2210914 | Garage | 0.00047324
Recessed Can | Incandescent |  | Reflector | 1 | 75 | Hall | 2210915 | Hall | 0.00047324
Chandelier (Hanging) | Incandescent |  | Decorative | 9 | 40 | Hall | 2210915 | Hall | 0.00047324
Table | Compact Fluorescent |  | Twist | 2 | 15 | Hall | 2210915 | Hall | 0.00047324
Recessed Can | Incandescent |  | Reflector | 1 | 75 | Hall | 2210915 | Hall | 0.00047324
Recessed Can | Incandescent |  | Reflector | 1 | 75 | Kitchen | 2210916 | Kitchen | 0.00047324
Ceiling Fixture | Incandescent |  | Standard A Lamp | 1 | 60 | Laundry Room | 2210917 | Laundry Room | 0.00047324
Ceiling Fixture | Incandescent |  | Standard A Lamp | 1 | 25 | Living Room | 2210918 | Living Room | 0.00047324
Ceiling Fixture | Compact Fluorescent |  | Twist | 1 | 15 | Living Room | 221231 | Living Room | 0.00029634
Table | Incandescent |  | Standard A Lamp | 1 | 40 | Bedroom | 221232 | Bedroom | 0.00029634
Wall Mount | Incandescent |  | Standard A Lamp | 1 | 60 | Bathroom | 221233 | Bathroom | 0.00029634
Ceiling Fixture | Incandescent |  | Standard A Lamp | 1 | 60 | Bathroom | 221241 | Bathroom | 0.0010836
Wall Mount | Incandescent |  | Standard A Lamp | 2 | 60 | Bathroom | 221242 | Bathroom | 0.0010836
Ceiling Fixture | Incandescent |  | Standard A Lamp | 1 | 60 | Bathroom | 221242 | Bathroom | 0.0010836
Wall Mount | Incandescent |  | Standard A Lamp | 1 | 60 | Dining Room | 221243 | Dining Room | 0.0010836
Ceiling Fixture | Incandescent |  | Standard A Lamp | 1 | 60 | Family Room | 221244 | Family Room | 0.0010836
Wall Mount | Incandescent |  | Standard A Lamp | 1 | 60 | Family Room | 221244 | Family Room | 0.0010836
Table | Incandescent |  | Standard A Lamp | 1 | 60 | Family Room | 221244 | Family Room | 0.0010836
Chandelier (Hanging) | Incandescent |  | Standard A Lamp | 2 | 60 | Hall | 221245 | Hall | 0.0010836
Recessed Can | Compact Fluorescent |  | Reflector | 1 | 15 | Kitchen | 221246 | Kitchen | 0.0010836
Ceiling Fixture | Incandescent |  | Standard A Lamp | 1 | 60 | Kitchen | 221246 | Kitchen | 0.0010836
Other | Compact Fluorescent |  | Twist | 1 | 22 | Kitchen | 221246 | Kitchen | 0.0010836
Other | Incandescent |  | Other | 1 | 60 | Kitchen | 221246 | Kitchen | 0.0010836
Ceiling Fixture | Incandescent |  | Standard A Lamp | 1 | 60 | Laundry Room | 221247 | Laundry Room | 0.0010836
Recessed Can | Incandescent |  | Standard A Lamp | 1 | 60 | Office | 221248 | Office | 0.0010836
Chandelier (Hanging) | Incandescent |  | Standard A Lamp | 1 | 60 | Bedroom | 221249 | Bedroom | 0.0010836
Wall Mount | Incandescent |  | Standard A Lamp | 1 | 60 | Bedroom | 221249 | Bedroom | 0.0010836
Wall Mount | Incandescent |  | Mini base | 1 | 40 | Hall | 2212410 | Hall | 0.0010836
Ceiling Fixture | Compact Fluorescent |  | Twist | 1 | 15 | Bathroom | 2212411 | Bathroom | 0.0010836
Floor lamp | Incandescent |  | Standard A Lamp | 1 | 75 | Bedroom | 2212412 | Bedroom | 0.0010836
Floor lamp | Incandescent |  | Standard A Lamp | 1 | 60 | Bedroom | 2212412 | Bedroom | 0.0010836
Ceiling Fixture | Halogen |  | MR | 4 | 50 | Bedroom | 2212412 | Bedroom | 0.0010836
Table | Incandescent |  | Other | 1 | 20 | Bedroom | 2212412 | Bedroom | 0.0010836
Wall Mount | Incandescent |  | Mini base | 1 | 60 | Bathroom | 2212413 | Bathroom | 0.0010836
Chandelier (Hanging) | Compact Fluorescent |  | Twist | 1 | 15 | Bathroom | 2212413 | Bathroom | 0.0010836
Chandelier (Hanging) | Incandescent |  | Mini base | 4 | 60 | Master Bedroom | 2212414 | Master Bedroom | 0.0010836
Table | Incandescent |  | 3-Way Incandescent | 1 | 250 | Master Bedroom | 2212414 | Master Bedroom | 0.0010836
Ceiling Fixture | Compact Fluorescent |  | Twist | 2 | 15 | Closet | 2212415 | Closet | 0.0010836
Chandelier (Hanging) | Incandescent |  | Mini base | 2 | 60 | Hall | 2212416 | Hall | 0.0010836
Ceiling Fixture | Linear Fluorescent | 48 | T-12 | 4 | 40 | Bedroom | 221251 | Bedroom | 0.0005169
Ceiling Fixture | Linear Fluorescent | 48 | T-12 | 4 | 40 | Bedroom | 221252 | Bedroom | 0.0005169
Wall Mount | Incandescent |  | Standard A Lamp | 1 | 60 | Bedroom | 221252 | Bedroom | 0.0005169
Ceiling Fixture | Linear Fluorescent | 48 | T-12 | 4 | 40 | Bedroom | 221253 | Bedroom | 0.0005169
Table | Incandescent |  | Standard A Lamp | 1 | 100 | Bedroom | 221253 | Bedroom | 0.0005169
Wall Mount | Compact Fluorescent |  | Twist | 1 | 15 | Bedroom | 221253 | Bedroom | 0.0005169
Ceiling Fixture | Linear Fluorescent | 48 | T-12 | 2 | 40 | Closet | 221254 | Closet | 0.0005169
Ceiling Fixture | Linear Fluorescent | 48 | T-12 | 2 | 40 | Hall | 221255 | Hall | 0.0005169
Ceiling Fixture | Linear Fluorescent | 48 | T-12 | 2 | 40 | Kitchen | 221256 | Kitchen | 0.0005169
Ceiling Fixture | Linear Fluorescent | 48 | T-12 | 2 | 40 | Laundry Room | 221257 | Laundry Room | 0.0005169
Wall Mount | Incandescent |  | Reflector | 1 | 65 | Living Room | 221258 | Living Room | 0.0005169
Ceiling Fixture | Linear Fluorescent | 48 | T-12 | 2 | 40 | Office | 221259 | Office | 0.0005169
Ceiling Fan | Incandescent |  | Standard A Lamp | 2 | 40 | Office | 221259 | Office | 0.0005169
Wall Mount | Incandescent |  | Decorative | 3 | 60 | Bathroom | 221271 | Bathroom | 0.00094081
Chandelier (Hanging) | Incandescent |  | Decorative | 3 | 60 | Dining Room | 221272 | Dining Room | 0.00094081
Floor lamp | Incandescent |  | 3-Way Incandescent | 1 | 100 | Family Room | 221273 | Family Room | 0.00094081
Ceiling Fixture | Incandescent |  | Standard A Lamp | 1 | 200 | Garage | 221274 | Garage | 0.00094081
Garage door opener | Incandescent |  | Standard A Lamp | 1 | 60 | Garage | 221274 | Garage | 0.00094081
Recessed Can | Incandescent |  | Reflector | 1 | 75 | Hall | 221275 | Hall | 0.00094081
Recessed Can | Incandescent |  | Reflector | 1 | 60 | Hall | 221275 | Hall | 0.00094081
Recessed Can | Incandescent |  | Reflector | 1 | 75 | Kitchen | 221276 | Kitchen | 0.00094081
Ceiling Fixture | Linear Fluorescent | 48 | T-12 | 2 | 40 | Laundry Room | 221277 | Laundry Room | 0.00094081
Table | Incandescent |  | 3-Way Incandescent | 1 | 100 | Living Room | 221278 | Living Room | 0.00094081
Wall Mount | Incandescent |  | Globe | 7 | 40 | Bathroom | 221279 | Bathroom | 0.00094081
Ceiling Fixture | Incandescent |  | Reflector | 1 | 60 | Bathroom | 221279 | Bathroom | 0.00094081
Table | Incandescent |  | Standard A Lamp | 1 | 100 | Master Bedroom | 2212710 | Master Bedroom | 0.00094081
Ceiling Fixture | Incandescent |  | Reflector | 1 | 60 | Closet | 2212711 | Closet | 0.00094081
Track | Incandescent |  | Reflector | 6 | 60 | Office | 2212712 | Office | 0.00094081
Wall Mount | Incandescent |  | Decorative | 2 | 60 | Bathroom | 2212713 | Bathroom | 0.00094081
Chandelier (Hanging) | Incandescent |  | Standard A Lamp | 1 | 100 | Bedroom | 2212714 | Bedroom | 0.00094081
Table | Incandescent |  | Standard A Lamp | 1 | 100 | Bedroom | 2212714 | Bedroom | 0.00094081
Ceiling Fixture | Incandescent |  | Standard A Lamp | 1 | 100 | Hall | 2212715 | Hall | 0.00094081
Wall Mount | Incandescent |  | Standard A Lamp | 3 | 60 | Bathroom | 221291 | Bathroom | 0.0004784
Ceiling Fixture | Incandescent |  | Standard A Lamp | 2 | 60 | Bedroom | 221292 | Bedroom | 0.0004784
Floor lamp | Halogen |  | Quartz Tube | 1 | 65 | Bedroom | 221292 | Bedroom | 0.0004784
Chandelier (Hanging) | Incandescent |  | Decorative | 6 | 40 | Dining Room | 221293 | Dining Room | 0.0004784
Recessed Can | Incandescent |  | Reflector | 1 | 65 | Family Room | 221294 | Family Room | 0.0004784
Table | Halogen |  | Quartz Tube | 1 | 50 | Family Room | 221294 | Family Room | 0.0004784
Recessed Can | Incandescent |  | Reflector | 1 | 65 | Hall | 221295 | Hall | 0.0004784
Track | Halogen |  | Quartz Tube | 6 | 50 | Kitchen | 221296 | Kitchen | 0.0004784
Recessed Can | Incandescent |  | Reflector | 1 | 65 | Kitchen | 221296 | Kitchen | 0.0004784
Ceiling Fixture | Incandescent |  | Standard A Lamp | 2 | 60 | Laundry Room | 221297 | Laundry Room | 0.0004784
Recessed Can | Incandescent |  | Reflector | 1 | 65 | Bathroom | 221298 | Bathroom | 0.0004784
Ceiling Fixture | Incandescent |  | Standard A Lamp | 3 | 60 | Master Bedroom | 221299 | Master Bedroom | 0.0004784
Ceiling Fixture | Incandescent |  | Standard A Lamp | 1 | 60 | Closet | 2212910 | Closet | 0.0004784
Wall Mount | Incandescent |  | Standard A Lamp | 1 | 60 | Hall | 2212911 | Hall | 0.0004784
Wall Mount | Incandescent |  | Standard A Lamp | 4 | 40 | Bathroom | 221311 | Bathroom | 0.0020539
Ceiling Fixture | Incandescent |  | Standard A Lamp | 1 | 60 | Bathroom | 221311 | Bathroom | 0.0020539
Wall Mount | Incandescent |  | Standard A Lamp | 4 | 40 | Bathroom | 221312 | Bathroom | 0.0020539
Ceiling Fixture | Incandescent |  | Standard A Lamp | 2 | 60 | Bedroom | 221313 | Bedroom | 0.0020539
Table | Incandescent |  | Standard A Lamp | 1 | 60 | Bedroom | 221313 | Bedroom | 0.0020539
Ceiling Fixture | Incandescent |  | Standard A Lamp | 2 | 60 | Bedroom | 221314 | Bedroom | 0.0020539
Table | Incandescent |  | Standard A Lamp | 1 | 60 | Bedroom | 221314 | Bedroom | 0.0020539
Ceiling Fixture | Incandescent |  | Standard A Lamp | 2 | 60 | Bedroom | 221315 | Bedroom | 0.0020539
Table | Incandescent |  | Standard A Lamp | 1 | 60 | Bedroom | 221315 | Bedroom | 0.0020539
Ceiling Fixture | Incandescent |  | Standard A Lamp | 1 | 60 | Closet | 221316 | Closet | 0.0020539
Ceiling Fixture | Incandescent |  | Standard A Lamp | 1 | 60 | Garage | 221317 | Garage | 0.0020539
Garage door opener | Incandescent |  | Standard A Lamp | 2 | 60 | Garage | 221317 | Garage | 0.0020539
Ceiling Fixture | Compact Fluorescent |  | Twist | 1 | 22 | Hall | 221318 | Hall | 0.0020539
Ceiling Fixture | Incandescent |  | Standard A Lamp | 3 | 60 | Kitchen | 221319 | Kitchen | 0.0020539
Ceiling Fixture | Linear Fluorescent | 48 | T-8 | 2 | 32 | Kitchen | 221319 | Kitchen | 0.0020539
Recessed - other | Incandescent |  | Standard A Lamp | 1 | 60 | Kitchen | 221319 | Kitchen | 0.0020539
Table | Incandescent |  | Standard A Lamp | 1 | 60 | Living Room | 2213110 | Living Room | 0.0020539
Floor lamp | Incandescent |  | Standard A Lamp | 2 | 60 | Living Room | 2213110 | Living Room | 0.0020539
Wall Mount | Incandescent |  | Standard A Lamp | 1 | 65 | Bathroom | 221381 | Bathroom | 0.00094081
Wall Mount | Incandescent |  | Standard A Lamp | 7 | 65 | Bathroom | 221382 | Bathroom | 0.00094081
Ceiling Fan | Incandescent |  | Standard A Lamp | 2 | 65 | Bedroom | 221383 | Bedroom | 0.00094081
Ceiling Fixture | Incandescent |  | Standard A Lamp | 3 | 75 | Bedroom | 221384 | Bedroom | 0.00094081
Ceiling Fan | Incandescent |  | Standard A Lamp | 1 | 75 | Dining Room | 221385 | Dining Room | 0.00094081
Recessed Can | Incandescent |  | Reflector | 1 | 65 | Dining Room | 221385 | Dining Room | 0.00094081
Recessed Can | Incandescent |  | Reflector | 1 | 65 | Hall | 221386 | Hall | 0.00094081
Recessed Can | Incandescent |  | Reflector | 1 | 65 | Family Room | 221387 | Family Room | 0.00094081
Table | Incandescent |  | Standard A Lamp | 1 | 85 | Family Room | 221387 | Family Room | 0.00094081
Ceiling Fixture | Linear Fluorescent | 48 | T-12 | 2 | 40 | Garage | 221388 | Garage | 0.00094081
Ceiling Fan | Incandescent |  | Standard A Lamp | 1 | 65 | Hall | 221389 | Hall | 0.00094081
Recessed Can | Incandescent |  | Reflector | 1 | 65 | Hall | 221389 | Hall | 0.00094081
Recessed Can | Incandescent |  | Reflector | 1 | 65 | Kitchen | 2213810 | Kitchen | 0.00094081
Low bay | Incandescent |  | Standard A Lamp | 2 | 65 | Kitchen | 2213810 | Kitchen | 0.00094081
Wall Mount | Linear Fluorescent | 12 | T-12 | 2 | 20 | Kitchen | 2213810 | Kitchen | 0.00094081
Ceiling Fixture | Linear Fluorescent | 48 | T-8 | 2 | 32 | Laundry Room | 2213811 | Laundry Room | 0.00094081
Ceiling Fixture | Incandescent |  | Standard A Lamp | 3 | 75 | Living Room | 2213812 | Living Room | 0.00094081
Table | Incandescent |  | Standard A Lamp | 2 | 75 | Living Room | 2213812 | Living Room | 0.00094081
Wall Mount | Incandescent |  | Globe | 6 | 60 | Bathroom | 2213813 | Bathroom | 0.00094081
Ceiling Fixture | Incandescent |  | Reflector | 1 | 65 | Bathroom | 2213813 | Bathroom | 0.00094081
Ceiling Fan | Incandescent |  | Standard A Lamp | 1 | 75 | Master Bedroom | 2213814 | Master Bedroom | 0.00094081
Recessed Can | Incandescent |  | Reflector | 1 | 65 | Master Bedroom | 2213814 | Master Bedroom | 0.00094081
Table | Incandescent |  | Standard A Lamp | 1 | 60 | Master Bedroom | 2213814 | Master Bedroom | 0.00094081
Track | Incandescent |  | Reflector | 6 | 65 | Closet | 2213815 | Closet | 0.00094081
Ceiling Fixture | Incandescent |  | Standard A Lamp | 2 | 65 | Office | 2213816 | Office | 0.00094081
Wall Mount | Incandescent |  | Globe | 4 | 40 | Bathroom | 221441 | Bathroom | 0.00094081
Ceiling Fixture | Incandescent |  | Standard A Lamp | 2 | 40 | Bedroom | 221442 | Bedroom | 0.00094081
Floor lamp | Compact Fluorescent |  | Pin base | 1 | 27 | Bedroom | 221442 | Bedroom | 0.00094081
Chandelier (Hanging) | Compact Fluorescent |  | Twist | 5 | 15 | Dining Room | 221443 | Dining Room | 0.00094081
Ceiling Fixture | Incandescent |  | Mini base | 3 | 25 | Hall | 221444 | Hall | 0.00094081
Chandelier (Hanging) | Incandescent |  | Globe | 1 | 60 | Other | 221445 | Other | 0.00094081
Table | Incandescent |  | Standard A Lamp | 1 | 100 | Other | 221445 | Other | 0.00094081
Ceiling Fixture | Incandescent |  | Standard A Lamp | 1 | 60 | Garage | 221446 | Garage | 0.00094081
Ceiling Fixture | Compact Fluorescent |  | Twist | 1 | 13 | Hall | 221447 | Hall | 0.00094081
Ceiling Fixture | Linear Fluorescent | 48 | T-12 | 4 | 40 | Kitchen | 221448 | Kitchen | 0.00094081
Ceiling Fixture | Linear Fluorescent | 48 | T-12 | 2 | 40 | Laundry Room | 221449 | Laundry Room | 0.00094081
Table | Compact Fluorescent |  | Twist | 1 | 23 | Living Room | 2214410 | Living Room | 0.00094081
Floor lamp | Compact Fluorescent |  | Twist | 1 | 13 | Living Room | 2214410 | Living Room | 0.00094081
Floor lamp | Compact Fluorescent |  | Decorative | 3 | 7 | Living Room | 2214410 | Living Room | 0.00094081
Ceiling Fan | Incandescent |  | Reflector | 4 | 50 | Living Room | 2214410 | Living Room | 0.00094081
Wall Mount | Incandescent |  | Globe | 6 | 40 | Bathroom | 2214411 | Bathroom | 0.00094081
Ceiling Fixture | Incandescent |  | Standard A Lamp | 2 | 40 | Master Bedroom | 2214412 | Master Bedroom | 0.00094081
Table | Incandescent |  | Standard A Lamp | 1 | 40 | Master Bedroom | 2214412 | Master Bedroom | 0.00094081
Wall Mount | Incandescent |  | Standard A Lamp | 2 | 40 | Closet | 2214413 | Closet | 0.00094081
Ceiling Fan | Incandescent |  | Standard A Lamp | 3 | 60 | Living Room | 221531 | Living Room | 0.00029634
Floor lamp | Compact Fluorescent |  | 3-Way CFL | 1 | 15 | Living Room | 221531 | Living Room | 0.00029634
Table | Compact Fluorescent |  | Twist | 1 | 22 | Living Room | 221531 | Living Room | 0.00029634
Ceiling Fixture | Linear Fluorescent | 48 | T-12 | 4 | 40 | Office | 221532 | Office | 0.00029634
Recessed Can | Compact Fluorescent |  | Flood | 1 | 15 | Office | 221532 | Office | 0.00029634
Wall Mount | Incandescent |  | Clear | 1 | 60 | Hall | 221533 | Hall | 0.00029634
Wall Mount | Incandescent |  | Globe | 6 | 60 | Bathroom | 221534 | Bathroom | 0.00029634
Ceiling Fixture | Compact Fluorescent |  | Twist | 1 | 15 | Other | 221535 | Other | 0.00029634
Recessed Can | Incandescent |  | Reflector | 1 | 65 | Hall | 221536 | Hall | 0.00029634
Ceiling Fan | Incandescent |  | Reflector | 4 | 75 | Bedroom | 221537 | Bedroom | 0.00029634
Floor lamp | Compact Fluorescent |  | Twist | 1 | 15 | Bedroom | 221537 | Bedroom | 0.00029634
Recessed Can | Incandescent |  | Reflector | 1 | 60 | Bathroom | 221538 | Bathroom | 0.00029634
Wall Mount | Halogen |  | Other | 2 | 50 | Bathroom | 221538 | Bathroom | 0.00029634
Ceiling Fixture | Incandescent |  | Reflector | 4 | 75 | Closet | 221539 | Closet | 0.00029634
Ceiling Fixture | Incandescent |  | Standard A Lamp | 1 | 40 | Garage | 2215310 | Garage | 0.00029634
Chandelier (Hanging) | Incandescent |  | Mini base | 5 | 25 | Dining Room | 2215311 | Dining Room | 0.00029634
Floor lamp | Incandescent |  | Decorative | 2 | 25 | Dining Room | 2215311 | Dining Room | 0.00029634
Recessed Can | Compact Fluorescent |  | Flood | 1 | 15 | Kitchen | 2215312 | Kitchen | 0.00029634
Recessed Can | Compact Fluorescent |  | Twist | 1 | 15 | Kitchen | 2215312 | Kitchen | 0.00029634
Ceiling Fixture | Incandescent |  | Mini base | 4 | 25 | Laundry Room | 2215313 | Laundry Room | 0.00029634
Ceiling Fixture | Incandescent |  | Mini base | 4 | 40 | Hall | 2215314 | Hall | 0.00029634
Ceiling Fixture | Incandescent |  | Standard A Lamp | 1 | 40 | Bedroom | 2215315 | Bedroom | 0.00029634
Table | Incandescent |  | Decorative | 2 | 25 | Bedroom | 2215315 | Bedroom | 0.00029634
Table | Compact Fluorescent |  | Twist | 1 | 15 | Bedroom | 2215315 | Bedroom | 0.00029634
Ceiling Fixture | Incandescent |  | Standard A Lamp | 2 | 60 | Bedroom | 2215316 | Bedroom | 0.00029634
Table | Compact Fluorescent |  | Twist | 1 | 7 | Bedroom | 2215316 | Bedroom | 0.00029634
Wall Mount | Incandescent |  | Globe | 3 | 65 | Bathroom | 2215317 | Bathroom | 0.00029634
Recessed Can | Incandescent |  | Reflector | 1 | 65 | Bathroom | 2215317 | Bathroom | 0.00029634
Recessed Can | Compact Fluorescent |  | Flood | 1 | 22 | Family Room | 2215318 | Family Room | 0.00029634
Track | Incandescent |  | Reflector | 3 | 65 | Family Room | 2215318 | Family Room | 0.00029634
Ceiling Fan | Incandescent |  | Standard A Lamp | 2 | 60 | Living Room | 221591 | Living Room | 0.00029634
Table | Compact Fluorescent |  | A shape bulb | 1 | 15 | Living Room | 221591 | Living Room | 0.00029634
Wall Mount | Compact Fluorescent |  | Twist | 4 | 22 | Bathroom | 221592 | Bathroom | 0.00029634
Ceiling Fixture | Compact Fluorescent |  | Pin base | 1 | 22 | Bathroom | 221592 | Bathroom | 0.00029634
Ceiling Fan | Compact Fluorescent |  | Twist | 3 | 15 | Office | 221593 | Office | 0.00029634
Table | Incandescent |  | Decorative | 1 | 40 | Office | 221593 | Office | 0.00029634
Ceiling Fan | Compact Fluorescent |  | Twist | 3 | 15 | Bedroom | 221594 | Bedroom | 0.00029634
Table | Compact Fluorescent |  | Twist | 1 | 15 | Bedroom | 221594 | Bedroom | 0.00029634
Wall Mount | Incandescent |  | Standard A Lamp | 1 | 60 | Hall | 221595 | Hall | 0.00029634
Ceiling Fan | Incandescent |  | Decorative | 3 | 60 | Bedroom | 221596 | Bedroom | 0.00029634
Table | Incandescent |  | Clear | 1 | 60 | Bedroom | 221596 | Bedroom | 0.00029634
Ceiling Fixture | Incandescent |  | Standard A Lamp | 1 | 60 | Bathroom | 221597 | Bathroom | 0.00029634
Wall Mount | Compact Fluorescent |  | Twist | 4 | 15 | Bathroom | 221597 | Bathroom | 0.00029634
Ceiling Fixture | Compact Fluorescent |  | Pin base | 1 | 22 | Closet | 221598 | Closet | 0.00029634
Ceiling Fan | Incandescent |  | Standard A Lamp | 2 | 60 | Dining Room | 221599 | Dining Room | 0.00029634
Table | Incandescent |  | 3-Way Incandescent | 1 | 100 | Dining Room | 221599 | Dining Room | 0.00029634
Ceiling Fixture | Linear Fluorescent | 24 | T-8 | 3 | 16 | Kitchen | 2215910 | Kitchen | 0.00029634
Architectural | Incandescent |  | Mini base | 2 | 40 | Kitchen | 2215910 | Kitchen | 0.00029634
Ceiling Fixture | Incandescent |  | Clear | 1 | 60 | Kitchen | 2215910 | Kitchen | 0.00029634
Ceiling Fixture | Incandescent |  | Standard A Lamp | 1 | 60 | Laundry Room | 2215911 | Laundry Room | 0.00029634
Ceiling Fixture | Compact Fluorescent |  | Pin base | 2 | 28 | Hall | 2215912 | Hall | 0.00029634
Ceiling Fixture | Incandescent |  | Standard A Lamp | 2 | 60 | Office | 221721 | Office | 0.00047324
Ceiling Fixture | Compact Fluorescent |  | Twist | 1 | 15 | Bathroom | 221722 | Bathroom | 0.00047324
Wall Mount | Compact Fluorescent |  | Twist | 2 | 22 | Bathroom | 221722 | Bathroom | 0.00047324
Ceiling Fixture | Compact Fluorescent |  | Twist | 2 | 15 | Bedroom | 221723 | Bedroom | 0.00047324
Ceiling Fixture | Compact Fluorescent |  | Twist | 2 | 22 | Bedroom | 221724 | Bedroom | 0.00047324
Wall Mount | Compact Fluorescent |  | Straight Tube | 1 | 15 | Bathroom | 221725 | Bathroom | 0.00047324
Ceiling Fixture | Incandescent |  | Standard A Lamp | 1 | 40 | Bathroom | 221725 | Bathroom | 0.00047324
Ceiling Fixture | Compact Fluorescent |  | Twist | 3 | 15 | Master Bedroom | 221726 | Master Bedroom | 0.00047324
Ceiling Fixture | Linear Fluorescent | 48 | T-8 | 2 | 32 | Garage | 221727 | Garage | 0.00047324
Ceiling Fixture | Linear Fluorescent | 48 | T-8 | 2 | 32 | Dining Room | 221728 | Dining Room | 0.00047324
Ceiling Fixture | Compact Fluorescent |  | Pin base | 1 | 22 | Laundry Room | 221729 | Laundry Room | 0.00047324
Ceiling Fixture | Linear Fluorescent | 48 | T-8 | 2 | 32 | Kitchen | 2217210 | Kitchen | 0.00047324
Ceiling Fixture | Compact Fluorescent |  | Twist | 1 | 15 | Hall | 2217212 | Hall | 0.00047324
Wall Mount | Incandescent |  | Globe | 8 | 40 | Bathroom | 221751 | Bathroom | 0.0005169
Ceiling Fixture | Incandescent |  | Standard A Lamp | 2 | 60 | Bathroom | 221751 | Bathroom | 0.0005169
Chandelier (Hanging) | Incandescent |  | Decorative | 3 | 40 | Dining Room | 221752 | Dining Room | 0.0005169
Chandelier (Hanging) | Incandescent |  | Globe | 5 | 25 | Dining Room | 221752 | Dining Room | 0.0005169
Recessed Can | Incandescent |  | Reflector | 1 | 65 | Dining Room | 221752 | Dining Room | 0.0005169
Ceiling Fixture | Incandescent |  | Globe | 5 | 40 | Garage | 221753 | Garage | 0.0005169
Chandelier (Hanging) | Incandescent |  | Standard A Lamp | 1 | 60 | Garage | 221753 | Garage | 0.0005169
Ceiling Fixture | Incandescent |  | Reflector | 1 | 65 | Garage | 221753 | Garage | 0.0005169
Ceiling Fixture | Incandescent |  | Standard A Lamp | 2 | 60 | Hall | 221754 | Hall | 0.0005169
Ceiling Fixture | Compact Fluorescent |  | Twist | 2 | 13 | Kitchen | 221755 | Kitchen | 0.0005169
Wall Mount | Incandescent |  | Mini base | 1 | 40 | Kitchen | 221755 | Kitchen | 0.0005169
Recessed Can | Incandescent |  | Reflector | 1 | 65 | Living Room | 221756 | Living Room | 0.0005169
Floor lamp | Compact Fluorescent |  | Twist | 1 | 13 | Living Room | 221756 | Living Room | 0.0005169
Torchiere | Incandescent |  | 3-Way Incandescent | 1 | 159 | Living Room | 221756 | Living Room | 0.0005169
Ceiling Fixture | Compact Fluorescent |  | Twist | 2 | 13 | Bathroom | 221757 | Bathroom | 0.0005169
Wall Mount | Incandescent |  | Globe | 8 | 60 | Bathroom | 221757 | Bathroom | 0.0005169
Ceiling Fixture | Incandescent |  | Standard A Lamp | 4 | 60 | Bathroom | 221757 | Bathroom | 0.0005169
Ceiling Fan | Incandescent |  | Standard A Lamp | 4 | 60 | Master Bedroom | 221758 | Master Bedroom | 0.0005169
Recessed Can | Halogen |  | PAR | 1 | 65 | Master Bedroom | 221758 | Master Bedroom | 0.0005169
Ceiling Fixture | Compact Fluorescent |  | Twist | 2 | 13 | Bathroom | 221759 | Bathroom | 0.0005169
Wall Mount | Incandescent |  | Globe | 3 | 60 | Bathroom | 221759 | Bathroom | 0.0005169
Floor lamp | Compact Fluorescent |  | Twist | 1 | 13 | Bedroom | 2217510 | Bedroom | 0.0005169
Ceiling Fan | Incandescent |  | Standard A Lamp | 1 | 60 | Bedroom | 2217510 | Bedroom | 0.0005169
Ceiling Fan | Incandescent |  | Standard A Lamp | 1 | 60 | Bedroom | 2217511 | Bedroom | 0.0005169
Floor lamp | Compact Fluorescent |  | Twist | 1 | 23 | Bedroom | 2217511 | Bedroom | 0.0005169
Floor lamp | Compact Fluorescent |  | Twist | 3 | 13 | Family Room | 2217512 | Family Room | 0.0005169
Recessed Can | Compact Fluorescent |  | Flood | 1 | 22 | Family Room | 2217512 | Family Room | 0.0005169
Ceiling Fixture | Incandescent |  | Standard A Lamp | 4 | 60 | Family Room | 2217512 | Family Room | 0.0005169
Ceiling Fixture | Incandescent |  | Globe | 4 | 40 | Bathroom | 221761 | Bathroom | 0.00052955
Wall Mount | Incandescent |  | Globe | 4 | 40 | Bathroom | 221761 | Bathroom | 0.00052955
Ceiling Fixture | Incandescent |  | Standard A Lamp | 1 | 60 | Bathroom | 221762 | Bathroom | 0.00052955
Wall Mount | Incandescent |  | Standard A Lamp | 3 | 40 | Bathroom | 221762 | Bathroom | 0.00052955
Ceiling Fixture | Incandescent |  | Standard A Lamp | 1 | 100 | Bathroom | 221763 | Bathroom | 0.00052955
Wall Mount | Incandescent |  | Standard A Lamp | 3 | 40 | Bathroom | 221763 | Bathroom | 0.00052955
Ceiling Fan | Incandescent |  | Standard A Lamp | 2 | 65 | Bedroom | 221764 | Bedroom | 0.00052955
Ceiling Fixture | Incandescent |  | Standard A Lamp | 1 | 65 | Bedroom | 221764 | Bedroom | 0.00052955
Table | Compact Fluorescent |  | Twist | 1 | 28 | Bedroom | 221764 | Bedroom | 0.00052955
Ceiling Fixture | Incandescent |  | Standard A Lamp | 2 | 60 | Bedroom | 221765 | Bedroom | 0.00052955
Table | Compact Fluorescent |  | Twist | 1 | 22 | Bedroom | 221765 | Bedroom | 0.00052955
Ceiling Fixture | Incandescent |  | Standard A Lamp | 2 | 60 | Bedroom | 221766 | Bedroom | 0.00052955
Ceiling Fixture | Incandescent |  | Standard A Lamp | 2 | 60 | Bedroom | 221767 | Bedroom | 0.00052955
Table | Incandescent |  | Standard A Lamp | 1 | 100 | Bedroom | 221767 | Bedroom | 0.00052955
Table | Compact Fluorescent |  | Twist | 1 | 22 | Family Room | 221768 | Family Room | 0.00052955
Ceiling Fixture | Incandescent |  | Standard A Lamp | 1 | 60 | Hall | 221769 | Hall | 0.00052955
Ceiling Fixture | Incandescent |  | Standard A Lamp | 2 | 60 | Office | 2217610 | Office | 0.00052955
Chandelier (Hanging) | Incandescent |  | Mini base | 10 | 25 | Dining Room | 2217611 | Dining Room | 0.00052955
Recessed Can | Incandescent |  | Reflector | 1 | 60 | Hall | 2217612 | Hall | 0.00052955
Ceiling Fixture | Incandescent |  | Standard A Lamp | 1 | 100 | Garage | 2217613 | Garage | 0.00052955
Garage door opener | Incandescent |  | Standard A Lamp | 1 | 65 | Garage | 2217613 | Garage | 0.00052955
Ceiling Fixture | Incandescent |  | Standard A Lamp | 2 | 60 | Hall | 2217614 | Hall | 0.00052955
Ceiling Fixture | Incandescent |  | Mini base | 3 | 25 | Hall | 2217614 | Hall | 0.00052955
Chandelier (Hanging) | Incandescent |  | Globe | 1 | 40 | Kitchen | 2217615 | Kitchen | 0.00052955
Recessed Can | Halogen |  | MR | 1 | 75 | Kitchen | 2217615 | Kitchen | 0.00052955
Ceiling Fixture | Incandescent |  | Standard A Lamp | 2 | 60 | Laundry Room | 2217616 | Laundry Room | 0.00052955
Recessed Can | Halogen |  | MR | 1 | 50 | Living Room | 2217617 | Living Room | 0.00052955
Table | Compact Fluorescent |  | Twist | 1 | 22 | Living Room | 2217617 | Living Room | 0.00052955
Table | Compact Fluorescent |  | Twist | 1 | 15 | Office | 2217618 | Office | 0.00052955
Chandelier (Hanging) | Incandescent |  | Standard A Lamp | 1 | 60 | Hall | 221771 | Hall | 0.00040077
Ceiling Fixture | Incandescent |  | Standard A Lamp | 2 | 60 | Bedroom | 221772 | Bedroom | 0.00040077
Table | Incandescent |  | Standard A Lamp | 1 | 40 | Bedroom | 221772 | Bedroom | 0.00040077
Ceiling Fixture | Incandescent |  | Standard A Lamp | 3 | 60 | Family Room | 221773 | Family Room | 0.00040077
Ceiling Fixture | Incandescent |  | Standard A Lamp | 1 | 60 | Family Room | 221773 | Family Room | 0.00040077
Table | Incandescent |  | 3-Way Incandescent | 1 | 150 | Family Room | 221773 | Family Room | 0.00040077
Wall Mount | Incandescent |  | Standard A Lamp | 1 | 60 | Closet | 221774 | Closet | 0.00040077
Wall Mount | Incandescent |  | Standard A Lamp | 1 | 40 | Garage | 221775 | Garage | 0.00040077
Wall Mount | Incandescent |  | Standard A Lamp | 1 | 60 | Hall | 221776 | Hall | 0.00040077
Wall Mount | Incandescent |  | Standard A Lamp | 1 | 60 | Closet | 221777 | Closet | 0.00040077
Ceiling Fixture | Incandescent |  | Standard A Lamp | 1 | 60 | Closet | 221778 | Closet | 0.00040077
Wall Mount | Incandescent |  | Globe | 1 | 40 | Bathroom | 221779 | Bathroom | 0.00040077
Ceiling Fixture | Incandescent |  | Standard A Lamp | 1 | 60 | Bathroom | 221779 | Bathroom | 0.00040077
Recessed - other | Incandescent |  | Standard A Lamp | 1 | 60 | Bathroom | 221779 | Bathroom | 0.00040077
Ceiling Fixture | Incandescent |  | Standard A Lamp | 1 | 40 | Bathroom | 2217710 | Bathroom | 0.00040077
Ceiling Fixture | Incandescent |  | Standard A Lamp | 1 | 60 | Office | 2217711 | Office | 0.00040077
Table | Incandescent |  | Standard A Lamp | 1 | 40 | Office | 2217711 | Office | 0.00040077
Ceiling Fixture | Incandescent |  | Standard A Lamp | 1 | 60 | Office | 2217711 | Office | 0.00040077
Ceiling Fixture | Incandescent |  | Standard A Lamp | 1 | 60 | Garage | 2217712 | Garage | 0.00040077
Table | Incandescent |  | Standard A Lamp | 1 | 90 | Garage | 2217712 | Garage | 0.00040077
Garage door opener | Incandescent |  | Standard A Lamp | 1 | 60 | Garage | 2217712 | Garage | 0.00040077
Ceiling Fixture | Compact Fluorescent |  | Twist | 1 | 15 | Hall | 2217713 | Hall | 0.00040077
Track | Incandescent |  | Reflector | 2 | 27 | Hall | 2217714 | Hall | 0.00040077
Track | Incandescent |  | Reflector | 2 | 40 | Hall | 2217714 | Hall | 0.00040077
Ceiling Fixture | Incandescent |  | Standard A Lamp | 1 | 60 | Kitchen | 2217715 | Kitchen | 0.00040077
Ceiling Fixture | Compact Fluorescent |  | Twist | 1 | 15 | Kitchen | 2217715 | Kitchen | 0.00040077
Chandelier (Hanging) | Incandescent |  | Globe | 1 | 40 | Kitchen | 2217715 | Kitchen | 0.00040077
Ceiling Fixture | Incandescent |  | Standard A Lamp | 1 | 40 | Kitchen | 2217715 | Kitchen | 0.00040077
Other | Incandescent |  | Other | 1 | 60 | Kitchen | 2217715 | Kitchen | 0.00040077
Recessed - other | Incandescent |  | Reflector | 1 | 150 | Laundry Room | 2217716 | Laundry Room | 0.00040077
Ceiling Fixture | Incandescent |  | Standard A Lamp | 1 | 60 | Laundry Room | 2217716 | Laundry Room | 0.00040077
Ceiling Fixture | Incandescent |  | Standard A Lamp | 1 | 60 | Living Room | 2217717 | Living Room | 0.00040077
Ceiling Fixture | Compact Fluorescent |  | Twist | 1 | 15 | Living Room | 2217717 | Living Room | 0.00040077
Recessed - other | Incandescent |  | Reflector | 1 | 65 | Living Room | 2217717 | Living Room | 0.00040077
Floor lamp | Compact Fluorescent |  | Twist | 1 | 13 | Living Room | 2217717 | Living Room | 0.00040077
Track | Incandescent |  | Reflector | 7 | 65 | Living Room | 2217717 | Living Room | 0.00040077
Ceiling Fixture | Incandescent |  | Standard A Lamp | 1 | 60 | Living Room | 2217717 | Living Room | 0.00040077
Wall Mount | Incandescent |  | Globe | 6 | 40 | Bathroom | 2217718 | Bathroom | 0.00040077
Recessed - other | Incandescent |  | Reflector | 2 | 250 | Bathroom | 2217718 | Bathroom | 0.00040077
Ceiling Fixture | Incandescent |  | Standard A Lamp | 1 | 60 | Master Bedroom | 2217719 | Master Bedroom | 0.00040077
Ceiling Fixture | Incandescent |  | Standard A Lamp | 3 | 60 | Master Bedroom | 2217719 | Master Bedroom | 0.00040077
Ceiling Fixture | Compact Fluorescent |  | Twist | 1 | 15 | Closet | 2217720 | Closet | 0.00040077
Ceiling Fixture | Incandescent |  | Standard A Lamp | 1 | 60 | Closet | 2217720 | Closet | 0.00040077
Ceiling Fixture | Incandescent |  | Standard A Lamp | 1 | 60 | Hall | 2217721 | Hall | 0.00040077
Recessed Can | Incandescent |  | Standard A Lamp | 1 | 60 | Hall | 2217721 | Hall | 0.00040077
Ceiling Fixture | Incandescent |  | Standard A Lamp | 1 | 60 | Office | 2217722 | Office | 0.00040077
Ceiling Fixture | Compact Fluorescent |  | Twist | 1 | 15 | Office | 2217722 | Office | 0.00040077
Table | Compact Fluorescent |  | Twist | 1 | 15 | Office | 2217722 | Office | 0.00040077
Table | Incandescent |  | Standard A Lamp | 1 | 60 | Office | 2217722 | Office | 0.00040077
Ceiling Fixture | Incandescent |  | Standard A Lamp | 1 | 60 | Hall | 2217723 | Hall | 0.00040077
Ceiling Fixture | Incandescent |  | Standard A Lamp | 1 | 60 | Hall | 2217724 | Hall | 0.00040077
Ceiling Fixture | Incandescent |  | Reflector | 1 | 65 | Hall | 2217724 | Hall | 0.00040077
Ceiling Fixture | Incandescent |  | Standard A Lamp | 1 | 60 | Closet | 2217725 | Closet | 0.00040077
Ceiling Fixture | Incandescent |  | Clear | 1 | 60 | Closet | 2217726 | Closet | 0.00040077
Ceiling Fixture | Incandescent |  | Standard A Lamp | 1 | 60 | Bathroom | 221791 | Bathroom | 0.00094081
Ceiling Fixture | Compact Fluorescent |  | Twist | 1 | 15 | Bedroom | 221792 | Bedroom | 0.00094081
Table | Compact Fluorescent |  | Twist | 1 | 15 | Bedroom | 221792 | Bedroom | 0.00094081
Ceiling Fixture | Compact Fluorescent |  | Twist | 1 | 22 | Bedroom | 221793 | Bedroom | 0.00094081
Ceiling Fan | Compact Fluorescent |  | Twist | 1 | 22 | Dining Room | 221794 | Dining Room | 0.00094081
Ceiling Fan | Incandescent |  | Clear | 4 | 40 | Family Room | 221795 | Family Room | 0.00094081
Table | Incandescent |  | Standard A Lamp | 1 | 75 | Family Room | 221795 | Family Room | 0.00094081
Table | Compact Fluorescent |  | Twist | 1 | 15 | Family Room | 221795 | Family Room | 0.00094081
Ceiling Fixture | Compact Fluorescent |  | Twist | 1 | 22 | Kitchen | 221796 | Kitchen | 0.00094081
Ceiling Fixture | Compact Fluorescent |  | Twist | 1 | 15 | Bedroom | 221797 | Bedroom | 0.00094081
Table | Incandescent |  | Clear | 1 | 60 | Bedroom | 221797 | Bedroom | 0.00094081
Wall Mount | Incandescent |  | Standard A Lamp | 3 | 60 | Bathroom | 221801 | Bathroom | 0.0005169
Ceiling Fan | Incandescent |  | Standard A Lamp | 1 | 40 | Bedroom | 221802 | Bedroom | 0.0005169
Table | Incandescent |  | Standard A Lamp | 1 | 100 | Bedroom | 221802 | Bedroom | 0.0005169
Table | Incandescent |  | Standard A Lamp | 1 | 100 | Family Room | 221803 | Family Room | 0.0005169
Table | Incandescent |  | Decorative | 1 | 75 | Family Room | 221803 | Family Room | 0.0005169
Ceiling Fan | Compact Fluorescent |  | Twist | 2 | 15 | Bedroom | 221804 | Bedroom | 0.0005169
Table | Incandescent |  | 3-Way Incandescent | 1 | 100 | Bedroom | 221804 | Bedroom | 0.0005169
Ceiling Fixture | Incandescent |  | Standard A Lamp | 1 | 75 | Hall | 221805 | Hall | 0.0005169
Ceiling Fan | Incandescent |  | Standard A Lamp | 4 | 60 | Dining Room | 221806 | Dining Room | 0.0005169
Ceiling Fixture | Incandescent |  | Standard A Lamp | 1 | 60 | Dining Room | 221806 | Dining Room | 0.0005169
Recessed Can | Incandescent |  | Reflector | 1 | 75 | Kitchen | 221807 | Kitchen | 0.0005169
Recessed Can | Halogen |  | PAR | 1 | 50 | Kitchen | 221807 | Kitchen | 0.0005169
Ceiling Fan | Incandescent |  | Standard A Lamp | 4 | 60 | Living Room | 221808 | Living Room | 0.0005169
Table | Incandescent |  | Standard A Lamp | 1 | 60 | Living Room | 221808 | Living Room | 0.0005169
Wall Mount | Compact Fluorescent |  | Twist | 2 | 15 | Bathroom | 221809 | Bathroom | 0.0005169
Ceiling Fan | Compact Fluorescent |  | Twist | 2 | 22 | Bedroom | 2218010 | Bedroom | 0.0005169
Table | Incandescent |  | 3-Way Incandescent | 1 | 100 | Bedroom | 2218010 | Bedroom | 0.0005169
Ceiling Fixture | Incandescent |  | Standard A Lamp | 1 | 60 | Laundry Room | 2218011 | Laundry Room | 0.0005169
Ceiling Fixture | Linear Fluorescent | 48 | T-12 | 2 | 40 | Master Bedroom | 221811 | Master Bedroom | 0.00029634
Ceiling Fixture | Linear Fluorescent | 48 | T-12 | 2 | 40 | Other | 221813 | Other | 0.00029634
Ceiling Fixture | Compact Fluorescent |  | Twist | 1 | 22 | Other | 221814 | Other | 0.00029634
Chandelier (Hanging) | Incandescent |  | Decorative | 5 | 60 | Dining Room | 221815 | Dining Room | 0.00029634
Table | Linear Fluorescent | 24 | T-12 | 1 | 32 | Dining Room | 221815 | Dining Room | 0.00029634
Recessed Can | Incandescent |  | Reflector | 1 | 60 | Dining Room | 221815 | Dining Room | 0.00029634
Chandelier (Hanging) | Incandescent |  | Standard A Lamp | 1 | 100 | Other | 221816 | Other | 0.00029634
Table | Incandescent |  | Decorative | 1 | 40 | Other | 221816 | Other | 0.00029634
Floor lamp | Incandescent |  | Decorative | 2 | 60 | Family Room | 221817 | Family Room | 0.00029634
Table | Incandescent |  | Decorative | 1 | 60 | Family Room | 221817 | Family Room | 0.00029634
Table | Incandescent |  | Standard A Lamp | 1 | 100 | Family Room | 221817 | Family Room | 0.00029634
Ceiling Fan | Incandescent |  | Decorative | 3 | 60 | Family Room | 221817 | Family Room | 0.00029634
Ceiling Fan | Compact Fluorescent |  | Twist | 1 | 22 | Kitchen | 221818 | Kitchen | 0.00029634
Ceiling Fixture | Incandescent |  | Standard A Lamp | 1 | 60 | Bathroom | 221819 | Bathroom | 0.00029634
Wall Mount | Incandescent |  | Clear | 3 | 60 | Bathroom | 221819 | Bathroom | 0.00029634
Ceiling Fixture | Incandescent |  | Standard A Lamp | 1 | 60 | Bathroom | 2218110 | Bathroom | 0.00029634
Ceiling Fan | Incandescent |  | Decorative | 4 | 40 | Master Bedroom | 2218111 | Master Bedroom | 0.00029634
Table | Incandescent |  | Standard A Lamp | 1 | 25 | Master Bedroom | 2218111 | Master Bedroom | 0.00029634
Table | Incandescent |  | Reflector | 1 | 25 | Master Bedroom | 2218111 | Master Bedroom | 0.00029634
Table | Incandescent |  | Standard A Lamp | 1 | 75 | Master Bedroom | 2218111 | Master Bedroom | 0.00029634
Ceiling Fixture | Incandescent |  | Standard A Lamp | 1 | 60 | Bedroom | 2218112 | Bedroom | 0.00029634
Table | Incandescent |  | Decorative | 1 | 25 | Bedroom | 2218112 | Bedroom | 0.00029634
Ceiling Fixture | Incandescent |  | Clear | 2 | 25 | Other | 2218113 | Other | 0.00029634
Ceiling Fan | Incandescent |  | Standard A Lamp | 1 | 100 | Bedroom | 2218114 | Bedroom | 0.00029634
Table | Incandescent |  | Decorative | 1 | 60 | Bedroom | 2218114 | Bedroom | 0.00029634
Ceiling Fan | Incandescent |  | Standard A Lamp | 1 | 60 | Bedroom | 2218115 | Bedroom | 0.00029634
Table | Incandescent |  | Decorative | 1 | 25 | Bedroom | 2218115 | Bedroom | 0.00029634
Ceiling Fan | Incandescent |  | Standard A Lamp | 1 | 60 | Bedroom | 2218116 | Bedroom | 0.00029634
Table | Incandescent |  | Decorative | 1 | 40 | Bedroom | 2218116 | Bedroom | 0.00029634
Ceiling Fixture | Incandescent |  | Standard A Lamp | 1 | 100 | Hall | 2218117 | Hall | 0.00029634
Ceiling Fixture | Incandescent |  | Standard A Lamp | 1 | 60 | Hall | 2218118 | Hall | 0.00029634
Other | Incandescent |  | Decorative | 1 | 25 | Hall | 2218118 | Hall | 0.00029634
Wall Mount | Incandescent |  | Clear | 3 | 75 | Bathroom | 221861 | Bathroom | 0.00094081
Ceiling Fixture | Incandescent |  | Standard A Lamp | 2 | 60 | Bedroom | 221862 | Bedroom | 0.00094081
Ceiling Fixture | Incandescent |  | Standard A Lamp | 2 | 60 | Bedroom | 221863 | Bedroom | 0.00094081
Ceiling Fixture | Compact Fluorescent |  | Twist | 2 | 15 | Closet | 221864 | Closet | 0.00094081
Ceiling Fixture | Incandescent |  | Clear | 1 | 150 | Garage | 221865 | Garage | 0.00094081
Garage door opener | Incandescent |  | Standard A Lamp | 1 | 40 | Garage | 221865 | Garage | 0.00094081
Recessed Can | Incandescent |  | Reflector | 1 | 65 | Kitchen | 221866 | Kitchen | 0.00094081
Chandelier (Hanging) | Compact Fluorescent |  | Twist | 1 | 15 | Kitchen | 221866 | Kitchen | 0.00094081
Ceiling Fixture | Compact Fluorescent |  | Twist | 2 | 15 | Laundry Room | 221867 | Laundry Room | 0.00094081
Ceiling Fan | Incandescent |  | Clear | 4 | 60 | Living Room | 221868 | Living Room | 0.00094081
Ceiling Fixture | Incandescent |  | Standard A Lamp | 2 | 60 | Master Bedroom | 221869 | Master Bedroom | 0.00094081
Wall Mount | Incandescent |  | Clear | 4 | 60 | Bathroom | 2218610 | Bathroom | 0.00094081
Ceiling Fixture | Incandescent |  | Standard A Lamp | 1 | 60 | Bathroom | 221871 | Bathroom | 0.00040077
Wall Mount | Incandescent |  | Standard A Lamp | 1 | 60 | Bathroom | 221872 | Bathroom | 0.00040077
Ceiling Fixture | Incandescent |  | Standard A Lamp | 1 | 60 | Bedroom | 221873 | Bedroom | 0.00040077
Table | Incandescent |  | Standard A Lamp | 1 | 60 | Bedroom | 221873 | Bedroom | 0.00040077
Ceiling Fixture | Incandescent |  | Standard A Lamp | 1 | 60 | Bedroom | 221874 | Bedroom | 0.00040077
Table | Incandescent |  | Standard A Lamp | 1 | 60 | Bedroom | 221874 | Bedroom | 0.00040077
Ceiling Fixture | Incandescent |  | Standard A Lamp | 1 | 60 | Bedroom | 221875 | Bedroom | 0.00040077
Floor lamp | Incandescent |  | Standard A Lamp | 2 | 60 | Bedroom | 221875 | Bedroom | 0.00040077
Ceiling Fixture | Incandescent |  | Standard A Lamp | 2 | 60 | Bedroom | 221876 | Bedroom | 0.00040077
Table | Compact Fluorescent |  | Twist | 1 | 15 | Bedroom | 221876 | Bedroom | 0.00040077
Ceiling Fixture | Incandescent |  | Standard A Lamp | 1 | 60 | Closet | 221877 | Closet | 0.00040077
Ceiling Fixture | Incandescent |  | Standard A Lamp | 1 | 60 | Hall | 221878 | Hall | 0.00040077
Ceiling Fixture | Linear Fluorescent | 48 | T-12 | 2 | 40 | Kitchen | 221879 | Kitchen | 0.00040077
Recessed - other | Incandescent |  | Standard A Lamp | 1 | 60 | Kitchen | 221879 | Kitchen | 0.00040077
Ceiling Fixture | Incandescent |  | Standard A Lamp | 1 | 60 | Laundry Room | 2218710 | Laundry Room | 0.00040077
Table | Incandescent |  | Standard A Lamp | 1 | 60 | Living Room | 2218711 | Living Room | 0.00040077
Ceiling Fixture | Incandescent |  | Standard A Lamp | 1 | 60 | Living Room | 2218711 | Living Room | 0.00040077
Wall Mount | Incandescent |  | Globe | 3 | 60 | Bathroom | 221911 | Bathroom | 0.002127
Ceiling Fixture | Incandescent |  | Standard A Lamp | 1 | 60 | Bedroom | 221912 | Bedroom | 0.002127
Table | Incandescent |  | Standard A Lamp | 1 | 60 | Bedroom | 221912 | Bedroom | 0.002127
Table | Compact Fluorescent |  | Twist | 1 | 15 | Bedroom | 221913 | Bedroom | 0.002127
Ceiling Fixture | Incandescent |  | Standard A Lamp | 1 | 60 | Bedroom | 221913 | Bedroom | 0.002127
Recessed - other | Compact Fluorescent |  | 3-Way CFL | 1 | 15 | Kitchen | 221914 | Kitchen | 0.002127
Chandelier (Hanging) | Compact Fluorescent |  | Twist | 1 | 15 | Kitchen | 221914 | Kitchen | 0.002127
Ceiling Fixture | Linear Fluorescent | 48 | T-12 | 2 | 40 | Kitchen | 221914 | Kitchen | 0.002127
Table | Compact Fluorescent |  | Twist | 1 | 15 | Living Room | 221915 | Living Room | 0.002127
Ceiling Fixture | Incandescent |  | Standard A Lamp | 1 | 60 | Other | 221916 | Other | 0.002127
Wall Mount | Incandescent |  | Globe | 4 | 60 | Bathroom | 221981 | Bathroom | 0.00094081
Wall Mount | Incandescent |  | Globe | 4 | 60 | Bathroom | 221982 | Bathroom | 0.00094081
Ceiling Fixture | Incandescent |  | Standard A Lamp | 3 | 60 | Bedroom | 221983 | Bedroom | 0.00094081
Ceiling Fixture | Incandescent |  | Standard A Lamp | 2 | 60 | Family Room | 221984 | Family Room | 0.00094081
Chandelier (Hanging) | Incandescent |  | Standard A Lamp | 5 | 60 | Dining Room | 221985 | Dining Room | 0.00094081
Ceiling Fixture | Incandescent |  | Standard A Lamp | 1 | 75 | Other | 221986 | Other | 0.00094081
Recessed Can | Incandescent |  | Reflector | 1 | 65 | Hall | 221987 | Hall | 0.00094081
Recessed Can | Incandescent |  | Reflector | 1 | 65 | Hall | 221988 | Hall | 0.00094081
Wall Mount | Incandescent |  | Standard A Lamp | 1 | 60 | Hall | 221988 | Hall | 0.00094081
Floor lamp | Incandescent |  | Standard A Lamp | 2 | 60 | Family Room | 221989 | Family Room | 0.00094081
Table | Incandescent |  | Standard A Lamp | 1 | 65 | Family Room | 221989 | Family Room | 0.00094081
Ceiling Fan | Incandescent |  | Standard A Lamp | 1 | 75 | Family Room | 221989 | Family Room | 0.00094081
Table | Halogen |  | MR | 1 | 20 | Family Room | 221989 | Family Room | 0.00094081
Ceiling Fixture | Incandescent |  | Reflector | 1 | 65 | Family Room | 221989 | Family Room | 0.00094081
Ceiling Fixture | Linear Fluorescent | 36 | T-8 | 1 | 32 | Garage | 2219810 | Garage | 0.00094081
Ceiling Fixture | Linear Fluorescent | 36 | T-12 | 1 | 32 | Garage | 2219810 | Garage | 0.00094081
Ceiling Fixture | Incandescent |  | Standard A Lamp | 1 | 60 | Garage | 2219810 | Garage | 0.00094081
Garage door opener | Incandescent |  | Standard A Lamp | 1 | 60 | Garage | 2219810 | Garage | 0.00094081
Ceiling Fixture | Other |  | LED Interior | 2 | 12 | Garage | 2219810 | Garage | 0.00094081
Recessed Can | Incandescent |  | Standard A Lamp | 1 | 65 | Hall | 2219811 | Hall | 0.00094081
Recessed Can | Incandescent |  | Reflector | 1 | 65 | Kitchen | 2219812 | Kitchen | 0.00094081
Ceiling Fixture | Linear Fluorescent | 48 | T-12 | 2 | 40 | Laundry Room | 2219813 | Laundry Room | 0.00094081
Ceiling Fixture | Incandescent |  | Decorative | 1 | 65 | Bathroom | 2219814 | Bathroom | 0.00094081
Recessed Can | Incandescent |  | Reflector | 1 | 65 | Bedroom | 2219815 | Bedroom | 0.00094081
Floor lamp | Incandescent |  | Standard A Lamp | 1 | 100 | Bedroom | 2219815 | Bedroom | 0.00094081
Table | Incandescent |  | Standard A Lamp | 2 | 40 | Bedroom | 2219815 | Bedroom | 0.00094081
Ceiling Fixture | Incandescent |  | Standard A Lamp | 1 | 60 | Closet | 2219816 | Closet | 0.00094081
Ceiling Fixture | Incandescent |  | Globe | 1 | 60 | Bathroom | 2219817 | Bathroom | 0.00094081
Recessed Can | Incandescent |  | Reflector | 1 | 65 | Bedroom | 2219818 | Bedroom | 0.00094081
Ceiling Fixture | Incandescent |  | Standard A Lamp | 3 | 60 | Bedroom | 2219818 | Bedroom | 0.00094081
Table | Incandescent |  | Standard A Lamp | 1 | 60 | Bedroom | 2219818 | Bedroom | 0.00094081
Wall Mount | Incandescent |  | Standard A Lamp | 6 | 52 | Bathroom | 2219819 | Bathroom | 0.00094081
Ceiling Fixture | Incandescent |  | Standard A Lamp | 2 | 60 | Office | 2219820 | Office | 0.00094081
Chandelier (Hanging) | Incandescent |  | Globe | 1 | 60 | Living Room | 2219821 | Living Room | 0.00094081
Recessed Can | Incandescent |  | Reflector | 1 | 65 | Living Room | 2219821 | Living Room | 0.00094081
Table | Incandescent |  | Standard A Lamp | 1 | 52 | Living Room | 2219821 | Living Room | 0.00094081
Table | Halogen |  | MR | 1 | 20 | Living Room | 2219821 | Living Room | 0.00094081
Wall Mount | Incandescent |  | Globe | 6 | 60 | Bathroom | 2219822 | Bathroom | 0.00094081
Ceiling Fixture | Incandescent |  | Standard A Lamp | 1 | 52 | Bathroom | 2219823 | Bathroom | 0.00094081
Wall Mount | Incandescent |  | Standard A Lamp | 8 | 60 | Bathroom | 2219824 | Bathroom | 0.00094081
Ceiling Fixture | Incandescent |  | Standard A Lamp | 1 | 40 | Closet | 2219825 | Closet | 0.00094081
Ceiling Fixture | Incandescent |  | Standard A Lamp | 3 | 60 | Bedroom | 2219826 | Bedroom | 0.00094081
Recessed Can | Incandescent |  | Reflector | 1 | 65 | Hall | 2219827 | Hall | 0.00094081
Ceiling Fixture | Incandescent |  | Standard A Lamp | 1 | 90 | Closet | 2219828 | Closet | 0.00094081
Ceiling Fixture | Incandescent |  | Standard A Lamp | 2 | 60 | Bedroom | 2219829 | Bedroom | 0.00094081
Table | Halogen |  | MR | 1 | 20 | Bedroom | 2219829 | Bedroom | 0.00094081
Table | Incandescent |  | Standard A Lamp | 1 | 40 | Bedroom | 2219829 | Bedroom | 0.00094081
Ceiling Fixture | Incandescent |  | Standard A Lamp | 1 | 40 | Closet | 2219830 | Closet | 0.00094081
Wall Mount | Incandescent |  | Standard A Lamp | 1 | 60 | Hall | 2219831 | Hall | 0.00094081
Ceiling Fixture | Incandescent |  | Reflector | 1 | 60 | Kitchen | 222001 | Kitchen | 0.00029634
Ceiling Fixture | Incandescent |  | Standard A Lamp | 2 | 60 | Kitchen | 222001 | Kitchen | 0.00029634
Wall Mount | Halogen |  | MR | 4 | 50 | Kitchen | 222001 | Kitchen | 0.00029634
Ceiling Fixture | Incandescent |  | Standard A Lamp | 2 | 40 | Bedroom | 222002 | Bedroom | 0.00029634
Ceiling Fixture | Incandescent |  | Standard A Lamp | 1 | 60 | Bathroom | 222003 | Bathroom | 0.00029634
Wall Mount | Halogen |  | MR | 4 | 50 | Bathroom | 222003 | Bathroom | 0.00029634
Table | Incandescent |  | Standard A Lamp | 1 | 60 | Living Room | 222004 | Living Room | 0.00029634
Recessed Can | Incandescent |  | Reflector | 1 | 50 | Living Room | 222004 | Living Room | 0.00029634
Recessed Can | Compact Fluorescent |  | Twist | 1 | 15 | Living Room | 222004 | Living Room | 0.00029634
Torchiere | Halogen |  | Quartz Tube | 1 | 150 | Living Room | 222004 | Living Room | 0.00029634
Wall Mount | Incandescent |  | Standard A Lamp | 1 | 40 | Hall | 222005 | Hall | 0.00029634
Ceiling Fixture | Incandescent |  | Standard A Lamp | 2 | 60 | Hall | 222005 | Hall | 0.00029634
Recessed Can | Halogen |  | Other | 1 | 50 | Bathroom | 222006 | Bathroom | 0.00029634
Ceiling Fixture | Incandescent |  | Standard A Lamp | 1 | 40 | Bathroom | 222006 | Bathroom | 0.00029634
Wall Mount | Halogen |  | MR | 3 | 50 | Bathroom | 222006 | Bathroom | 0.00029634
Ceiling Fixture | Incandescent |  | Standard A Lamp | 1 | 60 | Bedroom | 222007 | Bedroom | 0.00029634
Table | Incandescent |  | Standard A Lamp | 1 | 60 | Bedroom | 222007 | Bedroom | 0.00029634
Ceiling Fixture | Incandescent |  | Standard A Lamp | 1 | 60 | Bedroom | 222008 | Bedroom | 0.00029634
Torchiere | Compact Fluorescent |  | Other | 1 | 22 | Bedroom | 222008 | Bedroom | 0.00029634
Wall Mount | Incandescent |  | Globe | 6 | 60 | Bathroom | 222031 | Bathroom | 0.0004784
Recessed Can | Incandescent |  | Reflector | 1 | 65 | Bathroom | 222031 | Bathroom | 0.0004784
Ceiling Fixture | Incandescent |  | Standard A Lamp | 3 | 75 | Bedroom | 222032 | Bedroom | 0.0004784
Ceiling Fixture | Incandescent |  | Reflector | 1 | 65 | Bedroom | 222032 | Bedroom | 0.0004784
Wall Mount | Incandescent |  | Globe | 6 | 60 | Bathroom | 222033 | Bathroom | 0.0004784
Recessed Can | Incandescent |  | Clear | 1 | 65 | Bathroom | 222033 | Bathroom | 0.0004784
Recessed Can | Incandescent |  | Reflector | 1 | 65 | Bathroom | 222034 | Bathroom | 0.0004784
Recessed Can | Incandescent |  | Reflector | 1 | 65 | Bedroom | 222035 | Bedroom | 0.0004784
Recessed - other | Halogen |  | PAR | 1 | 50 | Dining Room | 222036 | Dining Room | 0.0004784
Track | Incandescent |  | Standard A Lamp | 3 | 40 | Dining Room | 222036 | Dining Room | 0.0004784
Table | Incandescent |  | Standard A Lamp | 1 | 60 | Family Room | 222037 | Family Room | 0.0004784
Ceiling Fixture | Compact Fluorescent |  | Twist | 1 | 22 | Garage | 222038 | Garage | 0.0004784
Garage door opener | Incandescent |  | Standard A Lamp | 2 | 60 | Garage | 222038 | Garage | 0.0004784
Recessed Can | Incandescent |  | Reflector | 1 | 65 | Hall | 222039 | Hall | 0.0004784
Recessed Can | Incandescent |  | Clear | 1 | 65 | Kitchen | 2220310 | Kitchen | 0.0004784
Floor lamp | Incandescent |  | Decorative | 5 | 40 | Living Room | 2220311 | Living Room | 0.0004784
Track | Incandescent |  | Standard A Lamp | 1 | 100 | Living Room | 2220311 | Living Room | 0.0004784
Floor lamp | Halogen |  | Quartz Tube | 2 | 50 | Living Room | 2220311 | Living Room | 0.0004784
Recessed Can | Incandescent |  | Reflector | 1 | 65 | Living Room | 2220311 | Living Room | 0.0004784
Recessed Can | Incandescent |  | Reflector | 1 | 65 | Master Bedroom | 2220312 | Master Bedroom | 0.0004784
Ceiling Fixture | Incandescent |  | Standard A Lamp | 3 | 65 | Other | 222051 | Other | 0.00047324
Ceiling Fixture | Halogen |  | MR | 4 | 50 | Bathroom | 222052 | Bathroom | 0.00047324
Recessed - other | Incandescent |  | Reflector | 2 | 250 | Bathroom | 222052 | Bathroom | 0.00047324
Ceiling Fixture | Linear Fluorescent | 48 | T-12 | 2 | 40 | Kitchen | 222053 | Kitchen | 0.00047324
Recessed Can | Compact Fluorescent |  | Reflector | 1 | 22 | Kitchen | 222053 | Kitchen | 0.00047324
Ceiling Fixture | Incandescent |  | Standard A Lamp | 2 | 75 | Hall | 222054 | Hall | 0.00047324
Ceiling Fixture | Incandescent |  | Standard A Lamp | 1 | 75 | Hall | 222054 | Hall | 0.00047324
Ceiling Fixture | Incandescent |  | Standard A Lamp | 1 | 75 | Family Room | 222055 | Family Room | 0.00047324
Wall Mount | Incandescent |  | Globe | 1 | 40 | Bathroom | 222056 | Bathroom | 0.00047324
Ceiling Fixture | Incandescent |  | Standard A Lamp | 1 | 60 | Hall | 222057 | Hall | 0.00047324
Ceiling Fixture | Incandescent |  | Reflector | 1 | 65 | Garage | 222058 | Garage | 0.00047324
Ceiling Fixture | Linear Fluorescent | 48 | T-12 | 2 | 40 | Garage | 222058 | Garage | 0.00047324
Garage door opener | Incandescent |  | Standard A Lamp | 2 | 60 | Garage | 222058 | Garage | 0.00047324
Ceiling Fixture | Compact Fluorescent |  | Twist | 1 | 15 | Hall | 222059 | Hall | 0.00047324
Wall Mount | Incandescent |  | Globe | 5 | 40 | Bathroom | 2220510 | Bathroom | 0.00047324
Ceiling Fixture | Incandescent |  | Standard A Lamp | 2 | 75 | Bedroom | 2220511 | Bedroom | 0.00047324
Ceiling Fixture | Incandescent |  | Standard A Lamp | 3 | 75 | Master Bedroom | 2220512 | Master Bedroom | 0.00047324
Floor lamp | Incandescent |  | Standard A Lamp | 2 | 65 | Master Bedroom | 2220512 | Master Bedroom | 0.00047324
Wall Mount | Compact Fluorescent |  | Twist | 1 | 22 | Closet | 2220513 | Closet | 0.00047324
Floor lamp | Incandescent |  | Standard A Lamp | 1 | 60 | Living Room | 2220514 | Living Room | 0.00047324
Chandelier (Hanging) | Incandescent |  | Standard A Lamp | 3 | 75 | Dining Room | 2220515 | Dining Room | 0.00047324
Ceiling Fixture | Incandescent |  | Standard A Lamp | 1 | 75 | Master Bedroom | 2220516 | Master Bedroom | 0.00047324
Wall Mount | Compact Fluorescent |  | Twist | 5 | 15 | Bathroom | 222121 | Bathroom | 0.00040077
Architectural | Linear Fluorescent | 20 | T-5 | 1 | 16 | Bathroom | 222121 | Bathroom | 0.00040077
Ceiling Fixture | Compact Fluorescent |  | Twist | 1 | 15 | Bathroom | 222121 | Bathroom | 0.00040077
Ceiling Fixture | Incandescent |  | Standard A Lamp | 1 | 60 | Bedroom | 222122 | Bedroom | 0.00040077
Ceiling Fixture | Compact Fluorescent |  | Twist | 2 | 15 | Bedroom | 222123 | Bedroom | 0.00040077
Wall Mount | Compact Fluorescent |  | Twist | 1 | 15 | Bedroom | 222124 | Bedroom | 0.00040077
Ceiling Fixture | Compact Fluorescent |  | Twist | 1 | 15 | Garage | 222125 | Garage | 0.00040077
Ceiling Fixture | Linear Fluorescent | 48 | T-12 | 2 | 40 | Garage | 222125 | Garage | 0.00040077
Ceiling Fixture | Compact Fluorescent |  | Twist | 1 | 15 | Hall | 222126 | Hall | 0.00040077
Ceiling Fixture | Compact Fluorescent |  | Twist | 1 | 15 | Kitchen | 222127 | Kitchen | 0.00040077
Architectural | Linear Fluorescent | 20 | T-5 | 1 | 16 | Kitchen | 222127 | Kitchen | 0.00040077
Ceiling Fixture | Compact Fluorescent |  | Twist | 1 | 15 | Living Room | 222128 | Living Room | 0.00040077
Table | Compact Fluorescent |  | Twist | 1 | 15 | Living Room | 222128 | Living Room | 0.00040077
Wall Mount | Compact Fluorescent |  | Twist | 1 | 15 | Closet | 222129 | Closet | 0.00040077
Wall Mount | Compact Fluorescent |  | Twist | 1 | 15 | Closet | 2221210 | Closet | 0.00040077
Wall Mount | Linear Fluorescent | 12 | T-8 | 1 | 16 | Dining Room | 222141 | Dining Room | 0.00052955
Table | Incandescent |  | Standard A Lamp | 1 | 60 | Dining Room | 222141 | Dining Room | 0.00052955
Wall Mount | Incandescent |  | Standard A Lamp | 1 | 60 | Dining Room | 222141 | Dining Room | 0.00052955
Wall Mount | Incandescent |  | Standard A Lamp | 2 | 60 | Bathroom | 222142 | Bathroom | 0.00052955
Ceiling Fixture | Incandescent |  | Standard A Lamp | 2 | 60 | Bathroom | 222142 | Bathroom | 0.00052955
Table | Incandescent |  | Standard A Lamp | 1 | 60 | Bedroom | 222143 | Bedroom | 0.00052955
Ceiling Fixture | Incandescent |  | Standard A Lamp | 2 | 60 | Family Room | 222144 | Family Room | 0.00052955
Table | Incandescent |  | Standard A Lamp | 1 | 60 | Family Room | 222144 | Family Room | 0.00052955
Ceiling Fixture | Incandescent |  | Standard A Lamp | 2 | 60 | Hall | 222145 | Hall | 0.00052955
Ceiling Fixture | Linear Fluorescent | 48 | T-12 | 2 | 32 | Hall | 222145 | Hall | 0.00052955
Ceiling Fixture | Linear Fluorescent | 48 | T-12 | 2 | 20 | Laundry Room | 222146 | Laundry Room | 0.00052955
Ceiling Fixture | Linear Fluorescent | 96 | T-12 | 2 | 60 | Garage | 222147 | Garage | 0.00052955
Low bay | Linear Fluorescent | 96 | T-12 | 2 | 32 | Garage | 222147 | Garage | 0.00052955
Wall Mount | Linear Fluorescent | 36 | T-12 | 2 | 20 | Garage | 222147 | Garage | 0.00052955
Table | Compact Fluorescent |  | Twist | 1 | 15 | Living Room | 222148 | Living Room | 0.00052955
Ceiling Fixture | Incandescent |  | Standard A Lamp | 2 | 60 | Kitchen | 222149 | Kitchen | 0.00052955
Wall Mount | Compact Fluorescent |  | Decorative | 1 | 20 | Kitchen | 222149 | Kitchen | 0.00052955
Wall Mount | Incandescent |  | Standard A Lamp | 3 | 60 | Bathroom | 2221410 | Bathroom | 0.00052955
Ceiling Fixture | Incandescent |  | Standard A Lamp | 2 | 60 | Bathroom | 2221410 | Bathroom | 0.00052955
Ceiling Fixture | Incandescent |  | Standard A Lamp | 2 | 60 | Bedroom | 2221411 | Bedroom | 0.00052955
Ceiling Fan | Incandescent |  | Standard A Lamp | 3 | 60 | Bedroom | 2221411 | Bedroom | 0.00052955
Floor lamp | Incandescent |  | Standard A Lamp | 1 | 75 | Bedroom | 2221411 | Bedroom | 0.00052955
Table | Incandescent |  | Standard A Lamp | 1 | 60 | Bedroom | 2221411 | Bedroom | 0.00052955
Ceiling Fixture | Incandescent |  | Standard A Lamp | 2 | 60 | Hall | 2221412 | Hall | 0.00052955
Ceiling Fixture | Incandescent |  | Standard A Lamp | 2 | 60 | Office | 2221413 | Office | 0.00052955
Table | Incandescent |  | Standard A Lamp | 1 | 60 | Office | 2221413 | Office | 0.00052955
Ceiling Fixture | Compact Fluorescent |  | Twist | 2 | 15 | Bedroom | 222151 | Bedroom | 0.00094081
Table | Incandescent |  | Clear | 1 | 25 | Bedroom | 222151 | Bedroom | 0.00094081
Wall Mount | Compact Fluorescent |  | Twist | 3 | 15 | Bathroom | 222152 | Bathroom | 0.00094081
Ceiling Fixture | Compact Fluorescent |  | Twist | 2 | 15 | Bedroom | 222153 | Bedroom | 0.00094081
Ceiling Fixture | Compact Fluorescent |  | Twist | 2 | 15 | Master Bedroom | 222154 | Master Bedroom | 0.00094081
Wall Mount | Compact Fluorescent |  | Twist | 3 | 15 | Bathroom | 222155 | Bathroom | 0.00094081
Ceiling Fixture | Compact Fluorescent |  | Twist | 2 | 15 | Bathroom | 222155 | Bathroom | 0.00094081
Ceiling Fixture | Compact Fluorescent |  | Twist | 2 | 15 | Laundry Room | 222156 | Laundry Room | 0.00094081
Ceiling Fixture | Compact Fluorescent |  | Twist | 1 | 15 | Garage | 222157 | Garage | 0.00094081
Ceiling Fixture | Compact Fluorescent |  | Twist | 2 | 15 | Hall | 222158 | Hall | 0.00094081
Ceiling Fixture | Incandescent |  | Standard A Lamp | 2 | 60 | Hall | 222158 | Hall | 0.00094081
Ceiling Fixture | Compact Fluorescent |  | Twist | 2 | 22 | Hall | 222158 | Hall | 0.00094081
Chandelier (Hanging) | Compact Fluorescent |  | Twist | 5 | 15 | Kitchen | 222159 | Kitchen | 0.00094081
Recessed Can | Halogen |  | PAR | 1 | 65 | Kitchen | 222159 | Kitchen | 0.00094081
Ceiling Fan | Compact Fluorescent |  | Twist | 4 | 15 | Living Room | 2221510 | Living Room | 0.00094081
Ceiling Fixture | Compact Fluorescent |  | Twist | 2 | 15 | Office | 2221511 | Office | 0.00094081
Ceiling Fixture | Incandescent |  | Standard A Lamp | 1 | 60 | Bathroom | 222221 | Bathroom | 0.00047324
Ceiling Fan | Incandescent |  | Globe | 1 | 40 | Bathroom | 222221 | Bathroom | 0.00047324
Ceiling Fan | Incandescent |  | Standard A Lamp | 1 | 60 | Bedroom | 222222 | Bedroom | 0.00047324
Ceiling Fan | Incandescent |  | Standard A Lamp | 1 | 60 | Bedroom | 222223 | Bedroom | 0.00047324
Ceiling Fixture | Incandescent |  | Standard A Lamp | 1 | 60 | Hall | 222224 | Hall | 0.00047324
Ceiling Fixture | Incandescent |  | Standard A Lamp | 1 | 60 | Kitchen | 222225 | Kitchen | 0.00047324
Ceiling Fixture | Incandescent |  | Standard A Lamp | 1 | 75 | Living Room | 222226 | Living Room | 0.00047324
Table | Incandescent |  | Standard A Lamp | 1 | 60 | Living Room | 222226 | Living Room | 0.00047324
Table | Incandescent |  | Standard A Lamp | 1 | 75 | Living Room | 222226 | Living Room | 0.00047324
Ceiling Fixture | Linear Fluorescent | 96 | T-12 | 2 | 100 | Garage | 222227 | Garage | 0.00047324
Table | Compact Fluorescent |  | Twist | 1 | 22 | Garage | 222227 | Garage | 0.00047324
Wall Mount | Incandescent |  | Standard A Lamp | 2 | 60 | Bathroom | 222251 | Bathroom | 0.0004784
Ceiling Fixture | Incandescent |  | Standard A Lamp | 1 | 60 | Bedroom | 222252 | Bedroom | 0.0004784
Ceiling Fixture | Incandescent |  | Standard A Lamp | 1 | 60 | Bedroom | 222253 | Bedroom | 0.0004784
Table | Incandescent |  | Clear | 1 | 40 | Bedroom | 222253 | Bedroom | 0.0004784
Chandelier (Hanging) | Incandescent |  | Standard A Lamp | 5 | 40 | Dining Room | 222254 | Dining Room | 0.0004784
Ceiling Fixture | Incandescent |  | Standard A Lamp | 1 | 75 | Garage | 222255 | Garage | 0.0004784
Garage door opener | Incandescent |  | Standard A Lamp | 1 | 60 | Garage | 222255 | Garage | 0.0004784
Ceiling Fixture | Incandescent |  | Standard A Lamp | 1 | 60 | Hall | 222256 | Hall | 0.0004784
Ceiling Fixture | Incandescent |  | Standard A Lamp | 3 | 60 | Kitchen | 222257 | Kitchen | 0.0004784
Recessed Can | Incandescent |  | Reflector | 1 | 65 | Kitchen | 222257 | Kitchen | 0.0004784
Torchiere | Incandescent |  | Standard A Lamp | 1 | 60 | Living Room | 222258 | Living Room | 0.0004784
Table | Incandescent |  | Standard A Lamp | 1 | 60 | Living Room | 222258 | Living Room | 0.0004784
Ceiling Fixture | Incandescent |  | Standard A Lamp | 1 | 60 | Master Bedroom | 222259 | Master Bedroom | 0.0004784
Table | Incandescent |  | Mini base | 3 | 40 | Master Bedroom | 222259 | Master Bedroom | 0.0004784
Table | Incandescent |  | Mini base | 1 | 40 | Master Bedroom | 222259 | Master Bedroom | 0.0004784
Wall Mount | Incandescent |  | Globe | 3 | 60 | Bathroom | 2222510 | Bathroom | 0.0004784
Ceiling Fixture | Incandescent |  | Standard A Lamp | 2 | 65 | Master Bedroom | 222261 | Master Bedroom | 0.00094081
Table | Incandescent |  | Standard A Lamp | 1 | 25 | Master Bedroom | 222261 | Master Bedroom | 0.00094081
Wall Mount | Compact Fluorescent |  | Twist | 3 | 36 | Bathroom | 222262 | Bathroom | 0.00094081
Chandelier (Hanging) | Incandescent |  | Standard A Lamp | 1 | 60 | Family Room | 222263 | Family Room | 0.00094081
Torchiere | Compact Fluorescent |  | Twist | 2 | 28 | Family Room | 222263 | Family Room | 0.00094081
Ceiling Fixture | Linear Fluorescent | 48 | T-8 | 2 | 40 | Garage | 222264 | Garage | 0.00094081
Ceiling Fixture | Compact Fluorescent |  | Twist | 1 | 22 | Garage | 222264 | Garage | 0.00094081
Low bay | Linear Fluorescent | 48 | T-8 | 2 | 32 | Laundry Room | 222265 | Laundry Room | 0.00094081
Ceiling Fixture | Incandescent |  | Standard A Lamp | 4 | 60 | Kitchen | 222266 | Kitchen | 0.00094081
Ceiling Fixture | Incandescent |  | Decorative | 1 | 40 | Kitchen | 222266 | Kitchen | 0.00094081
Table | Compact Fluorescent |  | Twist | 2 | 22 | Dining Room | 222267 | Dining Room | 0.00094081
Ceiling Fixture | Compact Fluorescent |  | Twist | 3 | 22 | Dining Room | 222267 | Dining Room | 0.00094081
Ceiling Fixture | Incandescent |  | Decorative | 2 | 60 | Hall | 222268 | Hall | 0.00094081
Chandelier (Hanging) | Incandescent |  | Standard A Lamp | 2 | 75 | Hall | 222268 | Hall | 0.00094081
Chandelier (Hanging) | Incandescent |  | Decorative | 2 | 65 | Bathroom | 222269 | Bathroom | 0.00094081
Ceiling Fixture | Compact Fluorescent |  | Twist | 2 | 22 | Office | 2222610 | Office | 0.00094081
Table | Compact Fluorescent |  | Twist | 1 | 22 | Office | 2222610 | Office | 0.00094081
Ceiling Fixture | Incandescent |  | Standard A Lamp | 2 | 60 | Bedroom | 2222611 | Bedroom | 0.00094081
Table | Incandescent |  | Standard A Lamp | 1 | 25 | Bedroom | 2222611 | Bedroom | 0.00094081
Wall Mount | Incandescent |  | Globe | 8 | 60 | Bathroom | 222281 | Bathroom | 0.00040077
Ceiling Fixture | Incandescent |  | Standard A Lamp | 2 | 60 | Bathroom | 222281 | Bathroom | 0.00040077
Ceiling Fixture | Incandescent |  | Standard A Lamp | 2 | 60 | Bathroom | 222282 | Bathroom | 0.00040077
Wall Mount | Incandescent |  | Standard A Lamp | 4 | 60 | Bathroom | 222282 | Bathroom | 0.00040077
Ceiling Fixture | Incandescent |  | Standard A Lamp | 2 | 60 | Bedroom | 222283 | Bedroom | 0.00040077
Table | Incandescent |  | Standard A Lamp | 1 | 100 | Bedroom | 222283 | Bedroom | 0.00040077
Ceiling Fixture | Linear Fluorescent | 48 | T-8 | 4 | 32 | Bedroom | 222284 | Bedroom | 0.00040077
Floor lamp | Linear Fluorescent | 12 | T-5 | 2 | 16 | Bedroom | 222284 | Bedroom | 0.00040077
Ceiling Fixture | Incandescent |  | Standard A Lamp | 2 | 60 | Bedroom | 222285 | Bedroom | 0.00040077
Table | Incandescent |  | Standard A Lamp | 1 | 75 | Bedroom | 222285 | Bedroom | 0.00040077
Recessed Can | Incandescent |  | Reflector | 1 | 125 | Family Room | 222286 | Family Room | 0.00040077
Ceiling Fixture | Incandescent |  | Mini base | 4 | 25 | Family Room | 222286 | Family Room | 0.00040077
Table | Incandescent |  | Standard A Lamp | 1 | 60 | Family Room | 222286 | Family Room | 0.00040077
Ceiling Fixture | Linear Fluorescent | 48 | T-8 | 2 | 32 | Garage | 222287 | Garage | 0.00040077
Ceiling Fixture | Linear Fluorescent | 48 | T-12 | 2 | 40 | Garage | 222287 | Garage | 0.00040077
Ceiling Fixture | Incandescent |  | Standard A Lamp | 1 | 60 | Garage | 222287 | Garage | 0.00040077
Recessed Can | Compact Fluorescent |  | Reflector | 1 | 15 | Hall | 222288 | Hall | 0.00040077
Ceiling Fixture | Incandescent |  | Mini base | 3 | 25 | Hall | 222288 | Hall | 0.00040077
Recessed Can | Compact Fluorescent |  | Reflector | 1 | 15 | Kitchen | 222289 | Kitchen | 0.00040077
Ceiling Fixture | Linear Fluorescent | 48 | T-8 | 2 | 32 | Kitchen | 222289 | Kitchen | 0.00040077
Recessed Can | Compact Fluorescent |  | Reflector | 1 | 15 | Laundry Room | 2222810 | Laundry Room | 0.00040077
Wall Mount | Incandescent |  | Globe | 8 | 60 | Bathroom | 2222811 | Bathroom | 0.00040077
Table | Incandescent |  | Standard A Lamp | 1 | 100 | Master Bedroom | 2222812 | Master Bedroom | 0.00040077
Ceiling Fixture | Incandescent |  | Standard A Lamp | 2 | 60 | Master Bedroom | 2222812 | Master Bedroom | 0.00040077
Ceiling Fixture | Linear Fluorescent | 48 | T-12 | 2 | 40 | Other | 2222813 | Other | 0.00040077
Ceiling Fixture | Incandescent |  | Standard A Lamp | 1 | 100 | Other | 2222813 | Other | 0.00040077
Wall Mount | Incandescent |  | Globe | 3 | 60 | Bathroom | 222321 | Bathroom | 0.00047324
Ceiling Fixture | Compact Fluorescent |  | Twist | 1 | 15 | Bedroom | 222322 | Bedroom | 0.00047324
Table | Incandescent |  | 3-Way Incandescent | 1 | 125 | Bedroom | 222322 | Bedroom | 0.00047324
Floor lamp | Incandescent |  | Standard A Lamp | 1 | 40 | Bedroom | 222322 | Bedroom | 0.00047324
Chandelier (Hanging) | Incandescent |  | Decorative | 4 | 60 | Dining Room | 222323 | Dining Room | 0.00047324
Table | Incandescent |  | Mini base | 1 | 25 | Dining Room | 222323 | Dining Room | 0.00047324
Floor lamp | Incandescent |  | Other | 1 | 25 | Dining Room | 222323 | Dining Room | 0.00047324
Ceiling Fixture | Incandescent |  | Standard A Lamp | 1 | 75 | Garage | 222324 | Garage | 0.00047324
Ceiling Fixture | Incandescent |  | Standard A Lamp | 2 | 60 | Hall | 222325 | Hall | 0.00047324
Recessed Can | Incandescent |  | Standard A Lamp | 1 | 60 | Kitchen | 222326 | Kitchen | 0.00047324
Ceiling Fixture | Linear Fluorescent | 48 | T-8 | 4 | 32 | Kitchen | 222326 | Kitchen | 0.00047324
Ceiling Fan | Incandescent |  | Decorative | 4 | 60 | Living Room | 222327 | Living Room | 0.00047324
Floor lamp | Compact Fluorescent |  | Twist | 1 | 15 | Living Room | 222327 | Living Room | 0.00047324
Table | Incandescent |  | Standard A Lamp | 1 | 60 | Living Room | 222327 | Living Room | 0.00047324
Table | Other |  |  | 1 | 11 | Living Room | 222327 | Living Room | 0.00047324
Ceiling Fixture | Compact Fluorescent |  | Twist | 1 | 15 | Living Room | 222327 | Living Room | 0.00047324
Wall Mount | Incandescent |  | Standard A Lamp | 3 | 40 | Bathroom | 222328 | Bathroom | 0.00047324
Ceiling Fan | Incandescent |  | Standard A Lamp | 1 | 60 | Master Bedroom | 222329 | Master Bedroom | 0.00047324
Table | Incandescent |  | Standard A Lamp | 1 | 60 | Master Bedroom | 222329 | Master Bedroom | 0.00047324
Table | Incandescent |  | Decorative | 2 | 15 | Master Bedroom | 222329 | Master Bedroom | 0.00047324
Torchiere | Incandescent |  | 3-Way Incandescent | 1 | 100 | Master Bedroom | 222329 | Master Bedroom | 0.00047324
Ceiling Fan | Incandescent |  | Standard A Lamp | 1 | 60 | Office | 2223210 | Office | 0.00047324
Table | Other |  | LED Interior | 5 | 5 | Office | 2223210 | Office | 0.00047324
Table | Incandescent |  | Standard A Lamp | 1 | 60 | Office | 2223210 | Office | 0.00047324
Ceiling Fixture | Linear Fluorescent | 48 | T-12 | 1 | 40 | Family Room | 2223211 | Family Room | 0.00047324
Table | Incandescent |  | 3-Way Incandescent | 1 | 90 | Family Room | 2223211 | Family Room | 0.00047324
Table | Incandescent |  | Standard A Lamp | 1 | 60 | Family Room | 2223211 | Family Room | 0.00047324
Torchiere | Halogen |  | Quartz Tube | 1 | 150 | Family Room | 2223211 | Family Room | 0.00047324
Ceiling Fixture | Linear Fluorescent | 48 | T-12 | 2 | 40 | Bathroom | 2223212 | Bathroom | 0.00047324
Ceiling Fixture | Compact Fluorescent |  | Circline (Screw Base) | 1 | 22 | Bedroom | 2223213 | Bedroom | 0.00047324
Table | Incandescent |  | Standard A Lamp | 1 | 60 | Bedroom | 2223213 | Bedroom | 0.00047324
Ceiling Fixture | Incandescent |  | Standard A Lamp | 1 | 60 | Other | 2223214 | Other | 0.00047324
Wall Mount | Incandescent |  | Standard A Lamp | 1 | 60 | Hall | 2223215 | Hall | 0.00047324
Ceiling Fixture | Incandescent |  | Standard A Lamp | 2 | 60 | Hall | 2223215 | Hall | 0.00047324
Wall Mount | Incandescent |  | Decorative | 7 | 60 | Bathroom | 222331 | Bathroom | 0.0004784
Ceiling Fixture | Incandescent |  | Standard A Lamp | 2 | 60 | Bedroom | 222332 | Bedroom | 0.0004784
Table | Compact Fluorescent |  | Twist | 1 | 15 | Bedroom | 222332 | Bedroom | 0.0004784
Ceiling Fixture | Compact Fluorescent |  | Twist | 1 | 15 | Bedroom | 222333 | Bedroom | 0.0004784
Table | Compact Fluorescent |  | Twist | 1 | 15 | Bedroom | 222333 | Bedroom | 0.0004784
Ceiling Fixture | Incandescent |  | Standard A Lamp | 1 | 60 | Hall | 222334 | Hall | 0.0004784
Ceiling Fixture | Incandescent |  | Standard A Lamp | 1 | 60 | Hall | 222335 | Hall | 0.0004784
Ceiling Fixture | Incandescent |  | Standard A Lamp | 1 | 60 | Kitchen | 222336 | Kitchen | 0.0004784
Ceiling Fixture | Linear Fluorescent | 48 | T-8 | 2 | 32 | Kitchen | 222336 | Kitchen | 0.0004784
Ceiling Fan | Compact Fluorescent |  | Twist | 3 | 15 | Kitchen | 222336 | Kitchen | 0.0004784
Ceiling Fixture | Incandescent |  | Standard A Lamp | 1 | 60 | Laundry Room | 222337 | Laundry Room | 0.0004784
Ceiling Fixture | Compact Fluorescent |  | Twist | 1 | 15 | Living Room | 222338 | Living Room | 0.0004784
Floor lamp | Compact Fluorescent |  | Twist | 1 | 22 | Living Room | 222338 | Living Room | 0.0004784
Wall Mount | Incandescent |  | Globe | 6 | 60 | Bathroom | 222339 | Bathroom | 0.0004784
Ceiling Fixture | Compact Fluorescent |  | Twist | 1 | 15 | Master Bedroom | 2223310 | Master Bedroom | 0.0004784
Table | Compact Fluorescent |  | Twist | 1 | 7 | Master Bedroom | 2223310 | Master Bedroom | 0.0004784
Ceiling Fixture | Incandescent |  | Standard A Lamp | 1 | 60 | Other | 2223311 | Other | 0.0004784
Table | Incandescent |  | 3-Way Incandescent | 1 | 170 | Living Room | 222401 | Living Room | 0.00094081
Table | Compact Fluorescent |  | Twist | 1 | 28 | Living Room | 222401 | Living Room | 0.00094081
Floor lamp | Linear Fluorescent | 24 | T-8 | 1 | 16 | Living Room | 222401 | Living Room | 0.00094081
Ceiling Fixture | Incandescent |  | Standard A Lamp | 1 | 100 | Hall | 222402 | Hall | 0.00094081
Ceiling Fixture | Linear Fluorescent | 96 | T-12 | 2 | 60 | Family Room | 222403 | Family Room | 0.00094081
Track | Incandescent |  | Reflector | 4 | 65 | Family Room | 222403 | Family Room | 0.00094081
Ceiling Fixture | Incandescent |  | Standard A Lamp | 2 | 100 | Family Room | 222403 | Family Room | 0.00094081
Table | Incandescent |  | Standard A Lamp | 1 | 100 | Closet | 222404 | Closet | 0.00094081
Ceiling Fixture | Linear Fluorescent | 48 | T-8 | 4 | 32 | Office | 222405 | Office | 0.00094081
Table | Incandescent |  | Standard A Lamp | 1 | 100 | Office | 222405 | Office | 0.00094081
Ceiling Fixture | Incandescent |  | Standard A Lamp | 2 | 100 | Laundry Room | 222406 | Laundry Room | 0.00094081
Ceiling Fixture | Incandescent |  | Standard A Lamp | 1 | 100 | Bedroom | 222407 | Bedroom | 0.00094081
Table | Incandescent |  | 3-Way Incandescent | 1 | 90 | Bedroom | 222407 | Bedroom | 0.00094081
Wall Mount | Incandescent |  | Globe | 6 | 100 | Bathroom | 222408 | Bathroom | 0.00094081
Recessed - other | Incandescent |  | Heat Lamp | 2 | 250 | Bathroom | 222408 | Bathroom | 0.00094081
Ceiling Fixture | Incandescent |  | Standard A Lamp | 2 | 100 | Bedroom | 222409 | Bedroom | 0.00094081
Table | Incandescent |  | 3-Way Incandescent | 1 | 90 | Bedroom | 222409 | Bedroom | 0.00094081
Ceiling Fixture | Incandescent |  | Standard A Lamp | 1 | 75 | Closet | 2224010 | Closet | 0.00094081
Table | Incandescent |  | 3-Way Incandescent | 1 | 200 | Living Room | 2224011 | Living Room | 0.00094081
Ceiling Fixture | Linear Fluorescent | 48 | T-8 | 4 | 32 | Kitchen | 2224012 | Kitchen | 0.00094081
Chandelier (Hanging) | Incandescent |  | Standard A Lamp | 2 | 100 | Kitchen | 2224012 | Kitchen | 0.00094081
Ceiling Fixture | Incandescent |  | Standard A Lamp | 1 | 100 | Hall | 2224013 | Hall | 0.00094081
Wall Mount | Incandescent |  | Standard A Lamp | 2 | 100 | Bathroom | 2224014 | Bathroom | 0.00094081
Table | Incandescent |  | 3-Way Incandescent | 1 | 150 | Bedroom | 2224015 | Bedroom | 0.00094081
Ceiling Fixture | Incandescent |  | Standard A Lamp | 2 | 100 | Bedroom | 2224015 | Bedroom | 0.00094081
Chandelier (Hanging) | Incandescent |  | 3-Way Incandescent | 1 | 150 | Bedroom | 2224015 | Bedroom | 0.00094081
Ceiling Fixture | Incandescent |  | Standard A Lamp | 2 | 100 | Bathroom | 2224016 | Bathroom | 0.00094081
Wall Mount | Incandescent |  | Globe | 4 | 100 | Bathroom | 2224016 | Bathroom | 0.00094081
Wall Mount | Incandescent |  | Standard A Lamp | 1 | 100 | Bathroom | 2224016 | Bathroom | 0.00094081
Recessed - other | Incandescent |  | Heat Lamp | 2 | 250 | Bathroom | 2224016 | Bathroom | 0.00094081
Ceiling Fixture | Linear Fluorescent | 48 | T-12 | 2 | 40 | Office | 2224017 | Office | 0.00094081
Table | Compact Fluorescent |  | Twist | 1 | 28 | Office | 2224017 | Office | 0.00094081
Ceiling Fixture | Linear Fluorescent | 48 | T-12 | 2 | 40 | Other | 2224018 | Other | 0.00094081
Wall Mount | Incandescent |  | Standard A Lamp | 4 | 75 | Bathroom | 222451 | Bathroom | 0.0030496
Ceiling Fixture | Incandescent |  | Standard A Lamp | 1 | 75 | Bathroom | 222451 | Bathroom | 0.0030496
Floor lamp | Compact Fluorescent |  | Twist | 1 | 15 | Bedroom | 222452 | Bedroom | 0.0030496
Floor lamp | Compact Fluorescent |  | Reflector | 1 | 7 | Bedroom | 222453 | Bedroom | 0.0030496
Table | Incandescent |  | Standard A Lamp | 1 | 100 | Bedroom | 222453 | Bedroom | 0.0030496
Chandelier (Hanging) | Incandescent |  | Standard A Lamp | 3 | 75 | Dining Room | 222454 | Dining Room | 0.0030496
Ceiling Fixture | Compact Fluorescent |  | Twist | 3 | 15 | Hall | 222455 | Hall | 0.0030496
Ceiling Fixture | Linear Fluorescent | 48 | T-12 | 2 | 40 | Kitchen | 222456 | Kitchen | 0.0030496
Floor lamp | Incandescent |  | Mini base | 3 | 40 | Living Room | 222457 | Living Room | 0.0030496
Table | Incandescent |  | Standard A Lamp | 1 | 100 | Living Room | 222457 | Living Room | 0.0030496
Torchiere | Incandescent |  | Standard A Lamp | 1 | 100 | Master Bedroom | 222458 | Master Bedroom | 0.0030496
Table | Compact Fluorescent |  | Twist | 1 | 22 | Master Bedroom | 222458 | Master Bedroom | 0.0030496
Ceiling Fixture | Compact Fluorescent |  | Twist | 1 | 7 | Closet | 222459 | Closet | 0.0030496
Ceiling Fixture | Incandescent |  | Standard A Lamp | 1 | 75 | Closet | 2224510 | Closet | 0.0030496
Wall Mount | Incandescent |  | Clear | 3 | 60 | Bathroom | 222461 | Bathroom | 0.0004784
Ceiling Fixture | Incandescent |  | Standard A Lamp | 3 | 60 | Bedroom | 222462 | Bedroom | 0.0004784
Table | Incandescent |  | Clear | 1 | 40 | Bedroom | 222462 | Bedroom | 0.0004784
Ceiling Fixture | Incandescent |  | Standard A Lamp | 1 | 60 | Bedroom | 222463 | Bedroom | 0.0004784
Table | Incandescent |  | Standard A Lamp | 1 | 60 | Bedroom | 222463 | Bedroom | 0.0004784
Chandelier (Hanging) | Incandescent |  | Standard A Lamp | 6 | 60 | Dining Room | 222464 | Dining Room | 0.0004784
Ceiling Fixture | Incandescent |  | Standard A Lamp | 3 | 60 | Hall | 222465 | Hall | 0.0004784
Ceiling Fixture | Incandescent |  | Standard A Lamp | 3 | 60 | Kitchen | 222466 | Kitchen | 0.0004784
Recessed Can | Incandescent |  | Reflector | 1 | 65 | Kitchen | 222466 | Kitchen | 0.0004784
Other | Linear Fluorescent | 12 | T-12 | 1 | 16 | Kitchen | 222466 | Kitchen | 0.0004784
Other | Linear Fluorescent | 24 | T-12 | 1 | 20 | Kitchen | 222466 | Kitchen | 0.0004784
Ceiling Fixture | Incandescent |  | Standard A Lamp | 1 | 60 | Laundry Room | 222467 | Laundry Room | 0.0004784
Table | Incandescent |  | Standard A Lamp | 1 | 100 | Living Room | 222468 | Living Room | 0.0004784
Ceiling Fixture | Incandescent |  | Standard A Lamp | 3 | 60 | Master Bedroom | 222469 | Master Bedroom | 0.0004784
Table | Incandescent |  | Standard A Lamp | 1 | 60 | Master Bedroom | 222469 | Master Bedroom | 0.0004784
Other | Linear Fluorescent | 24 | T-12 | 1 | 20 | Master Bedroom | 222469 | Master Bedroom | 0.0004784
Wall Mount | Incandescent |  | Clear | 3 | 40 | Bathroom | 2224610 | Bathroom | 0.0004784
Ceiling Fixture | Incandescent |  | Standard A Lamp | 2 | 60 | Hall | 2224611 | Hall | 0.0004784
Chandelier (Hanging) | Incandescent |  | Mini base | 6 | 60 | Living Room | 222501 | Living Room | 0.00047324
Table | Incandescent |  | 3-Way Incandescent | 1 | 125 | Living Room | 222501 | Living Room | 0.00047324
Ceiling Fixture | Linear Fluorescent | 48 | T-12 | 2 | 40 | Laundry Room | 222502 | Laundry Room | 0.00047324
Wall Mount | Incandescent |  | Standard A Lamp | 3 | 60 | Bathroom | 222503 | Bathroom | 0.00047324
Ceiling Fixture | Incandescent |  | Standard A Lamp | 2 | 60 | Bathroom | 222503 | Bathroom | 0.00047324
Ceiling Fixture | Linear Fluorescent | 48 | T-12 | 2 | 40 | Kitchen | 222504 | Kitchen | 0.00047324
Track | Incandescent |  | Standard A Lamp | 1 | 60 | Bedroom | 222505 | Bedroom | 0.00047324
Wall Mount | Incandescent |  | Standard A Lamp | 1 | 60 | Bedroom | 222506 | Bedroom | 0.00047324
Wall Mount | Compact Fluorescent |  | Twist | 1 | 15 | Bathroom | 222731 | Bathroom | 0.00047324
Ceiling Fixture | Compact Fluorescent |  | Twist | 2 | 15 | Bedroom | 222732 | Bedroom | 0.00047324
Ceiling Fixture | Compact Fluorescent |  | Twist | 2 | 15 | Bedroom | 222733 | Bedroom | 0.00047324
Table | Compact Fluorescent |  | Pin base | 1 | 15 | Bedroom | 222733 | Bedroom | 0.00047324
Ceiling Fixture | Compact Fluorescent |  | Twist | 2 | 15 | Bedroom | 222734 | Bedroom | 0.00047324
Ceiling Fixture | Compact Fluorescent |  | Twist | 1 | 15 | Garage | 222735 | Garage | 0.00047324
Ceiling Fixture | Compact Fluorescent |  | Twist | 1 | 15 | Hall | 222736 | Hall | 0.00047324
Ceiling Fixture | Incandescent |  | Standard A Lamp | 1 | 60 | Kitchen | 222737 | Kitchen | 0.00047324
Floor lamp | Halogen |  | Quartz Tube | 1 | 50 | Living Room | 222738 | Living Room | 0.00047324
Ceiling Fixture | Compact Fluorescent |  | Twist | 2 | 15 | Living Room | 222738 | Living Room | 0.00047324
Ceiling Fixture | Compact Fluorescent |  | Twist | 1 | 15 | Other | 222739 | Other | 0.00047324
Ceiling Fixture | Compact Fluorescent |  | Twist | 3 | 15 | Other | 222802 | Other | 0.0030496
Ceiling Fixture | Compact Fluorescent |  | Twist | 1 | 15 | Bathroom | 222803 | Bathroom | 0.0030496
Ceiling Fixture | Incandescent |  | Reflector | 1 | 60 | Bathroom | 222803 | Bathroom | 0.0030496
Track | Halogen |  | MR | 2 | 25 | Bathroom | 222803 | Bathroom | 0.0030496
Track | Incandescent |  | Reflector | 2 | 65 | Bedroom | 222804 | Bedroom | 0.0030496
Track | Incandescent |  | Reflector | 3 | 65 | Bedroom | 222804 | Bedroom | 0.0030496
Wall Mount | Incandescent |  | Standard A Lamp | 1 | 60 | Bedroom | 222804 | Bedroom | 0.0030496
Ceiling Fixture | Linear Fluorescent | 48 | T-12 | 1 | 40 | Other | 222805 | Other | 0.0030496
Wall Mount | Halogen |  | Quartz Tube | 2 | 150 | Kitchen | 222806 | Kitchen | 0.0030496
Track | Halogen |  | MR | 5 | 30 | Kitchen | 222806 | Kitchen | 0.0030496
Track | Halogen |  | MR | 2 | 30 | Kitchen | 222806 | Kitchen | 0.0030496
Wall Mount | Incandescent |  | Standard A Lamp | 2 | 75 | Kitchen | 222806 | Kitchen | 0.0030496
Ceiling Fixture | Compact Fluorescent |  | Twist | 2 | 15 | Laundry Room | 222807 | Laundry Room | 0.0030496
Ceiling Fixture | Incandescent |  | Reflector | 1 | 65 | Laundry Room | 222807 | Laundry Room | 0.0030496
Ceiling Fixture | Compact Fluorescent |  | Twist | 1 | 15 | Laundry Room | 222807 | Laundry Room | 0.0030496
Track | Halogen |  | MR | 2 | 30 | Living Room | 222808 | Living Room | 0.0030496
Track | Halogen |  | MR | 2 | 30 | Office | 222809 | Office | 0.0030496
Ceiling Fixture | Halogen |  | Quartz Tube | 2 | 100 | Office | 2228010 | Office | 0.0030496
Ceiling Fixture | Halogen |  | Quartz Tube | 1 | 500 | Other | 2228011 | Other | 0.0030496
Wall Mount | Incandescent |  | Standard A Lamp | 3 | 60 | Bathroom | 222841 | Bathroom | 0.00028447
Ceiling Fixture | Incandescent |  | Standard A Lamp | 1 | 60 | Bathroom | 222841 | Bathroom | 0.00028447
Ceiling Fixture | Incandescent |  | Standard A Lamp | 2 | 60 | Bedroom | 222842 | Bedroom | 0.00028447
Ceiling Fixture | Incandescent |  | Standard A Lamp | 2 | 60 | Hall | 222843 | Hall | 0.00028447
Ceiling Fan | Incandescent |  | Mini base | 3 | 40 | Family Room | 222844 | Family Room | 0.00028447
Table | Compact Fluorescent |  | Twist | 1 | 10 | Family Room | 222844 | Family Room | 0.00028447
Ceiling Fixture | Incandescent |  | Standard A Lamp | 2 | 60 | Hall | 222845 | Hall | 0.00028447
Chandelier (Hanging) | Incandescent |  | Decorative | 3 | 60 | Kitchen | 222846 | Kitchen | 0.00028447
Chandelier (Hanging) | Incandescent |  | Standard A Lamp | 1 | 75 | Kitchen | 222846 | Kitchen | 0.00028447
Ceiling Fixture | Incandescent |  | Decorative | 2 | 60 | Kitchen | 222846 | Kitchen | 0.00028447
Floor lamp | Incandescent |  | Other | 3 | 25 | Kitchen | 222846 | Kitchen | 0.00028447
Architectural | Incandescent |  | Other | 1 | 25 | Kitchen | 222846 | Kitchen | 0.00028447
Ceiling Fixture | Incandescent |  | Standard A Lamp | 2 | 60 | Laundry Room | 222847 | Laundry Room | 0.00028447
Ceiling Fan | Incandescent |  | Mini base | 3 | 40 | Living Room | 222848 | Living Room | 0.00028447
Table | Incandescent |  | Mini base | 1 | 25 | Living Room | 222848 | Living Room | 0.00028447
Floor lamp | Incandescent |  | Standard A Lamp | 1 | 40 | Living Room | 222848 | Living Room | 0.00028447
Wall Mount | Incandescent |  | Standard A Lamp | 3 | 60 | Bathroom | 222849 | Bathroom | 0.00028447
Ceiling Fixture | Incandescent |  | Standard A Lamp | 1 | 60 | Bathroom | 222849 | Bathroom | 0.00028447
Ceiling Fan | Incandescent |  | Mini base | 3 | 40 | Master Bedroom | 2228410 | Master Bedroom | 0.00028447
Table | Incandescent |  | Mini base | 1 | 25 | Master Bedroom | 2228410 | Master Bedroom | 0.00028447
Ceiling Fixture | Incandescent |  | Standard A Lamp | 2 | 60 | Closet | 2228411 | Closet | 0.00028447
Ceiling Fixture | Incandescent |  | Standard A Lamp | 2 | 60 | Office | 2228412 | Office | 0.00028447
Ceiling Fixture | Incandescent |  | Standard A Lamp | 1 | 60 | Other | 2228413 | Other | 0.00028447
Wall Mount | Incandescent |  | Standard A Lamp | 5 | 60 | Bathroom | 222881 | Bathroom | 0.0005169
Ceiling Fixture | Incandescent |  | Standard A Lamp | 1 | 60 | Bathroom | 222881 | Bathroom | 0.0005169
Ceiling Fixture | Incandescent |  | Standard A Lamp | 2 | 60 | Bathroom | 222882 | Bathroom | 0.0005169
Recessed Can | Incandescent |  | Reflector | 1 | 65 | Bathroom | 222882 | Bathroom | 0.0005169
Ceiling Fixture | Incandescent |  | Standard A Lamp | 5 | 60 | Bathroom | 222882 | Bathroom | 0.0005169
Ceiling Fixture | Incandescent |  | Standard A Lamp | 1 | 60 | Bedroom | 222883 | Bedroom | 0.0005169
Table | Incandescent |  | Standard A Lamp | 1 | 40 | Bedroom | 222883 | Bedroom | 0.0005169
Table | Incandescent |  | Standard A Lamp | 1 | 40 | Bedroom | 222884 | Bedroom | 0.0005169
Ceiling Fixture | Incandescent |  | Standard A Lamp | 1 | 60 | Bedroom | 222884 | Bedroom | 0.0005169
Ceiling Fixture | Incandescent |  | Standard A Lamp | 1 | 60 | Closet | 222885 | Closet | 0.0005169
Ceiling Fixture | Incandescent |  | Standard A Lamp | 1 | 60 | Other | 222886 | Other | 0.0005169
Recessed Can | Incandescent |  | Reflector | 1 | 60 | Other | 222886 | Other | 0.0005169
Floor lamp | Incandescent |  | Standard A Lamp | 3 | 40 | Other | 222886 | Other | 0.0005169
Garage door opener | Incandescent |  | Standard A Lamp | 2 | 60 | Garage | 222887 | Garage | 0.0005169
Ceiling Fixture | Incandescent |  | Standard A Lamp | 1 | 60 | Garage | 222887 | Garage | 0.0005169
Ceiling Fixture | Linear Fluorescent | 48 | T-12 | 2 | 40 | Garage | 222887 | Garage | 0.0005169
Wall Mount | Incandescent |  | Standard A Lamp | 1 | 60 | Hall | 222888 | Hall | 0.0005169
Ceiling Fixture | Incandescent |  | Standard A Lamp | 2 | 40 | Hall | 222888 | Hall | 0.0005169
Ceiling Fixture | Incandescent |  | Standard A Lamp | 1 | 60 | Hall | 222888 | Hall | 0.0005169
Ceiling Fixture | Incandescent |  | Reflector | 1 | 60 | Hall | 222888 | Hall | 0.0005169
Recessed - other | Linear Fluorescent | 24 | T-5 | 1 | 16 | Kitchen | 222889 | Kitchen | 0.0005169
Chandelier (Hanging) | Incandescent |  | Standard A Lamp | 4 | 60 | Kitchen | 222889 | Kitchen | 0.0005169
Recessed Can | Incandescent |  | Reflector | 1 | 65 | Kitchen | 222889 | Kitchen | 0.0005169
Ceiling Fixture | Incandescent |  | Standard A Lamp | 1 | 60 | Laundry Room | 2228810 | Laundry Room | 0.0005169
Ceiling Fixture | Incandescent |  | Standard A Lamp | 1 | 60 | Living Room | 2228811 | Living Room | 0.0005169
Table | Compact Fluorescent |  | Twist | 3 | 15 | Living Room | 2228811 | Living Room | 0.0005169
Ceiling Fan | Incandescent |  | Standard A Lamp | 1 | 60 | Living Room | 2228811 | Living Room | 0.0005169
Ceiling Fixture | Incandescent |  | Standard A Lamp | 2 | 60 | Office | 2228812 | Office | 0.0005169
Recessed Can | Incandescent |  | Reflector | 1 | 65 | Office | 2228812 | Office | 0.0005169
Table | Incandescent |  | Standard A Lamp | 1 | 60 | Office | 2228812 | Office | 0.0005169
Ceiling Fixture | Incandescent |  | Standard A Lamp | 2 | 60 | Other | 2228813 | Other | 0.0005169
Ceiling Fixture | Linear Fluorescent | 48 | T-12 | 1 | 40 | Bathroom | 222891 | Bathroom | 0.0010836
Ceiling Fixture | Compact Fluorescent |  | Twist | 2 | 15 | Bathroom | 222891 | Bathroom | 0.0010836
Ceiling Fixture | Compact Fluorescent |  | Twist | 2 | 15 | Bedroom | 222892 | Bedroom | 0.0010836
Table | Compact Fluorescent |  | Twist | 1 | 15 | Bedroom | 222892 | Bedroom | 0.0010836
Table | Incandescent |  | Mini base | 1 | 7 | Bedroom | 222892 | Bedroom | 0.0010836
Ceiling Fixture | Linear Fluorescent | 48 | T-12 | 2 | 40 | Dining Room | 222893 | Dining Room | 0.0010836
Ceiling Fan | Compact Fluorescent |  | Twist | 1 | 15 | Family Room | 222894 | Family Room | 0.0010836
Wall Mount | Compact Fluorescent |  | 3-Way CFL | 1 | 32 | Family Room | 222894 | Family Room | 0.0010836
Table | Compact Fluorescent |  | Twist | 1 | 32 | Family Room | 222894 | Family Room | 0.0010836
Table | Compact Fluorescent |  | Pin base | 1 | 13 | Family Room | 222894 | Family Room | 0.0010836
Ceiling Fixture | Linear Fluorescent | 48 | T-12 | 2 | 40 | Garage | 222895 | Garage | 0.0010836
Wall Mount | Compact Fluorescent |  | Twist | 1 | 15 | Bathroom | 222896 | Bathroom | 0.0010836
Ceiling Fixture | Compact Fluorescent |  | Twist | 1 | 15 | Hall | 222897 | Hall | 0.0010836
Ceiling Fixture | Linear Fluorescent | 48 | T-12 | 2 | 40 | Kitchen | 222898 | Kitchen | 0.0010836
Recessed Can | Compact Fluorescent |  | Twist | 1 | 15 | Kitchen | 222898 | Kitchen | 0.0010836
Other | Halogen |  | Other | 1 | 40 | Kitchen | 222898 | Kitchen | 0.0010836
Other | Incandescent |  | Other | 1 | 40 | Kitchen | 222898 | Kitchen | 0.0010836
Chandelier (Hanging) | Compact Fluorescent |  | Twist | 2 | 15 | Laundry Room | 222899 | Laundry Room | 0.0010836
Torchiere | Compact Fluorescent |  | 3-Way CFL | 1 | 28 | Laundry Room | 2228910 | Laundry Room | 0.0010836
Torchiere | Compact Fluorescent |  | Circline (Screw Base) | 1 | 22 | Laundry Room | 2228910 | Laundry Room | 0.0010836
Floor lamp | Compact Fluorescent |  | Pin base | 1 | 27 | Laundry Room | 2228910 | Laundry Room | 0.0010836
Ceiling Fan | Compact Fluorescent |  | Twist | 3 | 23 | Master Bedroom | 2228911 | Master Bedroom | 0.0010836
Table | Halogen |  | Other | 1 | 20 | Master Bedroom | 2228911 | Master Bedroom | 0.0010836
Table | Compact Fluorescent |  | Pin base | 1 | 13 | Master Bedroom | 2228911 | Master Bedroom | 0.0010836
Ceiling Fixture | Compact Fluorescent |  | Twist | 1 | 15 | Office | 2228912 | Office | 0.0010836
Table | Compact Fluorescent |  | Pin base | 1 | 27 | Office | 2228912 | Office | 0.0010836
Table | Incandescent |  | Standard A Lamp | 1 | 60 | Living Room | 222911 | Living Room | 0.00029634
Floor lamp | Compact Fluorescent |  | 3-Way CFL | 1 | 22 | Living Room | 222911 | Living Room | 0.00029634
Chandelier (Hanging) | Incandescent |  | Decorative | 5 | 60 | Living Room | 222911 | Living Room | 0.00029634
Ceiling Fixture | Incandescent |  | Standard A Lamp | 1 | 40 | Living Room | 222911 | Living Room | 0.00029634
Wall Mount | Incandescent |  | Globe | 5 | 60 | Bathroom | 222912 | Bathroom | 0.00029634
Ceiling Fixture | Incandescent |  | Standard A Lamp | 1 | 60 | Garage | 222913 | Garage | 0.00029634
Garage door opener | Incandescent |  | Standard A Lamp | 1 | 40 | Garage | 222913 | Garage | 0.00029634
Ceiling Fixture | Linear Fluorescent | 48 | T-8 | 4 | 32 | Kitchen | 222914 | Kitchen | 0.00029634
Ceiling Fixture | Compact Fluorescent |  | Flood | 1 | 15 | Kitchen | 222914 | Kitchen | 0.00029634
Architectural | Incandescent |  | Mini base | 1 | 40 | Kitchen | 222914 | Kitchen | 0.00029634
Ceiling Fixture | Incandescent |  | Standard A Lamp | 2 | 60 | Office | 222915 | Office | 0.00029634
Table | Incandescent |  | Standard A Lamp | 1 | 60 | Office | 222915 | Office | 0.00029634
Table | Compact Fluorescent |  | Twist | 1 | 22 | Office | 222915 | Office | 0.00029634
Ceiling Fixture | Compact Fluorescent |  | Twist | 1 | 22 | Hall | 222916 | Hall | 0.00029634
Ceiling Fixture | Incandescent |  | Standard A Lamp | 1 | 40 | Laundry Room | 222917 | Laundry Room | 0.00029634
Ceiling Fixture | Incandescent |  | Standard A Lamp | 2 | 60 | Bedroom | 222918 | Bedroom | 0.00029634
Table | Incandescent |  | Mini base | 3 | 25 | Bedroom | 222918 | Bedroom | 0.00029634
Table | Incandescent |  | Standard A Lamp | 1 | 60 | Bedroom | 222918 | Bedroom | 0.00029634
Ceiling Fixture | Incandescent |  | Standard A Lamp | 3 | 40 | Master Bedroom | 222919 | Master Bedroom | 0.00029634
Table | Compact Fluorescent |  | Twist | 1 | 15 | Master Bedroom | 222919 | Master Bedroom | 0.00029634
Ceiling Fixture | Incandescent |  | Standard A Lamp | 1 | 40 | Closet | 2229110 | Closet | 0.00029634
Wall Mount | Incandescent |  | Globe | 5 | 60 | Bathroom | 2229111 | Bathroom | 0.00029634
Ceiling Fixture | Incandescent |  | Standard A Lamp | 1 | 60 | Other | 222931 | Other | 0.0004784
Ceiling Fixture | Incandescent |  | Clear | 1 | 40 | Other | 222931 | Other | 0.0004784
Wall Mount | Compact Fluorescent |  | Twist | 3 | 15 | Bathroom | 222932 | Bathroom | 0.0004784
Ceiling Fixture | Compact Fluorescent |  | Twist | 2 | 15 | Bathroom | 222933 | Bathroom | 0.0004784
Ceiling Fixture | Halogen |  | Other | 3 | 50 | Bedroom | 222934 | Bedroom | 0.0004784
Ceiling Fan | Compact Fluorescent |  | Twist | 1 | 15 | Bedroom | 222935 | Bedroom | 0.0004784
Ceiling Fixture | Compact Fluorescent |  | Twist | 2 | 15 | Other | 222936 | Other | 0.0004784
Ceiling Fixture | Linear Fluorescent | 40 | T-8 | 4 | 20 | Kitchen | 222937 | Kitchen | 0.0004784
Ceiling Fixture | Compact Fluorescent |  | Twist | 5 | 15 | Living Room | 222938 | Living Room | 0.0004784
Floor lamp | Compact Fluorescent |  | Twist | 3 | 15 | Living Room | 222938 | Living Room | 0.0004784
Table | Compact Fluorescent |  | Twist | 1 | 15 | Living Room | 222938 | Living Room | 0.0004784
Ceiling Fixture | Incandescent |  | Standard A Lamp | 4 | 60 | Living Room | 222938 | Living Room | 0.0004784
Ceiling Fan | Compact Fluorescent |  | Twist | 3 | 15 | Closet | 222939 | Closet | 0.0004784
Wall Mount | Halogen |  | Other | 1 | 50 | Closet | 222939 | Closet | 0.0004784
Ceiling Fixture | Compact Fluorescent |  | Twist | 2 | 15 | Hall | 2229310 | Hall | 0.0004784
Ceiling Fixture | Incandescent |  | Decorative | 5 | 40 | Family Room | 2229311 | Family Room | 0.0004784
Wall Mount | Compact Fluorescent |  | Decorative | 2 | 7 | Family Room | 2229311 | Family Room | 0.0004784
Ceiling Fixture | Compact Fluorescent |  | Twist | 1 | 15 | Other | 222951 | Other | 0.0004784
Wall Mount | Halogen |  | PAR | 1 | 50 | Other | 222951 | Other | 0.0004784
Ceiling Fixture | Linear Fluorescent | 48 | T-12 | 2 | 40 | Other | 222951 | Other | 0.0004784
Wall Mount | Incandescent |  | Globe | 3 | 60 | Bathroom | 222952 | Bathroom | 0.0004784
Ceiling Fixture | Incandescent |  | Standard A Lamp | 2 | 60 | Bathroom | 222952 | Bathroom | 0.0004784
Wall Mount | Incandescent |  | Globe | 5 | 60 | Bathroom | 222953 | Bathroom | 0.0004784
Ceiling Fan | Incandescent |  | Standard A Lamp | 3 | 60 | Bedroom | 222954 | Bedroom | 0.0004784
Ceiling Fan | Incandescent |  | Decorative | 3 | 40 | Bedroom | 222955 | Bedroom | 0.0004784
Ceiling Fixture | Incandescent |  | Standard A Lamp | 1 | 60 | Hall | 222956 | Hall | 0.0004784
Ceiling Fixture | Compact Fluorescent |  | Twist | 3 | 15 | Kitchen | 222957 | Kitchen | 0.0004784
Ceiling Fixture | Compact Fluorescent |  | Twist | 2 | 15 | Kitchen | 222957 | Kitchen | 0.0004784
Ceiling Fan | Incandescent |  | Standard A Lamp | 4 | 40 | Living Room | 222958 | Living Room | 0.0004784
Floor lamp | Incandescent |  | Standard A Lamp | 2 | 60 | Living Room | 222958 | Living Room | 0.0004784
Table | Incandescent |  | Standard A Lamp | 1 | 40 | Living Room | 222958 | Living Room | 0.0004784
Wall Mount | Incandescent |  | Globe | 6 | 60 | Bathroom | 223021 | Bathroom | 0.00040077
Ceiling Fixture | Compact Fluorescent |  | Twist | 1 | 15 | Bathroom | 223021 | Bathroom | 0.00040077
Ceiling Fixture | Compact Fluorescent |  | Twist | 2 | 22 | Bedroom | 223022 | Bedroom | 0.00040077
Chandelier (Hanging) | Compact Fluorescent |  | Twist | 1 | 22 | Bedroom | 223022 | Bedroom | 0.00040077
Recessed Can | Compact Fluorescent |  | Reflector | 1 | 28 | Dining Room | 223023 | Dining Room | 0.00040077
Table | Compact Fluorescent |  | Twist | 1 | 22 | Dining Room | 223023 | Dining Room | 0.00040077
Table | Compact Fluorescent |  | Twist | 1 | 22 | Family Room | 223024 | Family Room | 0.00040077
Recessed Can | Compact Fluorescent |  | Reflector | 1 | 28 | Family Room | 223024 | Family Room | 0.00040077
Ceiling Fixture | Compact Fluorescent |  | Twist | 1 | 15 | Hall | 223025 | Hall | 0.00040077
Recessed Can | Compact Fluorescent |  | Reflector | 1 | 28 | Living Room | 223026 | Living Room | 0.00040077
Table | Compact Fluorescent |  | Twist | 1 | 28 | Living Room | 223026 | Living Room | 0.00040077
Wall Mount | Incandescent |  | Globe | 8 | 65 | Bathroom | 223027 | Bathroom | 0.00040077
Ceiling Fixture | Compact Fluorescent |  | Twist | 2 | 22 | Master Bedroom | 223028 | Master Bedroom | 0.00040077
Floor lamp | Compact Fluorescent |  | Twist | 2 | 22 | Master Bedroom | 223028 | Master Bedroom | 0.00040077
Ceiling Fixture | Compact Fluorescent |  | Twist | 1 | 22 | Closet | 223029 | Closet | 0.00040077
Recessed Can | Incandescent |  | Reflector | 1 | 65 | Kitchen | 2230210 | Kitchen | 0.00040077
High bay | Linear Fluorescent | 24 | T-5 | 1 | 16 | Kitchen | 2230210 | Kitchen | 0.00040077
High bay | Compact Fluorescent |  | Twist | 1 | 28 | Kitchen | 2230210 | Kitchen | 0.00040077
Ceiling Fixture | Compact Fluorescent |  | Twist | 2 | 22 | Bedroom | 2230211 | Bedroom | 0.00040077
Wall Mount | Incandescent |  | Clear | 1 | 75 | Bedroom | 2230211 | Bedroom | 0.00040077
Ceiling Fixture | Linear Fluorescent | 48 | T-12 | 2 | 40 | Laundry Room | 2230212 | Laundry Room | 0.00040077
Ceiling Fixture | Incandescent |  | Heat Lamp | 1 | 150 | Bathroom | 223061 | Bathroom | 0.00052955
Table | Incandescent |  | Standard A Lamp | 1 | 60 | Bedroom | 223062 | Bedroom | 0.00052955
Torchiere | Incandescent |  | 3-Way Incandescent | 1 | 125 | Bedroom | 223062 | Bedroom | 0.00052955
Ceiling Fixture | Incandescent |  | Standard A Lamp | 1 | 60 | Bathroom | 223063 | Bathroom | 0.00052955
Wall Mount | Incandescent |  | Standard A Lamp | 1 | 75 | Bathroom | 223063 | Bathroom | 0.00052955
Ceiling Fixture | Incandescent |  | Standard A Lamp | 1 | 60 | Bedroom | 223064 | Bedroom | 0.00052955
Table | Incandescent |  | Standard A Lamp | 1 | 100 | Bedroom | 223064 | Bedroom | 0.00052955
Ceiling Fixture | Incandescent |  | Standard A Lamp | 2 | 60 | Bedroom | 223065 | Bedroom | 0.00052955
Ceiling Fixture | Compact Fluorescent |  | Twist | 1 | 28 | Other | 223066 | Other | 0.00052955
Ceiling Fixture | Compact Fluorescent |  | A shape bulb | 1 | 15 | Garage | 223067 | Garage | 0.00052955
Garage door opener | Incandescent |  | Standard A Lamp | 1 | 65 | Garage | 223067 | Garage | 0.00052955
Ceiling Fixture | Incandescent |  | Standard A Lamp | 1 | 60 | Hall | 223068 | Hall | 0.00052955
Chandelier (Hanging) | Compact Fluorescent |  | Decorative | 12 | 7 | Kitchen | 223069 | Kitchen | 0.00052955
Ceiling Fixture | Linear Fluorescent | 48 | T-8 | 2 | 32 | Kitchen | 223069 | Kitchen | 0.00052955
Ceiling Fixture | Compact Fluorescent |  | Twist | 1 | 22 | Laundry Room | 2230610 | Laundry Room | 0.00052955
Chandelier (Hanging) | Incandescent |  | Standard A Lamp | 1 | 100 | Living Room | 2230611 | Living Room | 0.00052955
Torchiere | Incandescent |  | 3-Way Incandescent | 1 | 75 | Living Room | 2230611 | Living Room | 0.00052955
Chandelier (Hanging) | Incandescent |  | Standard A Lamp | 3 | 60 | Living Room | 2230611 | Living Room | 0.00052955
Ceiling Fixture | Linear Fluorescent | 60 | T-8 | 2 | 40 | Office | 2230612 | Office | 0.00052955
Table | Incandescent |  | Standard A Lamp | 1 | 60 | Office | 2230612 | Office | 0.00052955
Ceiling Fixture | Incandescent |  | Standard A Lamp | 2 | 60 | Hall | 2230613 | Hall | 0.00052955
Recessed Can | Incandescent |  | Reflector | 1 | 65 | Living Room | 223121 | Living Room | 0.00094081
Chandelier (Hanging) | Compact Fluorescent |  | Twist | 3 | 22 | Living Room | 223121 | Living Room | 0.00094081
Chandelier (Hanging) | Incandescent |  | Decorative | 3 | 60 | Living Room | 223121 | Living Room | 0.00094081
Chandelier (Hanging) | Incandescent |  | Decorative | 5 | 60 | Living Room | 223121 | Living Room | 0.00094081
Table | Incandescent |  | Clear | 1 | 40 | Living Room | 223121 | Living Room | 0.00094081
Recessed Can | Incandescent |  | Reflector | 1 | 65 | Master Bedroom | 223122 | Master Bedroom | 0.00094081
Ceiling Fan | Incandescent |  | Standard A Lamp | 2 | 40 | Master Bedroom | 223122 | Master Bedroom | 0.00094081
Chandelier (Hanging) | Compact Fluorescent |  | Twist | 1 | 15 | Master Bedroom | 223122 | Master Bedroom | 0.00094081
Ceiling Fixture | Linear Fluorescent | 48 | T-8 | 2 | 32 | Office | 223123 | Office | 0.00094081
Recessed Can | Incandescent |  | Reflector | 1 | 65 | Bathroom | 223124 | Bathroom | 0.00094081
Ceiling Fixture | Incandescent |  | Standard A Lamp | 1 | 60 | Bathroom | 223124 | Bathroom | 0.00094081
Wall Mount | Compact Fluorescent |  | Twist | 3 | 22 | Bathroom | 223124 | Bathroom | 0.00094081
Wall Mount | Incandescent |  | Globe | 4 | 60 | Bathroom | 223124 | Bathroom | 0.00094081
Ceiling Fixture | Compact Fluorescent |  | Pin base | 2 | 28 | Closet | 223125 | Closet | 0.00094081
Ceiling Fixture | Compact Fluorescent |  | Twist | 3 | 15 | Laundry Room | 223126 | Laundry Room | 0.00094081
Ceiling Fixture | Linear Fluorescent | 48 | T-12 | 2 | 40 | Other | 223127 | Other | 0.00094081
Other | Halogen |  | Quartz Tube | 1 | 150 | Other | 223127 | Other | 0.00094081
Table | Incandescent |  | Standard A Lamp | 1 | 100 | Other | 223127 | Other | 0.00094081
Ceiling Fixture | Linear Fluorescent | 48 | T-8 | 2 | 32 | Other | 223128 | Other | 0.00094081
Wall Mount | Incandescent |  | Standard A Lamp | 3 | 60 | Bathroom | 223129 | Bathroom | 0.00094081
Recessed Can | Incandescent |  | Reflector | 1 | 60 | Kitchen | 2231210 | Kitchen | 0.00094081
Architectural | Linear Fluorescent | 24 | T-12 | 1 | 20 | Kitchen | 2231210 | Kitchen | 0.00094081
Ceiling Fan | Incandescent |  | Decorative | 4 | 60 | Dining Room | 2231211 | Dining Room | 0.00094081
Recessed Can | Incandescent |  | Reflector | 1 | 65 | Living Room | 2231212 | Living Room | 0.00094081
Chandelier (Hanging) | Incandescent |  | Decorative | 1 | 40 | Living Room | 2231212 | Living Room | 0.00094081
Floor lamp | Incandescent |  | Standard A Lamp | 1 | 100 | Living Room | 2231212 | Living Room | 0.00094081
Table | Incandescent |  | Decorative | 1 | 40 | Living Room | 2231212 | Living Room | 0.00094081
Recessed Can | Incandescent |  | Reflector | 1 | 65 | Hall | 2231213 | Hall | 0.00094081
Table | Incandescent |  | Standard A Lamp | 1 | 60 | Bedroom | 2231214 | Bedroom | 0.00094081
Ceiling Fan | Incandescent |  | Decorative | 3 | 60 | Bedroom | 2231215 | Bedroom | 0.00094081
Table | Incandescent |  | Standard A Lamp | 1 | 75 | Bedroom | 2231215 | Bedroom | 0.00094081
Table | Incandescent |  | Decorative | 1 | 40 | Bedroom | 2231215 | Bedroom | 0.00094081
Wall Mount | Compact Fluorescent |  | Twist | 3 | 22 | Bathroom | 2231216 | Bathroom | 0.00094081
Ceiling Fixture | Incandescent |  | Standard A Lamp | 2 | 40 | Bathroom | 2231216 | Bathroom | 0.00094081
Wall Mount | Compact Fluorescent |  | Globe | 3 | 15 | Bathroom | 223191 | Bathroom | 0.00094081
Other | Incandescent |  | Standard A Lamp | 1 | 25 | Bathroom | 223191 | Bathroom | 0.00094081
Ceiling Fan | Compact Fluorescent |  | Twist | 1 | 22 | Bedroom | 223192 | Bedroom | 0.00094081
Ceiling Fan | Compact Fluorescent |  | Twist | 1 | 15 | Bedroom | 223193 | Bedroom | 0.00094081
Table | Compact Fluorescent |  | Twist | 1 | 15 | Bedroom | 223193 | Bedroom | 0.00094081
Ceiling Fixture | Linear Fluorescent | 48 | T-8 | 2 | 32 | Bedroom | 223194 | Bedroom | 0.00094081
Table | Incandescent |  | Standard A Lamp | 1 | 60 | Bedroom | 223194 | Bedroom | 0.00094081
Ceiling Fixture | Compact Fluorescent |  | Twist | 2 | 15 | Bedroom | 223195 | Bedroom | 0.00094081
Table | Compact Fluorescent |  | Twist | 1 | 15 | Bedroom | 223195 | Bedroom | 0.00094081
Torchiere | Halogen |  | Quartz Tube | 1 | 30 | Bedroom | 223195 | Bedroom | 0.00094081
Ceiling Fixture | Incandescent |  | Standard A Lamp | 2 | 60 | Bedroom | 223196 | Bedroom | 0.00094081
Ceiling Fan | Compact Fluorescent |  | Twist | 3 | 15 | Family Room | 223197 | Family Room | 0.00094081
Track | Compact Fluorescent |  | Twist | 1 | 22 | Garage | 223198 | Garage | 0.00094081
Ceiling Fixture | Incandescent |  | Standard A Lamp | 2 | 60 | Garage | 223198 | Garage | 0.00094081
Garage door opener | Incandescent |  | Standard A Lamp | 1 | 60 | Garage | 223198 | Garage | 0.00094081
Ceiling Fixture | Linear Fluorescent | 48 | T-12 | 2 | 40 | Garage | 223198 | Garage | 0.00094081
Ceiling Fixture | Compact Fluorescent |  | Twist | 1 | 15 | Hall | 223199 | Hall | 0.00094081
Ceiling Fan | Compact Fluorescent |  | Twist | 5 | 15 | Kitchen | 2231910 | Kitchen | 0.00094081
Ceiling Fixture | Linear Fluorescent | 48 | T-8 | 4 | 32 | Kitchen | 2231910 | Kitchen | 0.00094081
Recessed Can | Compact Fluorescent |  | Reflector | 1 | 15 | Kitchen | 2231910 | Kitchen | 0.00094081
Ceiling Fixture | Incandescent |  | Standard A Lamp | 1 | 60 | Laundry Room | 2231911 | Laundry Room | 0.00094081
Ceiling Fixture | Linear Fluorescent | 48 | T-12 | 2 | 40 | Laundry Room | 2231911 | Laundry Room | 0.00094081
Recessed Can | Compact Fluorescent |  | Reflector | 1 | 15 | Laundry Room | 2231911 | Laundry Room | 0.00094081
Ceiling Fixture | Compact Fluorescent |  | Twist | 5 | 15 | Living Room | 2231912 | Living Room | 0.00094081
Floor lamp | Compact Fluorescent |  | Twist | 3 | 15 | Living Room | 2231912 | Living Room | 0.00094081
Wall Mount | Incandescent |  | Globe | 4 | 40 | Bathroom | 2231913 | Bathroom | 0.00094081
Ceiling Fixture | Compact Fluorescent |  | Twist | 1 | 15 | Garage | 2231914 | Garage | 0.00094081
Wall Mount | Incandescent |  | Standard A Lamp | 2 | 60 | Bathroom | 223221 | Bathroom | 0.00040077
Wall Mount | Incandescent |  | Standard A Lamp | 4 | 60 | Bathroom | 223222 | Bathroom | 0.00040077
Recessed Can | Incandescent |  | Reflector | 1 | 65 | Bathroom | 223222 | Bathroom | 0.00040077
Ceiling Fixture | Incandescent |  | Standard A Lamp | 2 | 60 | Bathroom | 223222 | Bathroom | 0.00040077
Ceiling Fixture | Incandescent |  | Standard A Lamp | 3 | 60 | Bedroom | 223223 | Bedroom | 0.00040077
Ceiling Fixture | Incandescent |  | Standard A Lamp | 3 | 60 | Bedroom | 223224 | Bedroom | 0.00040077
Floor lamp | Incandescent |  | Standard A Lamp | 1 | 60 | Bedroom | 223224 | Bedroom | 0.00040077
Ceiling Fan | Incandescent |  | Standard A Lamp | 2 | 60 | Closet | 223225 | Closet | 0.00040077
Ceiling Fixture | Incandescent |  | Standard A Lamp | 2 | 60 | Closet | 223226 | Closet | 0.00040077
Chandelier (Hanging) | Incandescent |  | Mini base | 7 | 40 | Dining Room | 223227 | Dining Room | 0.00040077
Recessed Can | Incandescent |  | Reflector | 1 | 65 | Dining Room | 223227 | Dining Room | 0.00040077
Wall Mount | Incandescent |  | Standard A Lamp | 1 | 60 | Dining Room | 223227 | Dining Room | 0.00040077
Ceiling Fixture | Incandescent |  | Mini base | 2 | 40 | Hall | 223228 | Hall | 0.00040077
Ceiling Fixture | Linear Fluorescent | 48 | T-12 | 4 | 32 | Garage | 223229 | Garage | 0.00040077
Garage door opener | Compact Fluorescent |  | Twist | 2 | 15 | Garage | 223229 | Garage | 0.00040077
Recessed Can | Incandescent |  | Reflector | 1 | 65 | Hall | 2232210 | Hall | 0.00040077
Recessed Can | Compact Fluorescent |  | Reflector | 1 | 22 | Hall | 2232211 | Hall | 0.00040077
Recessed Can | Compact Fluorescent |  | Reflector | 1 | 22 | Kitchen | 2232212 | Kitchen | 0.00040077
Chandelier (Hanging) | Incandescent |  | Clear | 1 | 40 | Kitchen | 2232212 | Kitchen | 0.00040077
Other | Incandescent |  | Standard A Lamp | 1 | 40 | Kitchen | 2232212 | Kitchen | 0.00040077
Ceiling Fixture | Linear Fluorescent | 24 | T-8 | 3 | 16 | Kitchen | 2232212 | Kitchen | 0.00040077
Other | Linear Fluorescent | 12 | T-8 | 1 | 16 | Kitchen | 2232212 | Kitchen | 0.00040077
Recessed Can | Incandescent |  | Reflector | 1 | 65 | Laundry Room | 2232213 | Laundry Room | 0.00040077
Recessed Can | Incandescent |  | Reflector | 1 | 65 | Living Room | 2232214 | Living Room | 0.00040077
Ceiling Fixture | Incandescent |  | Standard A Lamp | 3 | 60 | Master Bedroom | 2232215 | Master Bedroom | 0.00040077
Table | Incandescent |  | Standard A Lamp | 1 | 100 | Master Bedroom | 2232215 | Master Bedroom | 0.00040077
Table | Compact Fluorescent |  | Twist | 1 | 15 | Master Bedroom | 2232215 | Master Bedroom | 0.00040077
Recessed Can | Incandescent |  | Reflector | 1 | 65 | Bathroom | 2232216 | Bathroom | 0.00040077
Ceiling Fixture | Incandescent |  | Standard A Lamp | 2 | 60 | Bathroom | 2232216 | Bathroom | 0.00040077
Wall Mount | Incandescent |  | Standard A Lamp | 3 | 100 | Bathroom | 2232216 | Bathroom | 0.00040077
Ceiling Fixture | Incandescent |  | Standard A Lamp | 2 | 60 | Closet | 2232217 | Closet | 0.00040077
Ceiling Fixture | Linear Fluorescent | 48 | T-12 | 2 | 32 | Other | 2232218 | Other | 0.00040077
Table | Incandescent |  | Standard A Lamp | 1 | 40 | Other | 2232218 | Other | 0.00040077
Recessed Can | Compact Fluorescent |  | Reflector | 1 | 22 | Office | 2232219 | Office | 0.00040077
Table | Halogen |  | Quartz Tube | 1 | 75 | Office | 2232219 | Office | 0.00040077
Table | Compact Fluorescent |  | Twist | 1 | 15 | Office | 2232219 | Office | 0.00040077
Recessed Can | Incandescent |  | Reflector | 1 | 65 | Other | 2232220 | Other | 0.00040077
Chandelier (Hanging) | Incandescent |  | Globe | 1 | 60 | Other | 2232220 | Other | 0.00040077
Ceiling Fan | Incandescent |  | Standard A Lamp | 1 | 60 | Other | 2232220 | Other | 0.00040077
Floor lamp | Incandescent |  | Standard A Lamp | 1 | 60 | Other | 2232220 | Other | 0.00040077
Recessed Can | Incandescent |  | Reflector | 1 | 65 | Family Room | 2232221 | Family Room | 0.00040077
Table | Compact Fluorescent |  | Twist | 1 | 15 | Family Room | 2232221 | Family Room | 0.00040077
Floor lamp | Incandescent |  | Standard A Lamp | 1 | 60 | Family Room | 2232221 | Family Room | 0.00040077
Ceiling Fixture | Compact Fluorescent |  | Twist | 2 | 22 | Bedroom | 223331 | Bedroom | 0.00028447
Table | Incandescent |  | Standard A Lamp | 1 | 60 | Bedroom | 223331 | Bedroom | 0.00028447
Ceiling Fixture | Incandescent |  | Standard A Lamp | 1 | 60 | Bathroom | 223332 | Bathroom | 0.00028447
Wall Mount | Incandescent |  | Standard A Lamp | 2 | 60 | Bathroom | 223332 | Bathroom | 0.00028447
Wall Mount | Incandescent |  | Standard A Lamp | 1 | 60 | Bedroom | 223333 | Bedroom | 0.00028447
Ceiling Fixture | Incandescent |  | Standard A Lamp | 3 | 60 | Bedroom | 223333 | Bedroom | 0.00028447
Ceiling Fixture | Incandescent |  | Standard A Lamp | 2 | 60 | Family Room | 223334 | Family Room | 0.00028447
Torchiere | Incandescent |  | Standard A Lamp | 2 | 40 | Family Room | 223334 | Family Room | 0.00028447
Wall Mount | Compact Fluorescent |  | Twist | 6 | 7 | Bathroom | 223335 | Bathroom | 0.00028447
Ceiling Fan | Incandescent |  | Decorative | 2 | 40 | Master Bedroom | 223336 | Master Bedroom | 0.00028447
Table | Incandescent |  | Decorative | 1 | 25 | Master Bedroom | 223336 | Master Bedroom | 0.00028447
Ceiling Fixture | Incandescent |  | Decorative | 3 | 60 | Bedroom | 223337 | Bedroom | 0.00028447
Table | Incandescent |  | Standard A Lamp | 1 | 60 | Bedroom | 223337 | Bedroom | 0.00028447
Ceiling Fan | Incandescent |  | Standard A Lamp | 3 | 60 | Kitchen | 223338 | Kitchen | 0.00028447
Ceiling Fan | Compact Fluorescent |  | Twist | 3 | 22 | Kitchen | 223338 | Kitchen | 0.00028447
Chandelier (Hanging) | Incandescent |  | Standard A Lamp | 1 | 75 | Kitchen | 223338 | Kitchen | 0.00028447
Wall Mount | Linear Fluorescent | 24 | T-12 | 1 | 16 | Kitchen | 223338 | Kitchen | 0.00028447
Table | Compact Fluorescent |  | Twist | 1 | 7 | Living Room | 223339 | Living Room | 0.00028447
Torchiere | Compact Fluorescent |  | Twist | 1 | 22 | Living Room | 223339 | Living Room | 0.00028447
Ceiling Fixture | Incandescent |  | Standard A Lamp | 1 | 60 | Other | 2233310 | Other | 0.00028447
Ceiling Fixture | Incandescent |  | Standard A Lamp | 2 | 60 | Family Room | 2233311 | Family Room | 0.00028447
Table | Incandescent |  | Standard A Lamp | 1 | 60 | Family Room | 2233311 | Family Room | 0.00028447
Ceiling Fixture | Linear Fluorescent | 48 | T-12 | 2 | 40 | Laundry Room | 2233312 | Laundry Room | 0.00028447
Ceiling Fixture | Linear Fluorescent | 48 | T-12 | 1 | 40 | Hall | 223521 | Hall | 0.00029634
Ceiling Fixture | Linear Fluorescent | 48 | T-12 | 4 | 40 | Kitchen | 223522 | Kitchen | 0.00029634
Ceiling Fixture | Incandescent |  | Standard A Lamp | 1 | 60 | Kitchen | 223522 | Kitchen | 0.00029634
Ceiling Fixture | Linear Fluorescent | 24 | T-12 | 2 | 40 | Bathroom | 223523 | Bathroom | 0.00029634
Table | Incandescent |  | Standard A Lamp | 1 | 60 | Other | 223524 | Other | 0.00029634
Floor lamp | Incandescent |  | Standard A Lamp | 1 | 60 | Living Room | 223525 | Living Room | 0.00029634
Table | Incandescent |  | Standard A Lamp | 1 | 60 | Bedroom | 223526 | Bedroom | 0.00029634
Ceiling Fixture | Incandescent |  | Standard A Lamp | 1 | 60 | Bathroom | 223691 | Bathroom | 0.00052955
Wall Mount | Incandescent |  | Globe | 6 | 40 | Bathroom | 223691 | Bathroom | 0.00052955
Ceiling Fixture | Incandescent |  | Standard A Lamp | 2 | 60 | Bedroom | 223692 | Bedroom | 0.00052955
Table | Incandescent |  | Standard A Lamp | 1 | 60 | Bedroom | 223692 | Bedroom | 0.00052955
Ceiling Fixture | Incandescent |  | Standard A Lamp | 2 | 60 | Bedroom | 223693 | Bedroom | 0.00052955
Wall Mount | Incandescent |  | Standard A Lamp | 1 | 60 | Bedroom | 223693 | Bedroom | 0.00052955
Table | Incandescent |  | Standard A Lamp | 1 | 60 | Bedroom | 223693 | Bedroom | 0.00052955
Ceiling Fixture | Incandescent |  | Standard A Lamp | 2 | 60 | Closet | 223694 | Closet | 0.00052955
Ceiling Fixture | Incandescent |  | Standard A Lamp | 2 | 60 | Closet | 223695 | Closet | 0.00052955
Ceiling Fixture | Incandescent |  | Standard A Lamp | 2 | 100 | Closet | 223696 | Closet | 0.00052955
Ceiling Fixture | Incandescent |  | Standard A Lamp | 3 | 75 | Dining Room | 223697 | Dining Room | 0.00052955
Ceiling Fixture | Incandescent |  | Standard A Lamp | 2 | 75 | Family Room | 223698 | Family Room | 0.00052955
Floor lamp | Incandescent |  | 3-Way Incandescent | 1 | 100 | Family Room | 223698 | Family Room | 0.00052955
Table | Incandescent |  | Mini base | 1 | 40 | Family Room | 223698 | Family Room | 0.00052955
Recessed Can | Incandescent |  | Reflector | 1 | 75 | Hall | 223699 | Hall | 0.00052955
Recessed Can | Incandescent |  | Standard A Lamp | 1 | 75 | Hall | 2236910 | Hall | 0.00052955
Recessed Can | Incandescent |  | Reflector | 1 | 75 | Hall | 2236911 | Hall | 0.00052955
Recessed Can | Incandescent |  | Reflector | 1 | 75 | Kitchen | 2236912 | Kitchen | 0.00052955
Ceiling Fixture | Halogen |  | MR | 3 | 20 | Kitchen | 2236912 | Kitchen | 0.00052955
Recessed Can | Incandescent |  | Reflector | 1 | 75 | Laundry Room | 2236913 | Laundry Room | 0.00052955
Ceiling Fan | Incandescent |  | Standard A Lamp | 3 | 60 | Living Room | 2236914 | Living Room | 0.00052955
Ceiling Fixture | Incandescent |  | Standard A Lamp | 2 | 60 | Living Room | 2236914 | Living Room | 0.00052955
Recessed Can | Incandescent |  | Reflector | 1 | 75 | Living Room | 2236914 | Living Room | 0.00052955
Table | Incandescent |  | Standard A Lamp | 1 | 100 | Living Room | 2236914 | Living Room | 0.00052955
Ceiling Fan | Incandescent |  | Globe | 3 | 65 | Master Bedroom | 2236915 | Master Bedroom | 0.00052955
Recessed Can | Incandescent |  | Reflector | 1 | 75 | Master Bedroom | 2236915 | Master Bedroom | 0.00052955
Track | Incandescent |  | Globe | 6 | 40 | Master Bedroom | 2236915 | Master Bedroom | 0.00052955
Ceiling Fixture | Incandescent |  | Standard A Lamp | 1 | 100 | Garage | 2236916 | Garage | 0.00052955
Wall Mount | Compact Fluorescent |  | Twist | 3 | 14 | Bathroom | 223751 | Bathroom | 0.00040077
Ceiling Fixture | Compact Fluorescent |  | Twist | 2 | 14 | Bathroom | 223751 | Bathroom | 0.00040077
Wall Mount | Compact Fluorescent |  | Twist | 5 | 14 | Bathroom | 223752 | Bathroom | 0.00040077
Wall Mount | Compact Fluorescent |  | Twist | 3 | 14 | Bathroom | 223753 | Bathroom | 0.00040077
Chandelier (Hanging) | Compact Fluorescent |  | Twist | 5 | 14 | Dining Room | 223754 | Dining Room | 0.00040077
Ceiling Fixture | Incandescent |  | Globe | 1 | 100 | Family Room | 223755 | Family Room | 0.00040077
Floor lamp | Compact Fluorescent |  | Twist | 1 | 25 | Family Room | 223755 | Family Room | 0.00040077
Ceiling Fixture | Compact Fluorescent |  | Twist | 1 | 25 | Garage | 223756 | Garage | 0.00040077
Wall Mount | Linear Fluorescent | 36 | T-12 | 2 | 40 | Garage | 223756 | Garage | 0.00040077
Garage door opener | Incandescent |  | Standard A Lamp | 1 | 75 | Garage | 223756 | Garage | 0.00040077
Ceiling Fixture | Compact Fluorescent |  | Twist | 1 | 24 | Hall | 223757 | Hall | 0.00040077
Chandelier (Hanging) | Incandescent |  | Decorative | 5 | 25 | Hall | 223758 | Hall | 0.00040077
Ceiling Fixture | Compact Fluorescent |  | Twist | 1 | 25 | Hall | 223759 | Hall | 0.00040077
Ceiling Fixture | Incandescent |  | Globe | 1 | 200 | Kitchen | 2237510 | Kitchen | 0.00040077
Recessed - other | Halogen |  | PAR | 1 | 50 | Kitchen | 2237510 | Kitchen | 0.00040077
Ceiling Fixture | Compact Fluorescent |  | Twist | 2 | 24 | Laundry Room | 2237511 | Laundry Room | 0.00040077
Floor lamp | Compact Fluorescent |  | Twist | 1 | 25 | Living Room | 2237512 | Living Room | 0.00040077
Torchiere | Compact Fluorescent |  | Twist | 1 | 25 | Living Room | 2237512 | Living Room | 0.00040077
Recessed Can | Compact Fluorescent |  | Flood | 1 | 22 | Living Room | 2237512 | Living Room | 0.00040077
Floor lamp | Compact Fluorescent |  | Twist | 1 | 25 | Master Bedroom | 2237513 | Master Bedroom | 0.00040077
Ceiling Fixture | Compact Fluorescent |  | Twist | 2 | 14 | Master Bedroom | 2237513 | Master Bedroom | 0.00040077
Floor lamp | Compact Fluorescent |  | Pin base | 1 | 12 | Office | 2237514 | Office | 0.00040077
Ceiling Fixture | Compact Fluorescent |  | Twist | 2 | 14 | Office | 2237514 | Office | 0.00040077
Ceiling Fixture | Compact Fluorescent |  | Twist | 2 | 14 | Bedroom | 2237515 | Bedroom | 0.00040077
Wall Mount | Compact Fluorescent |  | Twist | 1 | 15 | Bathroom | 223981 | Bathroom | 0.00028447
Chandelier (Hanging) | Incandescent |  | Standard A Lamp | 5 | 60 | Bathroom | 223981 | Bathroom | 0.00028447
Wall Mount | Incandescent |  | Globe | 4 | 60 | Bedroom | 223982 | Bedroom | 0.00028447
Recessed Can | Incandescent |  | Reflector | 1 | 40 | Bedroom | 223983 | Bedroom | 0.00028447
Table | Compact Fluorescent |  | Twist | 1 | 15 | Bedroom | 223983 | Bedroom | 0.00028447
Table | Incandescent |  | Standard A Lamp | 1 | 100 | Bedroom | 223983 | Bedroom | 0.00028447
Floor lamp | Incandescent |  | Standard A Lamp | 3 | 60 | Bedroom | 223983 | Bedroom | 0.00028447
Table | Incandescent |  | Standard A Lamp | 1 | 100 | Bedroom | 223984 | Bedroom | 0.00028447
Ceiling Fixture | Incandescent |  | Decorative | 3 | 25 | Family Room | 223985 | Family Room | 0.00028447
Recessed Can | Incandescent |  | Decorative | 1 | 65 | Family Room | 223985 | Family Room | 0.00028447
Ceiling Fixture | Compact Fluorescent |  | Twist | 1 | 22 | Garage | 223986 | Garage | 0.00028447
Garage door opener | Incandescent |  | Clear | 4 | 40 | Garage | 223986 | Garage | 0.00028447
Ceiling Fixture | Incandescent |  | Standard A Lamp | 1 | 65 | Hall | 223987 | Hall | 0.00028447
Chandelier (Hanging) | Compact Fluorescent |  | Twist | 3 | 36 | Dining Room | 223988 | Dining Room | 0.00028447
Recessed Can | Incandescent |  | Reflector | 1 | 60 | Dining Room | 223988 | Dining Room | 0.00028447
Chandelier (Hanging) | Incandescent |  | Decorative | 6 | 25 | Dining Room | 223988 | Dining Room | 0.00028447
Ceiling Fixture | Incandescent |  | Standard A Lamp | 1 | 65 | Laundry Room | 223989 | Laundry Room | 0.00028447
Ceiling Fixture | Incandescent |  | Globe | 4 | 60 | Office | 2239810 | Office | 0.00028447
Wall Mount | Incandescent |  | Globe | 6 | 40 | Bathroom | 224041 | Bathroom | 0.0005169
Wall Mount | Incandescent |  | Globe | 4 | 40 | Bathroom | 224042 | Bathroom | 0.0005169
Recessed Can | Incandescent |  | Reflector | 2 | 65 | Bathroom | 224042 | Bathroom | 0.0005169
Wall Mount | Incandescent |  | Globe | 3 | 40 | Bathroom | 224043 | Bathroom | 0.0005169
Ceiling Fixture | Incandescent |  | Standard A Lamp | 1 | 60 | Bedroom | 224044 | Bedroom | 0.0005169
Ceiling Fixture | Incandescent |  | Standard A Lamp | 1 | 75 | Bedroom | 224044 | Bedroom | 0.0005169
Chandelier (Hanging) | Incandescent |  | Standard A Lamp | 1 | 75 | Master Bedroom | 224045 | Master Bedroom | 0.0005169
Ceiling Fixture | Incandescent |  | Globe | 1 | 75 | Dining Room | 224046 | Dining Room | 0.0005169
Recessed Can | Incandescent |  | Reflector | 1 | 65 | Kitchen | 224047 | Kitchen | 0.0005169
Architectural | Incandescent |  | Standard A Lamp | 1 | 60 | Kitchen | 224047 | Kitchen | 0.0005169
Table | Incandescent |  | Standard A Lamp | 1 | 75 | Living Room | 224048 | Living Room | 0.0005169
Floor lamp | Compact Fluorescent |  | Twist | 1 | 22 | Living Room | 224048 | Living Room | 0.0005169
Ceiling Fixture | Incandescent |  | Standard A Lamp | 1 | 75 | Garage | 224049 | Garage | 0.0005169
Recessed Can | Incandescent |  | Reflector | 1 | 65 | Hall | 2240410 | Hall | 0.0005169
Ceiling Fixture | Incandescent |  | Standard A Lamp | 1 | 100 | Bathroom | 224111 | Bathroom | 0.0005169
Ceiling Fixture | Linear Fluorescent | 48 | T-12 | 4 | 32 | Kitchen | 224112 | Kitchen | 0.0005169
Floor lamp | Incandescent |  | Standard A Lamp | 1 | 100 | Kitchen | 224112 | Kitchen | 0.0005169
Ceiling Fixture | Incandescent |  | Standard A Lamp | 1 | 60 | Dining Room | 224113 | Dining Room | 0.0005169
Ceiling Fixture | Compact Fluorescent |  | Twist | 2 | 15 | Laundry Room | 224114 | Laundry Room | 0.0005169
Table | Incandescent |  | Standard A Lamp | 1 | 100 | Laundry Room | 224114 | Laundry Room | 0.0005169
Ceiling Fixture | Linear Fluorescent | 48 | T-8 | 4 | 32 | Laundry Room | 224114 | Laundry Room | 0.0005169
Ceiling Fixture | Incandescent |  | Standard A Lamp | 1 | 100 | Bedroom | 224115 | Bedroom | 0.0005169
Ceiling Fixture | Compact Fluorescent |  | Twist | 1 | 15 | Bedroom | 224115 | Bedroom | 0.0005169
Table | Incandescent |  | Standard A Lamp | 1 | 25 | Bedroom | 224115 | Bedroom | 0.0005169
Ceiling Fixture | Compact Fluorescent |  | Twist | 1 | 15 | Bathroom | 224116 | Bathroom | 0.0005169
Wall Mount | Compact Fluorescent |  | Twist | 2 | 15 | Bathroom | 224116 | Bathroom | 0.0005169
Wall Mount | Incandescent |  | Standard A Lamp | 2 | 75 | Bathroom | 224116 | Bathroom | 0.0005169
Ceiling Fixture | Compact Fluorescent |  | Twist | 2 | 15 | Bedroom | 224117 | Bedroom | 0.0005169
Table | Incandescent |  | Mini base | 3 | 25 | Bedroom | 224117 | Bedroom | 0.0005169
Other | Incandescent |  | Mini base | 1 | 25 | Bedroom | 224117 | Bedroom | 0.0005169
Ceiling Fan | Incandescent |  | Standard A Lamp | 3 | 100 | Living Room | 224118 | Living Room | 0.0005169
Floor lamp | Incandescent |  | Standard A Lamp | 1 | 40 | Living Room | 224118 | Living Room | 0.0005169
Floor lamp | Incandescent |  | Standard A Lamp | 2 | 40 | Living Room | 224118 | Living Room | 0.0005169
Wall Mount | Incandescent |  | Globe | 6 | 60 | Bathroom | 224131 | Bathroom | 0.00094081
Ceiling Fixture | Incandescent |  | Clear | 2 | 60 | Bedroom | 224132 | Bedroom | 0.00094081
Ceiling Fixture | Incandescent |  | Clear | 2 | 60 | Bedroom | 224133 | Bedroom | 0.00094081
Ceiling Fixture | Incandescent |  | Standard A Lamp | 2 | 65 | Bedroom | 224134 | Bedroom | 0.00094081
Ceiling Fixture | Incandescent |  | Clear | 3 | 60 | Bedroom | 224135 | Bedroom | 0.00094081
Ceiling Fan | Incandescent |  | Clear | 2 | 60 | Family Room | 224136 | Family Room | 0.00094081
Torchiere | Halogen |  | Quartz Tube | 1 | 300 | Family Room | 224136 | Family Room | 0.00094081
Chandelier (Hanging) | Incandescent |  | Decorative | 5 | 60 | Dining Room | 224137 | Dining Room | 0.00094081
Ceiling Fixture | Incandescent |  | Standard A Lamp | 2 | 60 | Hall | 224138 | Hall | 0.00094081
Ceiling Fixture | Linear Fluorescent | 48 | T-12 | 2 | 40 | Garage | 224139 | Garage | 0.00094081
Ceiling Fixture | Incandescent |  | Clear | 1 | 60 | Garage | 224139 | Garage | 0.00094081
Garage door opener | Incandescent |  | Standard A Lamp | 1 | 60 | Garage | 224139 | Garage | 0.00094081
Recessed Can | Incandescent |  | Reflector | 1 | 65 | Kitchen | 2241310 | Kitchen | 0.00094081
Ceiling Fixture | Incandescent |  | Clear | 2 | 60 | Laundry Room | 2241311 | Laundry Room | 0.00094081
Ceiling Fixture | Incandescent |  | Clear | 2 | 60 | Living Room | 2241312 | Living Room | 0.00094081
Torchiere | Halogen |  | Other | 1 | 300 | Living Room | 2241312 | Living Room | 0.00094081
Wall Mount | Incandescent |  | Globe | 8 | 60 | Bathroom | 2241313 | Bathroom | 0.00094081
Torchiere | Incandescent |  | Globe | 1 | 100 | Master Bedroom | 2241314 | Master Bedroom | 0.00094081
Ceiling Fixture | Incandescent |  | Clear | 2 | 60 | Closet | 2241315 | Closet | 0.00094081
Ceiling Fixture | Incandescent |  | Standard A Lamp | 2 | 60 | Office | 2241316 | Office | 0.00094081
Ceiling Fixture | Incandescent |  | Clear | 1 | 60 | Hall | 2241317 | Hall | 0.00094081
Wall Mount | Compact Fluorescent |  | Twist | 1 | 15 | Bathroom | 224251 | Bathroom | 0.00094081
Ceiling Fixture | Compact Fluorescent |  | Twist | 1 | 22 | Bedroom | 224252 | Bedroom | 0.00094081
Table | Compact Fluorescent |  | Twist | 1 | 22 | Bedroom | 224252 | Bedroom | 0.00094081
Ceiling Fixture | Incandescent |  | Standard A Lamp | 2 | 60 | Bedroom | 224253 | Bedroom | 0.00094081
Table | Incandescent |  | Standard A Lamp | 1 | 60 | Bedroom | 224253 | Bedroom | 0.00094081
Table | Compact Fluorescent |  | Twist | 1 | 7 | Bedroom | 224253 | Bedroom | 0.00094081
Chandelier (Hanging) | Incandescent |  | Standard A Lamp | 3 | 40 | Dining Room | 224254 | Dining Room | 0.00094081
Ceiling Fixture | Incandescent |  | Standard A Lamp | 1 | 60 | Hall | 224255 | Hall | 0.00094081
Ceiling Fixture | Compact Fluorescent |  | Twist | 2 | 22 | Kitchen | 224256 | Kitchen | 0.00094081
Ceiling Fixture | Compact Fluorescent |  | Twist | 2 | 22 | Kitchen | 224256 | Kitchen | 0.00094081
Ceiling Fixture | Incandescent |  | Standard A Lamp | 1 | 60 | Laundry Room | 224257 | Laundry Room | 0.00094081
Floor lamp | Incandescent |  | Standard A Lamp | 2 | 75 | Living Room | 224258 | Living Room | 0.00094081
Floor lamp | Incandescent |  | Decorative | 4 | 25 | Living Room | 224258 | Living Room | 0.00094081
Ceiling Fixture | Incandescent |  | Standard A Lamp | 2 | 60 | Master Bedroom | 224259 | Master Bedroom | 0.00094081
Table | Incandescent |  | Decorative | 1 | 100 | Master Bedroom | 224259 | Master Bedroom | 0.00094081
Wall Mount | Compact Fluorescent |  | Twist | 2 | 22 | Bathroom | 2242510 | Bathroom | 0.00094081
Ceiling Fixture | Incandescent |  | Standard A Lamp | 1 | 100 | Other | 224321 | Other | 0.0004784
Ceiling Fixture | Linear Fluorescent | 48 | T-12 | 2 | 40 | Other | 224321 | Other | 0.0004784
Wall Mount | Incandescent |  | Clear | 3 | 60 | Bathroom | 224322 | Bathroom | 0.0004784
Wall Mount | Incandescent |  | Standard A Lamp | 4 | 60 | Bathroom | 224323 | Bathroom | 0.0004784
Ceiling Fixture | Incandescent |  | Reflector | 1 | 125 | Bathroom | 224323 | Bathroom | 0.0004784
Ceiling Fixture | Incandescent |  | Standard A Lamp | 1 | 60 | Bedroom | 224324 | Bedroom | 0.0004784
Recessed Can | Incandescent |  | Reflector | 1 | 75 | Bedroom | 224324 | Bedroom | 0.0004784
Table | Compact Fluorescent |  | 3-Way CFL | 1 | 22 | Bedroom | 224324 | Bedroom | 0.0004784
Ceiling Fixture | Incandescent |  | Standard A Lamp | 1 | 75 | Bedroom | 224325 | Bedroom | 0.0004784
Floor lamp | Compact Fluorescent |  | 3-Way CFL | 1 | 22 | Bedroom | 224325 | Bedroom | 0.0004784
Chandelier (Hanging) | Incandescent |  | Mini base | 4 | 25 | Hall | 224326 | Hall | 0.0004784
Table | Incandescent |  | Standard A Lamp | 1 | 175 | Family Room | 224327 | Family Room | 0.0004784
Table | Incandescent |  | Standard A Lamp | 1 | 75 | Family Room | 224327 | Family Room | 0.0004784
Chandelier (Hanging) | Incandescent |  | Standard A Lamp | 1 | 100 | Family Room | 224327 | Family Room | 0.0004784
Ceiling Fixture | Incandescent |  | Standard A Lamp | 1 | 75 | Garage | 224328 | Garage | 0.0004784
Ceiling Fixture | Linear Fluorescent | 48 | T-12 | 2 | 40 | Garage | 224328 | Garage | 0.0004784
Garage door opener | Incandescent |  | Standard A Lamp | 1 | 40 | Garage | 224328 | Garage | 0.0004784
Ceiling Fixture | Incandescent |  | Reflector | 1 | 65 | Hall | 224329 | Hall | 0.0004784
Wall Mount | Incandescent |  | Clear | 1 | 60 | Hall | 224329 | Hall | 0.0004784
Ceiling Fixture | Incandescent |  | Clear | 1 | 60 | Hall | 2243210 | Hall | 0.0004784
Ceiling Fixture | Incandescent |  | Standard A Lamp | 2 | 100 | Kitchen | 2243211 | Kitchen | 0.0004784
Recessed Can | Incandescent |  | Reflector | 1 | 65 | Kitchen | 2243211 | Kitchen | 0.0004784
Architectural | Linear Fluorescent | 32 | T-8 | 1 | 16 | Kitchen | 2243211 | Kitchen | 0.0004784
Ceiling Fixture | Linear Fluorescent | 48 | Fluorescent Other | 2 | 42 | Laundry Room | 2243212 | Laundry Room | 0.0004784
Chandelier (Hanging) | Incandescent |  | Mini base | 8 | 25 | Living Room | 2243213 | Living Room | 0.0004784
Architectural | Halogen |  | PAR | 1 | 30 | Living Room | 2243213 | Living Room | 0.0004784
Wall Mount | Incandescent |  | Mini base | 1 | 25 | Living Room | 2243213 | Living Room | 0.0004784
Ceiling Fixture | Incandescent |  | Reflector | 1 | 65 | Living Room | 2243213 | Living Room | 0.0004784
Recessed Can | Incandescent |  | Reflector | 1 | 75 | Living Room | 2243213 | Living Room | 0.0004784
Table | Incandescent |  | 3-Way Incandescent | 1 | 100 | Living Room | 2243213 | Living Room | 0.0004784
Architectural | Incandescent |  | Other | 1 | 40 | Living Room | 2243213 | Living Room | 0.0004784
Wall Mount | Incandescent |  | Standard A Lamp | 4 | 60 | Bathroom | 2243214 | Bathroom | 0.0004784
Ceiling Fixture | Incandescent |  | Reflector | 1 | 65 | Bathroom | 2243214 | Bathroom | 0.0004784
Ceiling Fixture | Incandescent |  | Standard A Lamp | 3 | 60 | Bedroom | 2243215 | Bedroom | 0.0004784
Table | Incandescent |  | Standard A Lamp | 1 | 150 | Bedroom | 2243215 | Bedroom | 0.0004784
Ceiling Fixture | Linear Fluorescent | 48 | T-12 | 2 | 42 | Closet | 2243216 | Closet | 0.0004784
Ceiling Fixture | Incandescent |  | Clear | 2 | 50 | Office | 2243217 | Office | 0.0004784
Recessed Can | Incandescent |  | Reflector | 1 | 65 | Office | 2243217 | Office | 0.0004784
Floor lamp | Compact Fluorescent |  | Twist | 2 | 15 | Office | 2243217 | Office | 0.0004784
Ceiling Fixture | Incandescent |  | Standard A Lamp | 1 | 65 | Hall | 2243218 | Hall | 0.0004784
Ceiling Fixture | Incandescent |  | Standard A Lamp | 1 | 75 | Closet | 2243219 | Closet | 0.0004784
Ceiling Fan | Compact Fluorescent |  | Twist | 4 | 15 | Living Room | 224391 | Living Room | 0.0005169
Floor lamp | Compact Fluorescent |  | Twist | 1 | 15 | Living Room | 224391 | Living Room | 0.0005169
Ceiling Fixture | Compact Fluorescent |  | Twist | 1 | 15 | Closet | 224392 | Closet | 0.0005169
Ceiling Fixture | Compact Fluorescent |  | Twist | 1 | 15 | Bedroom | 224393 | Bedroom | 0.0005169
Ceiling Fixture | Compact Fluorescent |  | Twist | 4 | 15 | Kitchen | 224394 | Kitchen | 0.0005169
Ceiling Fixture | Compact Fluorescent |  | Twist | 1 | 15 | Laundry Room | 224395 | Laundry Room | 0.0005169
Chandelier (Hanging) | Compact Fluorescent |  | Twist | 5 | 15 | Dining Room | 224396 | Dining Room | 0.0005169
Ceiling Fixture | Compact Fluorescent |  | Twist | 2 | 15 | Hall | 224397 | Hall | 0.0005169
Ceiling Fixture | Compact Fluorescent |  | Twist | 2 | 15 | Bathroom | 224398 | Bathroom | 0.0005169
Wall Mount | Compact Fluorescent |  | Twist | 3 | 22 | Bathroom | 224398 | Bathroom | 0.0005169
Ceiling Fixture | Compact Fluorescent |  | Twist | 1 | 15 | Bedroom | 224399 | Bedroom | 0.0005169
Ceiling Fixture | Compact Fluorescent |  | Twist | 1 | 15 | Master Bedroom | 2243910 | Master Bedroom | 0.0005169
Wall Mount | Compact Fluorescent |  | A shape bulb | 3 | 15 | Bathroom | 224451 | Bathroom | 0.0030496
Track | Halogen |  | PAR | 5 | 30 | Bedroom | 224452 | Bedroom | 0.0030496
Torchiere | Incandescent |  | Standard A Lamp | 1 | 25 | Bedroom | 224452 | Bedroom | 0.0030496
Torchiere | Compact Fluorescent |  | Twist | 1 | 22 | Bedroom | 224452 | Bedroom | 0.0030496
Floor lamp | Incandescent |  | Standard A Lamp | 1 | 40 | Bedroom | 224452 | Bedroom | 0.0030496
Table | Incandescent |  | Standard A Lamp | 1 | 60 | Bedroom | 224452 | Bedroom | 0.0030496
Track | Halogen |  | PAR | 5 | 30 | Bedroom | 224453 | Bedroom | 0.0030496
Ceiling Fixture | Compact Fluorescent |  | Twist | 1 | 22 | Bedroom | 224453 | Bedroom | 0.0030496
Ceiling Fixture | Incandescent |  | Standard A Lamp | 1 | 100 | Closet | 224454 | Closet | 0.0030496
Track | Compact Fluorescent |  | Twist | 3 | 22 | Closet | 224455 | Closet | 0.0030496
Recessed Can | Compact Fluorescent |  | Reflector | 1 | 15 | Hall | 224456 | Hall | 0.0030496
Recessed Can | Other |  | LED Interior | 1 | 11 | Kitchen | 224457 | Kitchen | 0.0030496
Recessed - other | Linear Fluorescent | 48 | T-8 | 2 | 32 | Kitchen | 224457 | Kitchen | 0.0030496
Architectural | Incandescent |  | Decorative | 2 | 40 | Kitchen | 224457 | Kitchen | 0.0030496
Recessed Can | Halogen |  | PAR | 1 | 75 | Living Room | 224458 | Living Room | 0.0030496
Recessed Can | Compact Fluorescent |  | Reflector | 1 | 22 | Living Room | 224458 | Living Room | 0.0030496
Table | Incandescent |  | Decorative | 1 | 40 | Living Room | 224458 | Living Room | 0.0030496
Floor lamp | Compact Fluorescent |  | Twist | 1 | 22 | Living Room | 224458 | Living Room | 0.0030496
Wall Mount | Compact Fluorescent |  | Globe | 2 | 15 | Bathroom | 224459 | Bathroom | 0.0030496
Table | Compact Fluorescent |  | Straight Tube | 1 | 7 | Master Bedroom | 2244510 | Master Bedroom | 0.0030496
Ceiling Fixture | Compact Fluorescent |  | Twist | 2 | 15 | Master Bedroom | 2244510 | Master Bedroom | 0.0030496
Ceiling Fan | Compact Fluorescent |  | Twist | 1 | 22 | Master Bedroom | 2244510 | Master Bedroom | 0.0030496
Table | Incandescent |  | Standard A Lamp | 1 | 60 | Master Bedroom | 2244510 | Master Bedroom | 0.0030496
Recessed Can | Compact Fluorescent |  | Reflector | 1 | 22 | Dining Room | 2244511 | Dining Room | 0.0030496
Recessed Can | Incandescent |  | Reflector | 1 | 75 | Dining Room | 2244511 | Dining Room | 0.0030496
Chandelier (Hanging) | Incandescent |  | Mini base | 5 | 40 | Dining Room | 2244511 | Dining Room | 0.0030496
Ceiling Fixture | Incandescent |  | Standard A Lamp | 1 | 60 | Laundry Room | 2244512 | Laundry Room | 0.0030496
Ceiling Fixture | Incandescent |  | Standard A Lamp | 1 | 60 | Bathroom | 224581 | Bathroom | 0.00094081
Ceiling Fixture | Incandescent |  | Standard A Lamp | 4 | 100 | Bathroom | 224581 | Bathroom | 0.00094081
Chandelier (Hanging) | Incandescent |  | Standard A Lamp | 5 | 60 | Dining Room | 224582 | Dining Room | 0.00094081
Track | Incandescent |  | Reflector | 2 | 75 | Dining Room | 224582 | Dining Room | 0.00094081
Recessed Can | Incandescent |  | Reflector | 1 | 65 | Family Room | 224583 | Family Room | 0.00094081
Ceiling Fixture | Compact Fluorescent |  | Twist | 1 | 22 | Family Room | 224583 | Family Room | 0.00094081
Ceiling Fixture | Incandescent |  | Standard A Lamp | 1 | 100 | Garage | 224584 | Garage | 0.00094081
Garage door opener | Incandescent |  | Standard A Lamp | 1 | 100 | Garage | 224584 | Garage | 0.00094081
Ceiling Fixture | Incandescent |  | Standard A Lamp | 1 | 60 | Hall | 224585 | Hall | 0.00094081
Ceiling Fixture | Incandescent |  | Standard A Lamp | 1 | 60 | Hall | 224586 | Hall | 0.00094081
Ceiling Fixture | Linear Fluorescent | 48 | T-12 | 2 | 40 | Kitchen | 224587 | Kitchen | 0.00094081
Ceiling Fixture | Incandescent |  | Decorative | 5 | 60 | Family Room | 224588 | Family Room | 0.00094081
Ceiling Fan | Incandescent |  | Standard A Lamp | 3 | 60 | Family Room | 224588 | Family Room | 0.00094081
Floor lamp | Incandescent |  | Standard A Lamp | 2 | 40 | Family Room | 224588 | Family Room | 0.00094081
Table | Incandescent |  | Standard A Lamp | 1 | 150 | Family Room | 224588 | Family Room | 0.00094081
Table | Incandescent |  | Standard A Lamp | 1 | 40 | Family Room | 224588 | Family Room | 0.00094081
Wall Mount | Incandescent |  | Standard A Lamp | 1 | 60 | Family Room | 224588 | Family Room | 0.00094081
Table | Incandescent |  | Standard A Lamp | 1 | 150 | Bedroom | 224589 | Bedroom | 0.00094081
Ceiling Fixture | Incandescent |  | Standard A Lamp | 1 | 65 | Bedroom | 224589 | Bedroom | 0.00094081
Ceiling Fixture | Linear Fluorescent | 48 | T-12 | 4 | 40 | Bedroom | 2245810 | Bedroom | 0.00094081
Ceiling Fixture | Incandescent |  | Standard A Lamp | 1 | 60 | Bedroom | 2245811 | Bedroom | 0.00094081
Ceiling Fixture | Incandescent |  | Standard A Lamp | 1 | 60 | Bedroom | 2245811 | Bedroom | 0.00094081
Table | Incandescent |  | Standard A Lamp | 1 | 40 | Bedroom | 2245811 | Bedroom | 0.00094081
Wall Mount | Incandescent |  | Standard A Lamp | 2 | 60 | Hall | 2245812 | Hall | 0.00094081
Ceiling Fixture | Incandescent |  | Standard A Lamp | 2 | 60 | Hall | 2245812 | Hall | 0.00094081
Table | Incandescent |  | Standard A Lamp | 1 | 40 | Hall | 2245812 | Hall | 0.00094081
Ceiling Fixture | Compact Fluorescent |  | Pin base | 1 | 22 | Other | 2245813 | Other | 0.00094081
Ceiling Fixture | Incandescent |  | Standard A Lamp | 1 | 65 | Other | 2245814 | Other | 0.00094081
Ceiling Fixture | Linear Fluorescent | 48 | T-12 | 1 | 40 | Other | 2245814 | Other | 0.00094081
Ceiling Fan | Incandescent |  | Mini base | 3 | 60 | Bedroom | 224601 | Bedroom | 0.00094081
Table | Incandescent |  | Standard A Lamp | 1 | 40 | Bedroom | 224602 | Bedroom | 0.00094081
Ceiling Fan | Incandescent |  | Clear | 3 | 60 | Bedroom | 224602 | Bedroom | 0.00094081
Table | Incandescent |  | Decorative | 1 | 20 | Bedroom | 224602 | Bedroom | 0.00094081
Ceiling Fixture | Incandescent |  | Standard A Lamp | 1 | 65 | Closet | 224603 | Closet | 0.00094081
Wall Mount | Incandescent |  | Standard A Lamp | 2 | 60 | Bathroom | 224604 | Bathroom | 0.00094081
Ceiling Fixture | Incandescent |  | Standard A Lamp | 1 | 65 | Hall | 224605 | Hall | 0.00094081
Wall Mount | Incandescent |  | Reflector | 3 | 65 | Hall | 224605 | Hall | 0.00094081
Ceiling Fixture | Compact Fluorescent |  | Twist | 1 | 13 | Hall | 224605 | Hall | 0.00094081
Ceiling Fixture | Compact Fluorescent |  | Twist | 1 | 13 | Kitchen | 224606 | Kitchen | 0.00094081
Recessed Can | Incandescent |  | Standard A Lamp | 1 | 65 | Kitchen | 224606 | Kitchen | 0.00094081
Ceiling Fan | Incandescent |  | Standard A Lamp | 2 | 75 | Kitchen | 224606 | Kitchen | 0.00094081
Other | Other | 240 |  | 1 | 20 | Kitchen | 224606 | Kitchen | 0.00094081
Ceiling Fixture | Incandescent |  | Standard A Lamp | 1 | 60 | Laundry Room | 224607 | Laundry Room | 0.00094081
Ceiling Fan | Incandescent |  | Standard A Lamp | 2 | 75 | Living Room | 224608 | Living Room | 0.00094081
Wall Mount | Incandescent |  | Reflector | 3 | 65 | Living Room | 224608 | Living Room | 0.00094081
Wall Mount | Incandescent |  | Reflector | 1 | 75 | Living Room | 224608 | Living Room | 0.00094081
Table | Incandescent |  | Globe | 2 | 60 | Living Room | 224608 | Living Room | 0.00094081
Recessed Can | Incandescent |  | Standard A Lamp | 1 | 65 | Other | 224609 | Other | 0.00094081
Ceiling Fixture | Compact Fluorescent |  | Twist | 1 | 13 | Other | 224609 | Other | 0.00094081
Wall Mount | Incandescent |  | Standard A Lamp | 2 | 60 | Bathroom | 2246010 | Bathroom | 0.00094081
Ceiling Fan | Incandescent |  | Standard A Lamp | 1 | 75 | Master Bedroom | 2246011 | Master Bedroom | 0.00094081
Floor lamp | Incandescent |  | Standard A Lamp | 1 | 25 | Master Bedroom | 2246011 | Master Bedroom | 0.00094081
Table | Incandescent |  | Standard A Lamp | 1 | 65 | Master Bedroom | 2246011 | Master Bedroom | 0.00094081
Wall Mount | Incandescent |  | Globe | 4 | 60 | Bathroom | 224741 | Bathroom | 0.00047324
Ceiling Fixture | Incandescent |  | Standard A Lamp | 2 | 60 | Bedroom | 224742 | Bedroom | 0.00047324
Chandelier (Hanging) | Compact Fluorescent |  | Reflector | 5 | 15 | Dining Room | 224743 | Dining Room | 0.00047324
Chandelier (Hanging) | Incandescent |  | Standard A Lamp | 3 | 60 | Other | 224744 | Other | 0.00047324
Chandelier (Hanging) | Compact Fluorescent |  | Twist | 9 | 15 | Dining Room | 224745 | Dining Room | 0.00047324
Recessed Can | Compact Fluorescent |  | Reflector | 1 | 22 | Hall | 224746 | Hall | 0.00047324
Recessed Can | Compact Fluorescent |  | Reflector | 1 | 22 | Hall | 224747 | Hall | 0.00047324
Recessed Can | Compact Fluorescent |  | Reflector | 1 | 22 | Kitchen | 224748 | Kitchen | 0.00047324
Ceiling Fixture | Incandescent |  | Standard A Lamp | 2 | 60 | Laundry Room | 224749 | Laundry Room | 0.00047324
Floor lamp | Incandescent |  | Standard A Lamp | 1 | 100 | Living Room | 2247410 | Living Room | 0.00047324
Torchiere | Incandescent |  | Standard A Lamp | 1 | 100 | Living Room | 2247410 | Living Room | 0.00047324
Table | Compact Fluorescent |  | Twist | 1 | 22 | Living Room | 2247410 | Living Room | 0.00047324
Ceiling Fan | Incandescent |  | Mini base | 2 | 40 | Living Room | 2247410 | Living Room | 0.00047324
Wall Mount | Incandescent |  | Globe | 8 | 60 | Bathroom | 2247411 | Bathroom | 0.00047324
Recessed Can | Halogen |  | PAR | 1 | 75 | Bathroom | 2247411 | Bathroom | 0.00047324
Ceiling Fixture | Incandescent |  | Standard A Lamp | 2 | 75 | Closet | 2247412 | Closet | 0.00047324
Ceiling Fan | Compact Fluorescent |  | Twist | 3 | 15 | Office | 2247413 | Office | 0.00047324
Ceiling Fixture | Compact Fluorescent |  | Twist | 1 | 22 | Garage | 2247414 | Garage | 0.00047324
Garage door opener | Incandescent |  | Standard A Lamp | 2 | 75 | Garage | 2247414 | Garage | 0.00047324
Table | Incandescent |  | Mini base | 4 | 40 | Master Bedroom | 2247415 | Master Bedroom | 0.00047324
Table | Compact Fluorescent |  | Twist | 1 | 22 | Master Bedroom | 2247415 | Master Bedroom | 0.00047324
Ceiling Fan | Compact Fluorescent |  | Twist | 2 | 22 | Master Bedroom | 2247415 | Master Bedroom | 0.00047324
Torchiere | Halogen |  | Quartz Tube | 1 | 150 | Bedroom | 2247416 | Bedroom | 0.00047324
Table | Compact Fluorescent |  | Twist | 1 | 22 | Bedroom | 2247416 | Bedroom | 0.00047324
Wall Mount | Compact Fluorescent |  | Twist | 4 | 22 | Bathroom | 224751 | Bathroom | 0.00052955
Ceiling Fixture | Incandescent |  | Standard A Lamp | 1 | 60 | Bathroom | 224751 | Bathroom | 0.00052955
Ceiling Fixture | Incandescent |  | Standard A Lamp | 2 | 75 | Bathroom | 224751 | Bathroom | 0.00052955
Ceiling Fixture | Incandescent |  | Standard A Lamp | 1 | 60 | Bathroom | 224752 | Bathroom | 0.00052955
Wall Mount | Compact Fluorescent |  | Twist | 4 | 22 | Bathroom | 224752 | Bathroom | 0.00052955
Ceiling Fixture | Incandescent |  | Standard A Lamp | 2 | 75 | Bedroom | 224753 | Bedroom | 0.00052955
Table | Incandescent |  | Decorative | 3 | 40 | Bedroom | 224753 | Bedroom | 0.00052955
Table | Incandescent |  | Standard A Lamp | 1 | 75 | Bedroom | 224753 | Bedroom | 0.00052955
Ceiling Fan | Incandescent |  | Standard A Lamp | 3 | 75 | Bedroom | 224754 | Bedroom | 0.00052955
Floor lamp | Compact Fluorescent |  | Twist | 3 | 22 | Bedroom | 224754 | Bedroom | 0.00052955
Ceiling Fixture | Incandescent |  | Standard A Lamp | 2 | 75 | Bedroom | 224754 | Bedroom | 0.00052955
Table | Incandescent |  | Standard A Lamp | 1 | 60 | Bedroom | 224754 | Bedroom | 0.00052955
Ceiling Fan | Incandescent |  | Standard A Lamp | 3 | 75 | Dining Room | 224755 | Dining Room | 0.00052955
Ceiling Fixture | Incandescent |  | Standard A Lamp | 1 | 60 | Other | 224756 | Other | 0.00052955
Ceiling Fixture | Incandescent |  | Standard A Lamp | 1 | 75 | Other | 224757 | Other | 0.00052955
Ceiling Fixture | Incandescent |  | Standard A Lamp | 2 | 75 | Hall | 224758 | Hall | 0.00052955
Ceiling Fixture | Linear Fluorescent | 48 | T-12 | 2 | 25 | Hall | 224758 | Hall | 0.00052955
Ceiling Fixture | Linear Fluorescent | 48 | T-12 | 2 | 25 | Kitchen | 224759 | Kitchen | 0.00052955
Ceiling Fixture | Compact Fluorescent |  | Twist | 1 | 22 | Kitchen | 224759 | Kitchen | 0.00052955
Wall Mount | Incandescent |  | Standard A Lamp | 2 | 25 | Kitchen | 224759 | Kitchen | 0.00052955
Chandelier (Hanging) | Incandescent |  | Standard A Lamp | 1 | 75 | Laundry Room | 2247510 | Laundry Room | 0.00052955
Ceiling Fan | Incandescent |  | Standard A Lamp | 3 | 75 | Living Room | 2247511 | Living Room | 0.00052955
Table | Incandescent |  | Standard A Lamp | 1 | 75 | Living Room | 2247511 | Living Room | 0.00052955
Ceiling Fixture | Incandescent |  | Standard A Lamp | 1 | 75 | Office | 2247512 | Office | 0.00052955
Ceiling Fixture | Incandescent |  | Standard A Lamp | 1 | 75 | Office | 2247513 | Office | 0.00052955
Ceiling Fixture | Compact Fluorescent |  | Twist | 1 | 22 | Office | 2247513 | Office | 0.00052955
Ceiling Fixture | Incandescent |  | Standard A Lamp | 1 | 60 | Other | 224791 | Other | 0.00047324
Wall Mount | Incandescent |  | Globe | 4 | 40 | Bathroom | 224792 | Bathroom | 0.00047324
Ceiling Fixture | Incandescent |  | Standard A Lamp | 1 | 75 | Bedroom | 224793 | Bedroom | 0.00047324
Chandelier (Hanging) | Incandescent |  | Mini base | 6 | 40 | Bedroom | 224794 | Bedroom | 0.00047324
Table | Incandescent |  | Standard A Lamp | 1 | 60 | Bedroom | 224794 | Bedroom | 0.00047324
Chandelier (Hanging) | Incandescent |  | Mini base | 4 | 40 | Bedroom | 224795 | Bedroom | 0.00047324
Ceiling Fixture | Incandescent |  | Standard A Lamp | 2 | 60 | Bedroom | 224796 | Bedroom | 0.00047324
Table | Incandescent |  | Standard A Lamp | 1 | 40 | Bedroom | 224796 | Bedroom | 0.00047324
Recessed Can | Incandescent |  | Reflector | 1 | 65 | Other | 224797 | Other | 0.00047324
Track | Incandescent |  | Reflector | 3 | 75 | Family Room | 224798 | Family Room | 0.00047324
Wall Mount | Incandescent |  | Standard A Lamp | 1 | 60 | Family Room | 224798 | Family Room | 0.00047324
Recessed Can | Incandescent |  | Reflector | 1 | 65 | Hall | 224799 | Hall | 0.00047324
Chandelier (Hanging) | Incandescent |  | Mini base | 4 | 40 | Kitchen | 2247910 | Kitchen | 0.00047324
Recessed Can | Incandescent |  | Reflector | 1 | 75 | Kitchen | 2247910 | Kitchen | 0.00047324
Chandelier (Hanging) | Compact Fluorescent |  | Mini base | 1 | 15 | Kitchen | 2247910 | Kitchen | 0.00047324
Ceiling Fixture | Linear Fluorescent | 48 | T-12 | 2 | 32 | Laundry Room | 2247911 | Laundry Room | 0.00047324
Wall Mount | Incandescent |  | Globe | 4 | 40 | Bathroom | 2247912 | Bathroom | 0.00047324
Ceiling Fixture | Incandescent |  | Standard A Lamp | 2 | 60 | Master Bedroom | 2247913 | Master Bedroom | 0.00047324
Ceiling Fixture | Linear Fluorescent | 48 | T-12 | 2 | 40 | Office | 2247914 | Office | 0.00047324
Ceiling Fixture | Incandescent |  | Standard A Lamp | 1 | 60 | Closet | 2247915 | Closet | 0.00047324
Ceiling Fixture | Incandescent |  | Standard A Lamp | 2 | 60 | Family Room | 2247916 | Family Room | 0.00047324
Wall Mount | Halogen |  | Quartz Tube | 2 | 50 | Bathroom | 224931 | Bathroom | 0.0004784
Ceiling Fan | Incandescent |  | Standard A Lamp | 1 | 60 | Bathroom | 224931 | Bathroom | 0.0004784
Ceiling Fixture | Incandescent |  | Decorative | 2 | 40 | Bathroom | 224932 | Bathroom | 0.0004784
Ceiling Fan | Incandescent |  | Standard A Lamp | 1 | 60 | Bathroom | 224932 | Bathroom | 0.0004784
Wall Mount | Halogen |  | Quartz Tube | 2 | 50 | Bathroom | 224933 | Bathroom | 0.0004784
Recessed Can | Incandescent |  | Reflector | 1 | 65 | Bathroom | 224933 | Bathroom | 0.0004784
Ceiling Fan | Incandescent |  | Standard A Lamp | 1 | 60 | Bathroom | 224933 | Bathroom | 0.0004784
Recessed Can | Halogen |  | PAR | 1 | 75 | Bathroom | 224933 | Bathroom | 0.0004784
Chandelier (Hanging) | Incandescent |  | Standard A Lamp | 3 | 60 | Bedroom | 224934 | Bedroom | 0.0004784
Ceiling Fixture | Incandescent |  | Standard A Lamp | 1 | 60 | Bedroom | 224934 | Bedroom | 0.0004784
Ceiling Fixture | Other |  | Other | 2 | 15 | Closet | 224935 | Closet | 0.0004784
Recessed Can | Halogen |  | MR | 1 | 50 | Family Room | 224936 | Family Room | 0.0004784
Recessed Can | Incandescent |  | Reflector | 1 | 65 | Family Room | 224936 | Family Room | 0.0004784
Ceiling Fixture | Halogen |  | Other | 1 | 20 | Closet | 224937 | Closet | 0.0004784
Recessed Can | Incandescent |  | Reflector | 1 | 65 | Family Room | 224938 | Family Room | 0.0004784
Table | Incandescent |  | Standard A Lamp | 1 | 40 | Family Room | 224938 | Family Room | 0.0004784
Ceiling Fixture | Linear Fluorescent | 96 | T-8 | 2 | 100 | Garage | 224939 | Garage | 0.0004784
Ceiling Fixture | Incandescent |  | Standard A Lamp | 2 | 40 | Hall | 2249310 | Hall | 0.0004784
Ceiling Fixture | Incandescent |  | Standard A Lamp | 1 | 60 | Hall | 2249310 | Hall | 0.0004784
Ceiling Fixture | Other |  | Other | 2 | 15 | Laundry Room | 2249311 | Laundry Room | 0.0004784
Recessed Can | Incandescent |  | Reflector | 1 | 65 | Master Bedroom | 2249312 | Master Bedroom | 0.0004784
Table | Incandescent |  | Clear | 1 | 25 | Master Bedroom | 2249312 | Master Bedroom | 0.0004784
Wall Mount | Halogen |  |  | 2 | 50 | Bathroom | 2249313 | Bathroom | 0.0004784
Recessed Can | Halogen |  | MR | 1 | 50 | Bathroom | 2249313 | Bathroom | 0.0004784
Ceiling Fan | Incandescent |  | Standard A Lamp | 1 | 60 | Bathroom | 2249313 | Bathroom | 0.0004784
Ceiling Fixture | Halogen |  | Other | 2 | 20 | Closet | 2249314 | Closet | 0.0004784
Recessed Can | Incandescent |  | Reflector | 3 | 65 | Office | 2249315 | Office | 0.0004784
Ceiling Fixture | Incandescent |  | Standard A Lamp | 3 | 60 | Closet | 2249316 | Closet | 0.0004784
Recessed Can | Incandescent |  | Reflector | 1 | 65 | Living Room | 2249317 | Living Room | 0.0004784
Ceiling Fixture | Halogen |  | MR | 1 | 50 | Living Room | 2249317 | Living Room | 0.0004784
Recessed Can | Incandescent |  | Reflector | 1 | 65 | Kitchen | 2249318 | Kitchen | 0.0004784
Chandelier (Hanging) | Halogen |  | MR | 3 | 50 | Kitchen | 2249318 | Kitchen | 0.0004784
Chandelier (Hanging) | Halogen |  | Quartz Tube | 1 | 50 | Kitchen | 2249318 | Kitchen | 0.0004784
Recessed Can | Incandescent |  | Reflector | 1 | 65 | Kitchen | 2249318 | Kitchen | 0.0004784
Chandelier (Hanging) | Incandescent |  | Standard A Lamp | 3 | 60 | Kitchen | 2249318 | Kitchen | 0.0004784
Wall Mount | Halogen |  | Quartz Tube | 3 | 30 | Kitchen | 2249318 | Kitchen | 0.0004784
Chandelier (Hanging) | Incandescent |  | Standard A Lamp | 3 | 60 | Bedroom | 2249319 | Bedroom | 0.0004784
Table | Incandescent |  | Standard A Lamp | 2 | 60 | Bedroom | 2249319 | Bedroom | 0.0004784
Ceiling Fixture | Incandescent |  | Standard A Lamp | 1 | 60 | Bedroom | 2249319 | Bedroom | 0.0004784
Recessed Can | Incandescent |  | Reflector | 1 | 65 | Hall | 2249320 | Hall | 0.0004784
Ceiling Fixture | Linear Fluorescent | 96 | T-8 | 2 | 100 | Other | 2249321 | Other | 0.0004784
Garage door opener | Incandescent |  | Standard A Lamp | 2 | 60 | Other | 2249321 | Other | 0.0004784
Floor lamp | Incandescent |  | Mini base | 2 | 25 | Hall | 2249322 | Hall | 0.0004784
Ceiling Fixture | Incandescent |  | Reflector | 1 | 65 | Hall | 2249322 | Hall | 0.0004784
Recessed Can | Halogen |  | MR | 1 | 50 | Other | 2249323 | Other | 0.0004784
Wall Mount | Halogen |  | Quartz Tube | 1 | 50 | Other | 2249323 | Other | 0.0004784
Wall Mount | Compact Fluorescent |  | Twist | 3 | 15 | Bathroom | 225091 | Bathroom | 0.0005169
Ceiling Fan | Compact Fluorescent |  | Twist | 4 | 15 | Office | 225092 | Office | 0.0005169
Ceiling Fixture | Compact Fluorescent |  | Twist | 1 | 22 | Other | 225093 | Other | 0.0005169
Ceiling Fixture | Compact Fluorescent |  | Twist | 2 | 15 | Other | 225093 | Other | 0.0005169
Floor lamp | Compact Fluorescent |  | Straight Tube | 1 | 24 | Other | 225093 | Other | 0.0005169
Table | Compact Fluorescent |  | Twist | 1 | 15 | Other | 225093 | Other | 0.0005169
Recessed Can | Compact Fluorescent |  | Twist | 1 | 24 | Bedroom | 225094 | Bedroom | 0.0005169
Wall Mount | Compact Fluorescent |  | A shape bulb | 2 | 15 | Bathroom | 225095 | Bathroom | 0.0005169
Ceiling Fan | Compact Fluorescent |  | Twist | 1 | 20 | Bathroom | 225095 | Bathroom | 0.0005169
Ceiling Fixture | Compact Fluorescent |  | Twist | 1 | 22 | Master Bedroom | 225096 | Master Bedroom | 0.0005169
Ceiling Fan | Compact Fluorescent |  | Twist | 1 | 15 | Master Bedroom | 225096 | Master Bedroom | 0.0005169
Chandelier (Hanging) | Compact Fluorescent |  | Twist | 6 | 15 | Dining Room | 225097 | Dining Room | 0.0005169
Low bay | Linear Fluorescent | 48 | T-8 | 2 | 32 | Kitchen | 225098 | Kitchen | 0.0005169
Ceiling Fixture | Linear Fluorescent | 21 | T-5 | 2 | 13 | Kitchen | 225098 | Kitchen | 0.0005169
Recessed Can | Compact Fluorescent |  | Twist | 1 | 24 | Kitchen | 225098 | Kitchen | 0.0005169
Table | Compact Fluorescent |  | Twist | 1 | 24 | Living Room | 225099 | Living Room | 0.0005169
Torchiere | Halogen |  | Quartz Tube | 1 | 300 | Living Room | 225099 | Living Room | 0.0005169
Table | Compact Fluorescent |  | Twist | 1 | 15 | Living Room | 225099 | Living Room | 0.0005169
Torchiere | Compact Fluorescent |  | Twist | 1 | 24 | Living Room | 225099 | Living Room | 0.0005169
Ceiling Fixture | Compact Fluorescent |  | Twist | 1 | 22 | Living Room | 225099 | Living Room | 0.0005169
Floor lamp | Compact Fluorescent |  | Twist | 1 | 15 | Living Room | 225099 | Living Room | 0.0005169
Ceiling Fixture | Incandescent |  | Standard A Lamp | 1 | 60 | Hall | 2250910 | Hall | 0.0005169
Wall Mount | Incandescent |  | Globe | 4 | 40 | Bathroom | 225141 | Bathroom | 0.00094081
Wall Mount | Incandescent |  | Globe | 4 | 40 | Bathroom | 225142 | Bathroom | 0.00094081
Ceiling Fixture | Incandescent |  | Clear | 1 | 60 | Bedroom | 225143 | Bedroom | 0.00094081
Ceiling Fixture | Incandescent |  | Clear | 1 | 60 | Bedroom | 225144 | Bedroom | 0.00094081
Table | Compact Fluorescent |  | Twist | 1 | 23 | Bedroom | 225144 | Bedroom | 0.00094081
Ceiling Fan | Compact Fluorescent |  | A shape bulb | 4 | 11 | Bedroom | 225145 | Bedroom | 0.00094081
Ceiling Fixture | Incandescent |  | Standard A Lamp | 1 | 60 | Bedroom | 225145 | Bedroom | 0.00094081
Ceiling Fixture | Incandescent |  | Standard A Lamp | 1 | 60 | Closet | 225146 | Closet | 0.00094081
Chandelier (Hanging) | Incandescent |  | Clear | 5 | 60 | Dining Room | 225147 | Dining Room | 0.00094081
Ceiling Fixture | Incandescent |  | Standard A Lamp | 2 | 75 | Dining Room | 225147 | Dining Room | 0.00094081
Ceiling Fixture | Incandescent |  | Standard A Lamp | 1 | 60 | Dining Room | 225147 | Dining Room | 0.00094081
Ceiling Fixture | Incandescent |  | Mini base | 3 | 25 | Hall | 225148 | Hall | 0.00094081
Ceiling Fixture | Incandescent |  | Clear | 1 | 60 | Hall | 225148 | Hall | 0.00094081
Ceiling Fixture | Incandescent |  | Standard A Lamp | 1 | 75 | Garage | 225149 | Garage | 0.00094081
Garage door opener | Incandescent |  | Standard A Lamp | 1 | 40 | Garage | 225149 | Garage | 0.00094081
Ceiling Fixture | Incandescent |  | Clear | 1 | 60 | Hall | 2251410 | Hall | 0.00094081
Ceiling Fixture | Incandescent |  | Standard A Lamp | 2 | 60 | Hall | 2251410 | Hall | 0.00094081
Recessed Can | Incandescent |  | Reflector | 1 | 65 | Kitchen | 2251411 | Kitchen | 0.00094081
Ceiling Fixture | Incandescent |  | Clear | 1 | 60 | Laundry Room | 2251412 | Laundry Room | 0.00094081
Ceiling Fan | Incandescent |  | Clear | 3 | 60 | Living Room | 2251413 | Living Room | 0.00094081
Ceiling Fan | Compact Fluorescent |  | A shape bulb | 3 | 11 | Living Room | 2251413 | Living Room | 0.00094081
Table | Incandescent |  | Standard A Lamp | 1 | 60 | Living Room | 2251413 | Living Room | 0.00094081
Wall Mount | Incandescent |  | Globe | 8 | 40 | Bathroom | 2251414 | Bathroom | 0.00094081
Ceiling Fixture | Incandescent |  | Clear | 1 | 60 | Bathroom | 2251414 | Bathroom | 0.00094081
Ceiling Fan | Incandescent |  | Clear | 3 | 60 | Master Bedroom | 2251415 | Master Bedroom | 0.00094081
Ceiling Fixture | Incandescent |  | Clear | 1 | 60 | Closet | 2251416 | Closet | 0.00094081
Ceiling Fixture | Compact Fluorescent |  | Twist | 1 | 22 | Bedroom | 225151 | Bedroom | 0.0005169
Table | Incandescent |  | 3-Way Incandescent | 1 | 100 | Bedroom | 225151 | Bedroom | 0.0005169
Ceiling Fixture | Compact Fluorescent |  | Twist | 1 | 22 | Office | 225152 | Office | 0.0005169
Chandelier (Hanging) | Incandescent |  | Decorative | 5 | 40 | Dining Room | 225153 | Dining Room | 0.0005169
Other | Incandescent |  | Globe | 1 | 40 | Dining Room | 225153 | Dining Room | 0.0005169
Ceiling Fixture | Linear Fluorescent | 48 | T-8 | 1 | 32 | Garage | 225154 | Garage | 0.0005169
Garage door opener | Incandescent |  | Standard A Lamp | 1 | 25 | Garage | 225154 | Garage | 0.0005169
Ceiling Fixture | Halogen |  | PAR | 1 | 75 | Garage | 225154 | Garage | 0.0005169
Ceiling Fixture | Compact Fluorescent |  | Twist | 1 | 15 | Hall | 225155 | Hall | 0.0005169
Ceiling Fixture | Compact Fluorescent |  | Twist | 1 | 22 | Hall | 225155 | Hall | 0.0005169
Other | Linear Fluorescent | 18 | Fluorescent Other | 1 | 16 | Kitchen | 225156 | Kitchen | 0.0005169
Ceiling Fixture | Incandescent |  | Standard A Lamp | 1 | 60 | Kitchen | 225156 | Kitchen | 0.0005169
Ceiling Fixture | Compact Fluorescent |  | Twist | 1 | 15 | Kitchen | 225156 | Kitchen | 0.0005169
Recessed - other | Compact Fluorescent |  | Twist | 1 | 15 | Kitchen | 225156 | Kitchen | 0.0005169
Ceiling Fixture | Compact Fluorescent |  | Twist | 1 | 15 | Laundry Room | 225157 | Laundry Room | 0.0005169
Ceiling Fixture | Incandescent |  | Standard A Lamp | 2 | 60 | Living Room | 225158 | Living Room | 0.0005169
Table | Compact Fluorescent |  | Twist | 1 | 15 | Living Room | 225158 | Living Room | 0.0005169
Floor lamp | Incandescent |  | 3-Way Incandescent | 1 | 150 | Living Room | 225158 | Living Room | 0.0005169
Ceiling Fixture | Compact Fluorescent |  | Twist | 1 | 15 | Bathroom | 225159 | Bathroom | 0.0005169
Ceiling Fixture | Compact Fluorescent |  | Twist | 1 | 15 | Master Bedroom | 2251510 | Master Bedroom | 0.0005169
Table | Compact Fluorescent |  | Straight Tube | 1 | 15 | Master Bedroom | 2251510 | Master Bedroom | 0.0005169
Floor lamp | Compact Fluorescent |  | Straight Tube | 1 | 27 | Master Bedroom | 2251510 | Master Bedroom | 0.0005169
Wall Mount | Incandescent |  | Standard A Lamp | 1 | 40 | Bathroom | 2251511 | Bathroom | 0.0005169
Wall Mount | Incandescent |  | Decorative | 1 | 40 | Bathroom | 2251511 | Bathroom | 0.0005169
Ceiling Fan | Compact Fluorescent |  | Twist | 1 | 15 | Bathroom | 2251511 | Bathroom | 0.0005169
Table | Compact Fluorescent |  | Straight Tube | 1 | 27 | Family Room | 2251512 | Family Room | 0.0005169
Ceiling Fixture | Compact Fluorescent |  | Twist | 2 | 15 | Family Room | 2251512 | Family Room | 0.0005169
Ceiling Fixture | Compact Fluorescent |  | Twist | 2 | 22 | Bathroom | 225191 | Bathroom | 0.00052955
Ceiling Fixture | Compact Fluorescent |  | Twist | 2 | 22 | Bedroom | 225192 | Bedroom | 0.00052955
Ceiling Fixture | Compact Fluorescent |  | Twist | 2 | 22 | Bedroom | 225193 | Bedroom | 0.00052955
Ceiling Fixture | Compact Fluorescent |  | Twist | 2 | 22 | Family Room | 225194 | Family Room | 0.00052955
Ceiling Fixture | Compact Fluorescent |  | Twist | 2 | 22 | Kitchen | 225195 | Kitchen | 0.00052955
Wall Mount | Incandescent |  | Globe | 4 | 60 | Bathroom | 225211 | Bathroom | 0.00040077
Ceiling Fixture | Incandescent |  | Standard A Lamp | 1 | 60 | Garage | 225212 | Garage | 0.00040077
Low bay | Linear Fluorescent | 48 | T-12 | 2 | 40 | Garage | 225212 | Garage | 0.00040077
Chandelier (Hanging) | Incandescent |  | Mini base | 5 | 40 | Dining Room | 225213 | Dining Room | 0.00040077
Track | Halogen |  | PAR | 3 | 30 | Family Room | 225214 | Family Room | 0.00040077
Floor lamp | Compact Fluorescent |  | Twist | 1 | 15 | Family Room | 225214 | Family Room | 0.00040077
Wall Mount | Halogen |  | PAR | 3 | 30 | Bedroom | 225215 | Bedroom | 0.00040077
Track | Halogen |  | PAR | 5 | 30 | Kitchen | 225216 | Kitchen | 0.00040077
Wall Mount | Incandescent |  | Standard A Lamp | 1 | 65 | Laundry Room | 225217 | Laundry Room | 0.00040077
Track | Incandescent |  | Standard A Lamp | 2 | 65 | Laundry Room | 225217 | Laundry Room | 0.00040077
Ceiling Fan | Incandescent |  | Standard A Lamp | 2 | 60 | Master Bedroom | 225218 | Master Bedroom | 0.00040077
Table | Compact Fluorescent |  | Twist | 1 | 22 | Master Bedroom | 225218 | Master Bedroom | 0.00040077
Wall Mount | Incandescent |  | Standard A Lamp | 4 | 40 | Bathroom | 225219 | Bathroom | 0.00040077
Wall Mount | Incandescent |  | Standard A Lamp | 1 | 40 | Hall | 2252110 | Hall | 0.00040077
Ceiling Fixture | Linear Fluorescent | 48 | T-12 | 2 | 40 | Other | 225301 | Other | 0.00040077
Wall Mount | Compact Fluorescent |  | Twist | 2 | 15 | Bathroom | 225302 | Bathroom | 0.00040077
Ceiling Fixture | Incandescent |  | Standard A Lamp | 1 | 60 | Bathroom | 225303 | Bathroom | 0.00040077
Ceiling Fan | Compact Fluorescent |  | Twist | 3 | 15 | Bedroom | 225304 | Bedroom | 0.00040077
Ceiling Fixture | Compact Fluorescent |  | Twist | 3 | 22 | Bedroom | 225305 | Bedroom | 0.00040077
Ceiling Fixture | Compact Fluorescent |  | Twist | 1 | 15 | Bedroom | 225306 | Bedroom | 0.00040077
Ceiling Fan | Compact Fluorescent |  | Twist | 3 | 15 | Kitchen | 225307 | Kitchen | 0.00040077
Ceiling Fan | Compact Fluorescent |  | Twist | 3 | 15 | Living Room | 225308 | Living Room | 0.00040077
Ceiling Fan | Compact Fluorescent |  | Twist | 4 | 15 | Living Room | 225308 | Living Room | 0.00040077
Ceiling Fixture | Compact Fluorescent |  | Twist | 1 | 22 | Other | 225309 | Other | 0.00040077
Ceiling Fixture | Incandescent |  | Standard A Lamp | 2 | 60 | Other | 225331 | Other | 0.00028447
Ceiling Fixture | Linear Fluorescent | 48 | T-8 | 2 | 40 | Laundry Room | 225332 | Laundry Room | 0.00028447
Wall Mount | Compact Fluorescent |  | Twist | 5 | 22 | Bathroom | 225333 | Bathroom | 0.00028447
Ceiling Fixture | Incandescent |  | Standard A Lamp | 2 | 60 | Bathroom | 225333 | Bathroom | 0.00028447
Ceiling Fixture | Incandescent |  | Decorative | 2 | 65 | Bedroom | 225334 | Bedroom | 0.00028447
Ceiling Fixture | Incandescent |  | Standard A Lamp | 2 | 60 | Bedroom | 225335 | Bedroom | 0.00028447
Floor lamp | Incandescent |  | Standard A Lamp | 1 | 60 | Bedroom | 225335 | Bedroom | 0.00028447
Garage door opener | Incandescent |  | Clear | 2 | 40 | Garage | 225336 | Garage | 0.00028447
Ceiling Fixture | Incandescent |  | Standard A Lamp | 1 | 60 | Garage | 225336 | Garage | 0.00028447
Ceiling Fixture | Incandescent |  | Globe | 1 | 75 | Hall | 225337 | Hall | 0.00028447
Chandelier (Hanging) | Incandescent |  | Standard A Lamp | 5 | 60 | Kitchen | 225338 | Kitchen | 0.00028447
Ceiling Fixture | Incandescent |  | Globe | 3 | 40 | Kitchen | 225338 | Kitchen | 0.00028447
Floor lamp | Linear Fluorescent | 72 | Fluorescent Unknown | 3 | 60 | Living Room | 225339 | Living Room | 0.00028447
Ceiling Fan | Incandescent |  | Standard A Lamp | 1 | 40 | Bathroom | 225462 | Bathroom | 0.0005169
Wall Mount | Incandescent |  | 3-Way Incandescent | 1 | 150 | Bathroom | 225462 | Bathroom | 0.0005169
Architectural | Incandescent |  | Globe | 1 | 40 | Dining Room | 225463 | Dining Room | 0.0005169
Table | Incandescent |  | Mini base | 1 | 40 | Dining Room | 225463 | Dining Room | 0.0005169
Table | Incandescent |  | Globe | 4 | 25 | Hall | 225464 | Hall | 0.0005169
Recessed Can | Incandescent |  | Standard A Lamp | 1 | 40 | Kitchen | 225465 | Kitchen | 0.0005169
Ceiling Fixture | Incandescent |  | Standard A Lamp | 1 | 40 | Kitchen | 225465 | Kitchen | 0.0005169
Ceiling Fan | Incandescent |  | Globe | 1 | 25 | Kitchen | 225465 | Kitchen | 0.0005169
Other | Incandescent |  | Standard A Lamp | 3 | 25 | Living Room | 225466 | Living Room | 0.0005169
Table | Incandescent |  | Globe | 1 | 25 | Living Room | 225466 | Living Room | 0.0005169
Wall Mount | Incandescent |  | Mini base | 1 | 7 | Living Room | 225466 | Living Room | 0.0005169
Table | Incandescent |  | Globe | 1 | 38 | Living Room | 225466 | Living Room | 0.0005169
Torchiere | Incandescent |  | Decorative | 3 | 15 | Living Room | 225466 | Living Room | 0.0005169
Floor lamp | Halogen |  | Other | 1 | 50 | Bedroom | 225467 | Bedroom | 0.0005169
Chandelier (Hanging) | Incandescent |  | Globe | 1 | 25 | Bedroom | 225467 | Bedroom | 0.0005169
Chandelier (Hanging) | Incandescent |  | Globe | 1 | 25 | Bedroom | 225467 | Bedroom | 0.0005169
Ceiling Fixture | Incandescent |  | Standard A Lamp | 1 | 40 | Bedroom | 225467 | Bedroom | 0.0005169
Ceiling Fixture | Incandescent |  | Standard A Lamp | 1 | 40 | Bedroom | 225468 | Bedroom | 0.0005169
Table | Incandescent |  | Standard A Lamp | 1 | 75 | Bedroom | 225468 | Bedroom | 0.0005169
Table | Incandescent |  | Decorative | 1 | 25 | Bedroom | 225468 | Bedroom | 0.0005169
Table | Incandescent |  | Globe | 1 | 25 | Bedroom | 225468 | Bedroom | 0.0005169
Table | Incandescent |  | Decorative | 1 | 25 | Bedroom | 225468 | Bedroom | 0.0005169
Wall Mount | Incandescent |  | Globe | 3 | 40 | Bathroom | 225571 | Bathroom | 0.0005169
Ceiling Fixture | Incandescent |  | Standard A Lamp | 1 | 60 | Bathroom | 225571 | Bathroom | 0.0005169
Chandelier (Hanging) | Incandescent |  | Standard A Lamp | 4 | 60 | Bathroom | 225572 | Bathroom | 0.0005169
Ceiling Fixture | Compact Fluorescent |  | Twist | 3 | 20 | Bedroom | 225573 | Bedroom | 0.0005169
Table | Incandescent |  | Standard A Lamp | 1 | 100 | Bedroom | 225573 | Bedroom | 0.0005169
Ceiling Fixture | Incandescent |  | Standard A Lamp | 4 | 60 | Master Bedroom | 225574 | Master Bedroom | 0.0005169
Ceiling Fan | Compact Fluorescent |  | Twist | 1 | 22 | Master Bedroom | 225574 | Master Bedroom | 0.0005169
Ceiling Fixture | Compact Fluorescent |  | Twist | 2 | 20 | Bedroom | 225575 | Bedroom | 0.0005169
Table | Halogen |  | MR | 1 | 50 | Bedroom | 225575 | Bedroom | 0.0005169
Ceiling Fixture | Compact Fluorescent |  | Twist | 4 | 22 | Dining Room | 225576 | Dining Room | 0.0005169
Recessed - other | Halogen |  | MR | 1 | 50 | Family Room | 225577 | Family Room | 0.0005169
Ceiling Fixture | Linear Fluorescent | 48 | T-12 | 2 | 40 | Family Room | 225577 | Family Room | 0.0005169
Table | Incandescent |  | 3-Way Incandescent | 1 | 100 | Family Room | 225577 | Family Room | 0.0005169
Wall Mount | Compact Fluorescent |  | Reflector | 1 | 22 | Family Room | 225577 | Family Room | 0.0005169
Table | Compact Fluorescent |  | Twist | 1 | 18 | Family Room | 225577 | Family Room | 0.0005169
Ceiling Fixture | Incandescent |  | Standard A Lamp | 2 | 60 | Hall | 225578 | Hall | 0.0005169
Recessed - other | Halogen |  | MR | 1 | 50 | Kitchen | 225579 | Kitchen | 0.0005169
Architectural | Linear Fluorescent | 48 | T-12 | 1 | 40 | Kitchen | 225579 | Kitchen | 0.0005169
Architectural | Linear Fluorescent | 48 | T-12 | 2 | 40 | Kitchen | 225579 | Kitchen | 0.0005169
Ceiling Fan | Incandescent |  | Decorative | 4 | 25 | Living Room | 2255710 | Living Room | 0.0005169
Ceiling Fan | Incandescent |  | Standard A Lamp | 1 | 60 | Living Room | 2255710 | Living Room | 0.0005169
Table | Incandescent |  | 3-Way Incandescent | 1 | 100 | Living Room | 2255710 | Living Room | 0.0005169
Table | Incandescent |  | Standard A Lamp | 1 | 100 | Living Room | 2255710 | Living Room | 0.0005169
Chandelier (Hanging) | Incandescent |  | Standard A Lamp | 1 | 60 | Living Room | 2255710 | Living Room | 0.0005169
Architectural | Linear Fluorescent | 48 | T-12 | 3 | 40 | Living Room | 2255710 | Living Room | 0.0005169
Floor lamp | Incandescent |  | Mini base | 5 | 40 | Living Room | 225591 | Living Room | 0.00029634
Ceiling Fixture | Compact Fluorescent |  | Pin base | 1 | 22 | Laundry Room | 225592 | Laundry Room | 0.00029634
Ceiling Fan | Halogen |  | MR | 3 | 50 | Dining Room | 225593 | Dining Room | 0.00029634
Floor lamp | Incandescent |  | Other | 1 | 25 | Dining Room | 225593 | Dining Room | 0.00029634
Chandelier (Hanging) | Compact Fluorescent |  | Twist | 3 | 15 | Dining Room | 225593 | Dining Room | 0.00029634
Chandelier (Hanging) | Incandescent |  | Standard A Lamp | 1 | 40 | Dining Room | 225593 | Dining Room | 0.00029634
Ceiling Fixture | Halogen |  | MR | 3 | 50 | Kitchen | 225594 | Kitchen | 0.00029634
Recessed Can | Incandescent |  | Reflector | 1 | 65 | Kitchen | 225594 | Kitchen | 0.00029634
Ceiling Fixture | Compact Fluorescent |  | Twist | 1 | 22 | Kitchen | 225594 | Kitchen | 0.00029634
Ceiling Fixture | Compact Fluorescent |  | Twist | 1 | 22 | Bathroom | 225595 | Bathroom | 0.00029634
Wall Mount | Incandescent |  | Globe | 6 | 25 | Bathroom | 225595 | Bathroom | 0.00029634
Ceiling Fixture | Incandescent |  | Standard A Lamp | 1 | 60 | Bathroom | 225595 | Bathroom | 0.00029634
Ceiling Fixture | Incandescent |  | Mini base | 3 | 40 | Bedroom | 225596 | Bedroom | 0.00029634
Ceiling Fixture | Incandescent |  | Standard A Lamp | 1 | 60 | Hall | 225597 | Hall | 0.00029634
Ceiling Fixture | Halogen |  | MR | 4 | 50 | Family Room | 225598 | Family Room | 0.00029634
Floor lamp | Compact Fluorescent |  | Twist | 1 | 15 | Family Room | 225598 | Family Room | 0.00029634
Ceiling Fixture | Compact Fluorescent |  | Twist | 1 | 22 | Family Room | 225598 | Family Room | 0.00029634
Ceiling Fixture | Compact Fluorescent |  | Twist | 2 | 22 | Family Room | 225598 | Family Room | 0.00029634
Floor lamp | Incandescent |  | Standard A Lamp | 2 | 100 | Family Room | 225598 | Family Room | 0.00029634
Ceiling Fixture | Incandescent |  | Standard A Lamp | 2 | 75 | Bedroom | 225599 | Bedroom | 0.00029634
Floor lamp | Incandescent |  | Other | 2 | 25 | Bedroom | 225599 | Bedroom | 0.00029634
Wall Mount | Incandescent |  | Standard A Lamp | 2 | 60 | Bathroom | 2255910 | Bathroom | 0.00029634
Ceiling Fixture | Compact Fluorescent |  | Twist | 1 | 15 | Bathroom | 2255910 | Bathroom | 0.00029634
Ceiling Fixture | Incandescent |  | Standard A Lamp | 1 | 60 | Bathroom | 2255910 | Bathroom | 0.00029634
Ceiling Fixture | Compact Fluorescent |  | Twist | 2 | 15 | Bedroom | 225661 | Bedroom | 0.00028447
Ceiling Fixture | Compact Fluorescent |  | Twist | 1 | 22 | Hall | 225662 | Hall | 0.00028447
Ceiling Fixture | Linear Fluorescent | 48 | T-12 | 2 | 40 | Kitchen | 225663 | Kitchen | 0.00028447
Wall Mount | Compact Fluorescent |  | Twist | 1 | 15 | Kitchen | 225663 | Kitchen | 0.00028447
Ceiling Fixture | Incandescent |  | Standard A Lamp | 2 | 60 | Laundry Room | 225664 | Laundry Room | 0.00028447
Ceiling Fixture | Compact Fluorescent |  | Twist | 1 | 15 | Living Room | 225665 | Living Room | 0.00028447
Table | Compact Fluorescent |  | Twist | 1 | 15 | Living Room | 225665 | Living Room | 0.00028447
Ceiling Fixture | Compact Fluorescent |  | Twist | 1 | 15 | Master Bedroom | 225666 | Master Bedroom | 0.00028447
Table | Incandescent |  | Decorative | 3 | 15 | Master Bedroom | 225666 | Master Bedroom | 0.00028447
Ceiling Fixture | Compact Fluorescent |  | Twist | 1 | 15 | Closet | 225667 | Closet | 0.00028447
Ceiling Fixture | Incandescent |  | Standard A Lamp | 1 | 60 | Bathroom | 225701 | Bathroom | 0.00028447
Ceiling Fixture | Incandescent |  | Standard A Lamp | 1 | 60 | Bedroom | 225702 | Bedroom | 0.00028447
Table | Incandescent |  | Standard A Lamp | 1 | 60 | Bedroom | 225702 | Bedroom | 0.00028447
Ceiling Fixture | Incandescent |  | Standard A Lamp | 1 | 60 | Bedroom | 225703 | Bedroom | 0.00028447
Floor lamp | Incandescent |  | Standard A Lamp | 1 | 60 | Bedroom | 225703 | Bedroom | 0.00028447
Ceiling Fan | Incandescent |  | Standard A Lamp | 4 | 60 | Kitchen | 225704 | Kitchen | 0.00028447
Ceiling Fixture | Incandescent |  | Standard A Lamp | 1 | 60 | Kitchen | 225704 | Kitchen | 0.00028447
Ceiling Fixture | Compact Fluorescent |  | Twist | 1 | 22 | Kitchen | 225704 | Kitchen | 0.00028447
Ceiling Fixture | Incandescent |  | Standard A Lamp | 3 | 60 | Kitchen | 225704 | Kitchen | 0.00028447
Ceiling Fan | Incandescent |  | Standard A Lamp | 4 | 60 | Living Room | 225705 | Living Room | 0.00028447
Floor lamp | Incandescent |  | Standard A Lamp | 1 | 60 | Living Room | 225705 | Living Room | 0.00028447
Wall Mount | Incandescent |  | Globe | 8 | 40 | Bathroom | 225711 | Bathroom | 0.00094081
Ceiling Fixture | Incandescent |  | Standard A Lamp | 1 | 60 | Bedroom | 225712 | Bedroom | 0.00094081
Ceiling Fixture | Incandescent |  | Standard A Lamp | 2 | 60 | Bedroom | 225713 | Bedroom | 0.00094081
Table | Incandescent |  | Standard A Lamp | 1 | 60 | Bedroom | 225713 | Bedroom | 0.00094081
Ceiling Fan | Incandescent |  | Standard A Lamp | 3 | 40 | Bedroom | 225714 | Bedroom | 0.00094081
Ceiling Fixture | Incandescent |  | Decorative | 1 | 60 | Bedroom | 225715 | Bedroom | 0.00094081
Wall Mount | Incandescent |  | Standard A Lamp | 1 | 40 | Bedroom | 225715 | Bedroom | 0.00094081
Ceiling Fan | Incandescent |  | Standard A Lamp | 3 | 60 | Family Room | 225716 | Family Room | 0.00094081
Ceiling Fixture | Incandescent |  | Standard A Lamp | 1 | 60 | Family Room | 225716 | Family Room | 0.00094081
Ceiling Fixture | Incandescent |  | Standard A Lamp | 5 | 40 | Family Room | 225716 | Family Room | 0.00094081
Ceiling Fixture | Incandescent |  | Standard A Lamp | 1 | 100 | Garage | 225717 | Garage | 0.00094081
Garage door opener | Incandescent |  | Standard A Lamp | 1 | 100 | Garage | 225717 | Garage | 0.00094081
Ceiling Fixture | Incandescent |  | Standard A Lamp | 1 | 60 | Hall | 225718 | Hall | 0.00094081
Ceiling Fixture | Incandescent |  | Standard A Lamp | 1 | 60 | Kitchen | 225719 | Kitchen | 0.00094081
Ceiling Fixture | Linear Fluorescent | 48 | T-12 | 4 | 40 | Kitchen | 225719 | Kitchen | 0.00094081
Ceiling Fixture | Incandescent |  | Standard A Lamp | 2 | 60 | Laundry Room | 2257110 | Laundry Room | 0.00094081
Wall Mount | Incandescent |  | Standard A Lamp | 4 | 60 | Bathroom | 2257111 | Bathroom | 0.00094081
Ceiling Fixture | Incandescent |  | Standard A Lamp | 1 | 60 | Living Room | 2257112 | Living Room | 0.00094081
Ceiling Fixture | Incandescent |  | Standard A Lamp | 1 | 60 | Living Room | 2257112 | Living Room | 0.00094081
Floor lamp | Incandescent |  | Standard A Lamp | 1 | 100 | Living Room | 2257112 | Living Room | 0.00094081
Wall Mount | Compact Fluorescent |  | Twist | 2 | 15 | Bathroom | 225761 | Bathroom | 0.0005169
Wall Mount | Compact Fluorescent |  | Twist | 3 | 14 | Bathroom | 225762 | Bathroom | 0.0005169
Recessed - other | Incandescent |  | Heat Lamp | 1 | 250 | Bathroom | 225762 | Bathroom | 0.0005169
Wall Mount | Compact Fluorescent |  | Twist | 3 | 15 | Bathroom | 225763 | Bathroom | 0.0005169
Ceiling Fixture | Compact Fluorescent |  | Twist | 1 | 22 | Bathroom | 225763 | Bathroom | 0.0005169
Ceiling Fixture | Compact Fluorescent |  | Circline (Screw Base) | 1 | 22 | Master Bedroom | 225764 | Master Bedroom | 0.0005169
Table | Incandescent |  | Decorative | 1 | 40 | Master Bedroom | 225764 | Master Bedroom | 0.0005169
Ceiling Fixture | Compact Fluorescent |  | Circline (Screw Base) | 1 | 28 | Office | 225765 | Office | 0.0005169
Ceiling Fixture | Compact Fluorescent |  | Circline (Screw Base) | 1 | 22 | Bedroom | 225766 | Bedroom | 0.0005169
Ceiling Fixture | Compact Fluorescent |  | Circline (Screw Base) | 1 | 22 | Bedroom | 225767 | Bedroom | 0.0005169
Ceiling Fixture | Compact Fluorescent |  | Twist | 1 | 15 | Closet | 225768 | Closet | 0.0005169
Ceiling Fixture | Compact Fluorescent |  | Circline (Screw Base) | 1 | 22 | Hall | 225769 | Hall | 0.0005169
Ceiling Fixture | Incandescent |  | Standard A Lamp | 1 | 75 | Hall | 225769 | Hall | 0.0005169
Floor lamp | Compact Fluorescent |  | Twist | 2 | 22 | Family Room | 2257610 | Family Room | 0.0005169
Floor lamp | Compact Fluorescent |  | A shape bulb | 1 | 11 | Family Room | 2257610 | Family Room | 0.0005169
Recessed Can | Incandescent |  | Reflector | 1 | 75 | Family Room | 2257610 | Family Room | 0.0005169
Ceiling Fixture | Linear Fluorescent | 48 | T-8 | 2 | 32 | Garage | 2257611 | Garage | 0.0005169
Garage door opener | Incandescent |  | Standard A Lamp | 1 | 60 | Garage | 2257611 | Garage | 0.0005169
Recessed Can | Compact Fluorescent |  | Reflector | 1 | 15 | Hall | 2257612 | Hall | 0.0005169
Ceiling Fixture | Compact Fluorescent |  | Twist | 1 | 15 | Hall | 2257612 | Hall | 0.0005169
Recessed Can | Incandescent |  | Standard A Lamp | 1 | 65 | Kitchen | 2257613 | Kitchen | 0.0005169
Recessed - other | Linear Fluorescent | 48 | T-12 | 2 | 35 | Kitchen | 2257613 | Kitchen | 0.0005169
Ceiling Fan | Compact Fluorescent |  | Twist | 4 | 15 | Kitchen | 2257613 | Kitchen | 0.0005169
Ceiling Fixture | Compact Fluorescent |  | Twist | 1 | 22 | Laundry Room | 2257614 | Laundry Room | 0.0005169
Torchiere | Compact Fluorescent |  | Twist | 1 | 28 | Living Room | 2257615 | Living Room | 0.0005169
Track | Halogen |  | MR | 5 | 30 | Living Room | 2257616 | Living Room | 0.0005169
Ceiling Fan | Incandescent |  | Standard A Lamp | 3 | 40 | Bedroom | 225771 | Bedroom | 0.0004784
Wall Mount | Incandescent |  | Globe | 4 | 60 | Bathroom | 225772 | Bathroom | 0.0004784
Ceiling Fixture | Incandescent |  | Standard A Lamp | 2 | 60 | Hall | 225773 | Hall | 0.0004784
Ceiling Fan | Compact Fluorescent |  | Twist | 4 | 15 | Kitchen | 225774 | Kitchen | 0.0004784
Other | Linear Fluorescent | 12 | T-8 | 1 | 16 | Kitchen | 225774 | Kitchen | 0.0004784
Chandelier (Hanging) | Compact Fluorescent |  | Twist | 1 | 15 | Laundry Room | 225775 | Laundry Room | 0.0004784
Ceiling Fan | Compact Fluorescent |  | A shape bulb | 4 | 7 | Living Room | 225776 | Living Room | 0.0004784
Floor lamp | Incandescent |  | Standard A Lamp | 1 | 100 | Living Room | 225776 | Living Room | 0.0004784
Floor lamp | Compact Fluorescent |  | Twist | 1 | 15 | Living Room | 225776 | Living Room | 0.0004784
Floor lamp | Incandescent |  | Standard A Lamp | 1 | 60 | Living Room | 225776 | Living Room | 0.0004784
Ceiling Fan | Compact Fluorescent |  | Twist | 3 | 15 | Bedroom | 225777 | Bedroom | 0.0004784
Table | Incandescent |  | Standard A Lamp | 1 | 60 | Bedroom | 225777 | Bedroom | 0.0004784
Ceiling Fixture | Linear Fluorescent | 48 | T-8 | 2 | 32 | Garage | 225778 | Garage | 0.0004784
Ceiling Fixture | Linear Fluorescent | 48 | T-12 | 2 | 40 | Garage | 225778 | Garage | 0.0004784
Wall Mount | Incandescent |  | Globe | 6 | 40 | Bathroom | 225801 | Bathroom | 0.0030496
Wall Mount | Incandescent |  | Globe | 2 | 40 | Bathroom | 225801 | Bathroom | 0.0030496
Wall Mount | Incandescent |  | Standard A Lamp | 2 | 60 | Bathroom | 225802 | Bathroom | 0.0030496
Ceiling Fixture | Incandescent |  | Standard A Lamp | 2 | 40 | Bedroom | 225803 | Bedroom | 0.0030496
Ceiling Fixture | Incandescent |  | Standard A Lamp | 2 | 60 | Bedroom | 225804 | Bedroom | 0.0030496
Ceiling Fixture | Incandescent |  | Standard A Lamp | 2 | 60 | Bedroom | 225805 | Bedroom | 0.0030496
Ceiling Fixture | Compact Fluorescent |  | Twist | 1 | 7 | Closet | 225806 | Closet | 0.0030496
Ceiling Fixture | Incandescent |  | Standard A Lamp | 1 | 40 | Closet | 225807 | Closet | 0.0030496
Ceiling Fan | Compact Fluorescent |  | Twist | 5 | 9 | Dining Room | 225808 | Dining Room | 0.0030496
Ceiling Fan | Incandescent |  | Standard A Lamp | 3 | 40 | Family Room | 225809 | Family Room | 0.0030496
Ceiling Fixture | Incandescent |  | Standard A Lamp | 1 | 60 | Garage | 2258010 | Garage | 0.0030496
Garage door opener | Incandescent |  | Standard A Lamp | 1 | 60 | Garage | 2258010 | Garage | 0.0030496
Ceiling Fixture | Incandescent |  | Standard A Lamp | 1 | 60 | Hall | 2258011 | Hall | 0.0030496
Ceiling Fixture | Incandescent |  | Standard A Lamp | 3 | 60 | Kitchen | 2258012 | Kitchen | 0.0030496
Torchiere | Compact Fluorescent |  | Twist | 1 | 15 | Living Room | 2258013 | Living Room | 0.0030496
Table | Compact Fluorescent |  | Twist | 1 | 9 | Living Room | 2258013 | Living Room | 0.0030496
Ceiling Fixture | Incandescent |  | Standard A Lamp | 2 | 40 | Master Bedroom | 2258014 | Master Bedroom | 0.0030496
Chandelier (Hanging) | Incandescent |  | Standard A Lamp | 1 | 40 | Office | 2258015 | Office | 0.0030496
Table | Incandescent |  | Standard A Lamp | 1 | 40 | Office | 2258015 | Office | 0.0030496
Wall Mount | Compact Fluorescent |  | Twist | 1 | 15 | Other | 2258016 | Other | 0.0030496
Ceiling Fixture | Incandescent |  | Standard A Lamp | 2 | 60 | Bedroom | 225831 | Bedroom | 0.00052955
Table | Compact Fluorescent |  | Pin base | 1 | 27 | Bedroom | 225831 | Bedroom | 0.00052955
Ceiling Fixture | Incandescent |  | Standard A Lamp | 2 | 60 | Bedroom | 225832 | Bedroom | 0.00052955
Floor lamp | Incandescent |  | 3-Way Incandescent | 1 | 150 | Bedroom | 225832 | Bedroom | 0.00052955
Table | Incandescent |  | 3-Way Incandescent | 1 | 100 | Bedroom | 225832 | Bedroom | 0.00052955
Ceiling Fixture | Incandescent |  | Standard A Lamp | 1 | 75 | Bathroom | 225833 | Bathroom | 0.00052955
Ceiling Fixture | Incandescent |  | Standard A Lamp | 1 | 60 | Bedroom | 225834 | Bedroom | 0.00052955
Floor lamp | Incandescent |  | Standard A Lamp | 1 | 100 | Bedroom | 225834 | Bedroom | 0.00052955
Ceiling Fixture | Incandescent |  | Standard A Lamp | 1 | 60 | Laundry Room | 225835 | Laundry Room | 0.00052955
Wall Mount | Incandescent |  | Clear | 3 | 40 | Laundry Room | 225835 | Laundry Room | 0.00052955
Table | Incandescent |  | Standard A Lamp | 1 | 40 | Living Room | 225836 | Living Room | 0.00052955
Table | Compact Fluorescent |  | Twist | 1 | 15 | Living Room | 225836 | Living Room | 0.00052955
Ceiling Fixture | Linear Fluorescent | 48 | T-12 | 2 | 40 | Living Room | 225837 | Living Room | 0.00052955
Ceiling Fixture | Incandescent |  | Standard A Lamp | 2 | 60 | Hall | 225838 | Hall | 0.00052955
Ceiling Fixture | Incandescent |  | Standard A Lamp | 1 | 40 | Garage | 225839 | Garage | 0.00052955
Ceiling Fixture | Incandescent |  | Standard A Lamp | 1 | 75 | Garage | 225839 | Garage | 0.00052955
Ceiling Fixture | Incandescent |  | Standard A Lamp | 2 | 60 | Hall | 2258310 | Hall | 0.00052955
Chandelier (Hanging) | Incandescent |  | Clear | 5 | 60 | Kitchen | 2258311 | Kitchen | 0.00052955
Floor lamp | Incandescent |  | 3-Way Incandescent | 1 | 100 | Dining Room | 2258312 | Dining Room | 0.00052955
Table | Incandescent |  | 3-Way Incandescent | 1 | 100 | Dining Room | 2258312 | Dining Room | 0.00052955
Ceiling Fixture | Incandescent |  | Globe | 2 | 75 | Dining Room | 2258312 | Dining Room | 0.00052955
Ceiling Fixture | Incandescent |  | Standard A Lamp | 2 | 60 | Office | 2258313 | Office | 0.00052955
Ceiling Fixture | Incandescent |  | Decorative | 1 | 60 | Hall | 2258314 | Hall | 0.00052955
Ceiling Fixture | Incandescent |  | Standard A Lamp | 2 | 60 | Bathroom | 225901 | Bathroom | 0.00029634
Wall Mount | Incandescent |  | Globe | 5 | 40 | Bathroom | 225901 | Bathroom | 0.00029634
Ceiling Fixture | Incandescent |  | Standard A Lamp | 1 | 60 | Bedroom | 225902 | Bedroom | 0.00029634
Ceiling Fixture | Incandescent |  | Standard A Lamp | 3 | 60 | Bedroom | 225902 | Bedroom | 0.00029634
Floor lamp | Incandescent |  | Standard A Lamp | 1 | 100 | Bedroom | 225902 | Bedroom | 0.00029634
Chandelier (Hanging) | Incandescent |  | Standard A Lamp | 1 | 60 | Bedroom | 225902 | Bedroom | 0.00029634
Ceiling Fixture | Incandescent |  | Standard A Lamp | 3 | 60 | Family Room | 225903 | Family Room | 0.00029634
Recessed Can | Incandescent |  | Reflector | 1 | 75 | Family Room | 225903 | Family Room | 0.00029634
Table | Incandescent |  | Standard A Lamp | 1 | 60 | Family Room | 225903 | Family Room | 0.00029634
Table | Incandescent |  | Standard A Lamp | 1 | 100 | Family Room | 225903 | Family Room | 0.00029634
Ceiling Fixture | Incandescent |  | Standard A Lamp | 2 | 60 | Family Room | 225903 | Family Room | 0.00029634
Ceiling Fixture | Incandescent |  | Standard A Lamp | 2 | 60 | Hall | 225904 | Hall | 0.00029634
Ceiling Fixture | Incandescent |  | Standard A Lamp | 1 | 75 | Hall | 225904 | Hall | 0.00029634
Ceiling Fixture | Incandescent |  | Standard A Lamp | 1 | 100 | Other | 225905 | Other | 0.00029634
Ceiling Fixture | Incandescent |  | Standard A Lamp | 2 | 60 | Bedroom | 225906 | Bedroom | 0.00029634
Table | Incandescent |  | Standard A Lamp | 1 | 60 | Bedroom | 225906 | Bedroom | 0.00029634
Table | Incandescent |  | Decorative | 3 | 60 | Bedroom | 225906 | Bedroom | 0.00029634
Ceiling Fixture | Incandescent |  | Standard A Lamp | 4 | 60 | Bedroom | 225907 | Bedroom | 0.00029634
Table | Incandescent |  | Standard A Lamp | 1 | 60 | Bedroom | 225907 | Bedroom | 0.00029634
Ceiling Fan | Incandescent |  | Standard A Lamp | 4 | 60 | Master Bedroom | 225908 | Master Bedroom | 0.00029634
Table | Incandescent |  | Standard A Lamp | 1 | 150 | Master Bedroom | 225908 | Master Bedroom | 0.00029634
Torchiere | Incandescent |  | Standard A Lamp | 1 | 100 | Family Room | 225909 | Family Room | 0.00029634
Table | Incandescent |  | Standard A Lamp | 1 | 150 | Family Room | 225909 | Family Room | 0.00029634
Table | Incandescent |  | Standard A Lamp | 1 | 75 | Family Room | 225909 | Family Room | 0.00029634
Table | Compact Fluorescent |  | Twist | 1 | 22 | Family Room | 225909 | Family Room | 0.00029634
Table | Incandescent |  | Standard A Lamp | 1 | 25 | Family Room | 225909 | Family Room | 0.00029634
Chandelier (Hanging) | Incandescent |  | Decorative | 5 | 60 | Family Room | 225909 | Family Room | 0.00029634
Ceiling Fixture | Incandescent |  | Standard A Lamp | 1 | 100 | Garage | 2259010 | Garage | 0.00029634
Garage door opener | Incandescent |  | Standard A Lamp | 1 | 60 | Garage | 2259010 | Garage | 0.00029634
Ceiling Fixture | Incandescent |  | Standard A Lamp | 2 | 60 | Hall | 2259011 | Hall | 0.00029634
Ceiling Fan | Incandescent |  | Standard A Lamp | 3 | 75 | Living Room | 2259012 | Living Room | 0.00029634
Ceiling Fixture | Incandescent |  | Standard A Lamp | 1 | 60 | Living Room | 2259012 | Living Room | 0.00029634
Floor lamp | Compact Fluorescent |  | Pin base | 1 | 22 | Living Room | 2259012 | Living Room | 0.00029634
Table | Incandescent |  | Standard A Lamp | 1 | 100 | Living Room | 2259012 | Living Room | 0.00029634
Ceiling Fixture | Incandescent |  | Standard A Lamp | 1 | 100 | Bathroom | 2259013 | Bathroom | 0.00029634
Wall Mount | Incandescent |  | Standard A Lamp | 2 | 60 | Bathroom | 2259013 | Bathroom | 0.00029634
Ceiling Fixture | Incandescent |  | Standard A Lamp | 2 | 60 | Office | 2259014 | Office | 0.00029634
Table | Incandescent |  | Standard A Lamp | 1 | 100 | Office | 2259014 | Office | 0.00029634
Wall Mount | Incandescent |  | Standard A Lamp | 4 | 60 | Bathroom | 2259015 | Bathroom | 0.00029634
Ceiling Fixture | Incandescent |  | Standard A Lamp | 2 | 60 | Laundry Room | 2259016 | Laundry Room | 0.00029634
Ceiling Fixture | Incandescent |  | Standard A Lamp | 1 | 100 | Other | 2259017 | Other | 0.00029634
Ceiling Fixture | Linear Fluorescent | 48 | T-12 | 2 | 40 | Other | 2259017 | Other | 0.00029634
Ceiling Fan | Incandescent |  | Standard A Lamp | 3 | 60 | Hall | 2259018 | Hall | 0.00029634
Wall Mount | Compact Fluorescent |  | Twist | 3 | 22 | Bathroom | 225971 | Bathroom | 0.0020539
Ceiling Fixture | Incandescent |  | Standard A Lamp | 1 | 60 | Bedroom | 225972 | Bedroom | 0.0020539
Table | Incandescent |  | Standard A Lamp | 1 | 60 | Bedroom | 225972 | Bedroom | 0.0020539
Ceiling Fixture | Incandescent |  | Standard A Lamp | 1 | 60 | Bedroom | 225973 | Bedroom | 0.0020539
Ceiling Fixture | Linear Fluorescent | 48 | T-8 | 2 | 32 | Garage | 225974 | Garage | 0.0020539
Ceiling Fixture | Incandescent |  | Standard A Lamp | 1 | 60 | Hall | 225975 | Hall | 0.0020539
Chandelier (Hanging) | Compact Fluorescent |  | Twist | 3 | 15 | Kitchen | 225976 | Kitchen | 0.0020539
Ceiling Fixture | Linear Fluorescent | 48 | T-8 | 2 | 32 | Kitchen | 225976 | Kitchen | 0.0020539
Floor lamp | Compact Fluorescent |  | Twist | 1 | 22 | Living Room | 225977 | Living Room | 0.0020539
Ceiling Fixture | Incandescent |  | Standard A Lamp | 1 | 60 | Master Bedroom | 225978 | Master Bedroom | 0.0020539
Table | Incandescent |  | Standard A Lamp | 1 | 60 | Master Bedroom | 225978 | Master Bedroom | 0.0020539
Ceiling Fixture | Incandescent |  | Standard A Lamp | 1 | 60 | Other | 225981 | Other | 0.00052955
Wall Mount | Incandescent |  | Globe | 4 | 60 | Bathroom | 225982 | Bathroom | 0.00052955
Ceiling Fixture | Incandescent |  | Standard A Lamp | 1 | 60 | Closet | 225983 | Closet | 0.00052955
Ceiling Fixture | Incandescent |  | Standard A Lamp | 1 | 60 | Closet | 225984 | Closet | 0.00052955
Recessed Can | Incandescent |  | Standard A Lamp | 1 | 60 | Closet | 225985 | Closet | 0.00052955
Recessed Can | Incandescent |  | Reflector | 1 | 75 | Other | 225986 | Other | 0.00052955
Ceiling Fixture | Incandescent |  | Standard A Lamp | 1 | 60 | Garage | 225987 | Garage | 0.00052955
Chandelier (Hanging) | Halogen |  | PAR | 1 | 30 | Kitchen | 225988 | Kitchen | 0.00052955
Recessed Can | Incandescent |  | Reflector | 1 | 75 | Kitchen | 225988 | Kitchen | 0.00052955
Recessed Can | Incandescent |  | Reflector | 1 | 60 | Laundry Room | 225989 | Laundry Room | 0.00052955
Recessed Can | Incandescent |  | Reflector | 1 | 60 | Living Room | 2259810 | Living Room | 0.00052955
Recessed Can | Incandescent |  | Reflector | 1 | 75 | Living Room | 2259810 | Living Room | 0.00052955
Wall Mount | Incandescent |  | Decorative | 1 | 40 | Living Room | 2259810 | Living Room | 0.00052955
Floor lamp | Incandescent |  | Standard A Lamp | 1 | 75 | Living Room | 2259810 | Living Room | 0.00052955
Floor lamp | Incandescent |  | Standard A Lamp | 2 | 60 | Living Room | 2259810 | Living Room | 0.00052955
Floor lamp | Incandescent |  | Decorative | 4 | 60 | Living Room | 2259810 | Living Room | 0.00052955
Chandelier (Hanging) | Incandescent |  | Globe | 1 | 60 | Living Room | 2259810 | Living Room | 0.00052955
Wall Mount | Incandescent |  | Globe | 8 | 60 | Bathroom | 2259811 | Bathroom | 0.00052955
Recessed Can | Incandescent |  | Reflector | 1 | 75 | Bathroom | 2259811 | Bathroom | 0.00052955
Recessed Can | Incandescent |  | Standard A Lamp | 1 | 75 | Bathroom | 2259811 | Bathroom | 0.00052955
Recessed Can | Incandescent |  | Reflector | 1 | 60 | Master Bedroom | 2259812 | Master Bedroom | 0.00052955
Ceiling Fixture | Incandescent |  | Standard A Lamp | 3 | 60 | Master Bedroom | 2259812 | Master Bedroom | 0.00052955
Recessed Can | Incandescent |  | Reflector | 1 | 60 | Master Bedroom | 2259812 | Master Bedroom | 0.00052955
Ceiling Fixture | Incandescent |  | Standard A Lamp | 2 | 60 | Closet | 2259813 | Closet | 0.00052955
Track | Halogen |  | MR | 8 | 15 | Other | 2259814 | Other | 0.00052955
Recessed Can | Incandescent |  | Reflector | 1 | 60 | Other | 2259815 | Other | 0.00052955
Wall Mount | Incandescent |  | Globe | 6 | 60 | Bathroom | 2259816 | Bathroom | 0.00052955
Recessed Can | Incandescent |  | Reflector | 1 | 75 | Bedroom | 2259817 | Bedroom | 0.00052955
Table | Incandescent |  | Standard A Lamp | 1 | 75 | Bedroom | 2259817 | Bedroom | 0.00052955
Floor lamp | Halogen |  | Quartz Tube | 1 | 300 | Bedroom | 2259817 | Bedroom | 0.00052955
Recessed Can | Incandescent |  | Reflector | 1 | 60 | Bedroom | 2259818 | Bedroom | 0.00052955
Table | Incandescent |  | Standard A Lamp | 1 | 75 | Bedroom | 2259818 | Bedroom | 0.00052955
Wall Mount | Incandescent |  | Standard A Lamp | 1 | 60 | Closet | 2259819 | Closet | 0.00052955
Track | Halogen |  | MR | 3 | 15 | Office | 2259820 | Office | 0.00052955
Ceiling Fan | Incandescent |  | Standard A Lamp | 1 | 60 | Office | 2259820 | Office | 0.00052955
Recessed Can | Incandescent |  | Reflector | 1 | 60 | Office | 2259820 | Office | 0.00052955
Ceiling Fixture | Incandescent |  | Standard A Lamp | 2 | 40 | Bedroom | 226021 | Bedroom | 0.00047324
Ceiling Fixture | Linear Fluorescent | 48 | T-12 | 4 | 40 | Laundry Room | 226022 | Laundry Room | 0.00047324
Ceiling Fixture | Incandescent |  | Standard A Lamp | 1 | 60 | Garage | 226023 | Garage | 0.00047324
Ceiling Fixture | Incandescent |  | Standard A Lamp | 1 | 60 | Master Bedroom | 226024 | Master Bedroom | 0.00047324
Table | Incandescent |  | Standard A Lamp | 1 | 40 | Master Bedroom | 226024 | Master Bedroom | 0.00047324
Ceiling Fan | Incandescent |  | Clear | 3 | 60 | Master Bedroom | 226024 | Master Bedroom | 0.00047324
Ceiling Fixture | Incandescent |  | Standard A Lamp | 2 | 60 | Closet | 226025 | Closet | 0.00047324
Recessed Can | Compact Fluorescent |  | Flood | 1 | 15 | Bathroom | 226026 | Bathroom | 0.00047324
Wall Mount | Incandescent |  | Standard A Lamp | 2 | 60 | Bathroom | 226026 | Bathroom | 0.00047324
Ceiling Fixture | Incandescent |  | Standard A Lamp | 2 | 40 | Hall | 226027 | Hall | 0.00047324
Ceiling Fixture | Incandescent |  | Standard A Lamp | 2 | 60 | Bedroom | 226028 | Bedroom | 0.00047324
Ceiling Fixture | Incandescent |  | Standard A Lamp | 2 | 60 | Bedroom | 226029 | Bedroom | 0.00047324
Table | Incandescent |  | Mini base | 1 | 40 | Bedroom | 226029 | Bedroom | 0.00047324
Ceiling Fixture | Incandescent |  | Standard A Lamp | 1 | 60 | Other | 2260210 | Other | 0.00047324
Ceiling Fixture | Incandescent |  | Standard A Lamp | 2 | 60 | Family Room | 2260211 | Family Room | 0.00047324
Ceiling Fixture | Incandescent |  | Standard A Lamp | 2 | 60 | Hall | 2260212 | Hall | 0.00047324
Wall Mount | Incandescent |  | Standard A Lamp | 4 | 40 | Bathroom | 2260213 | Bathroom | 0.00047324
Ceiling Fixture | Incandescent |  | Standard A Lamp | 1 | 40 | Bathroom | 2260213 | Bathroom | 0.00047324
Ceiling Fixture | Incandescent |  | Standard A Lamp | 2 | 40 | Bedroom | 2260214 | Bedroom | 0.00047324
Floor lamp | Incandescent |  | Mini base | 5 | 25 | Bedroom | 2260214 | Bedroom | 0.00047324
Track | Incandescent |  | Reflector | 2 | 60 | Bedroom | 2260215 | Bedroom | 0.00047324
Ceiling Fixture | Incandescent |  | Standard A Lamp | 2 | 40 | Bedroom | 2260215 | Bedroom | 0.00047324
Table | Incandescent |  | Standard A Lamp | 1 | 40 | Bedroom | 2260215 | Bedroom | 0.00047324
Wall Mount | Incandescent |  | Standard A Lamp | 4 | 60 | Bathroom | 2260216 | Bathroom | 0.00047324
Ceiling Fixture | Incandescent |  | Standard A Lamp | 1 | 60 | Bedroom | 2260217 | Bedroom | 0.00047324
Floor lamp | Incandescent |  | Standard A Lamp | 1 | 100 | Bedroom | 2260217 | Bedroom | 0.00047324
Floor lamp | Incandescent |  | Standard A Lamp | 1 | 40 | Bedroom | 2260217 | Bedroom | 0.00047324
Recessed Can | Incandescent |  | Reflector | 1 | 75 | Hall | 2260218 | Hall | 0.00047324
Chandelier (Hanging) | Incandescent |  | Decorative | 5 | 60 | Dining Room | 2260219 | Dining Room | 0.00047324
Ceiling Fixture | Linear Fluorescent | 48 | T-12 | 4 | 40 | Kitchen | 2260220 | Kitchen | 0.00047324
Floor lamp | Incandescent |  | Mini base | 5 | 40 | Living Room | 2260221 | Living Room | 0.00047324
Ceiling Fan | Incandescent |  | Standard A Lamp | 3 | 60 | Living Room | 2260221 | Living Room | 0.00047324
Ceiling Fixture | Incandescent |  | Standard A Lamp | 2 | 60 | Hall | 2260222 | Hall | 0.00047324
Ceiling Fixture | Compact Fluorescent |  | Twist | 1 | 15 | Bathroom | 226071 | Bathroom | 0.00040077
Wall Mount | Compact Fluorescent |  | Twist | 2 | 22 | Bathroom | 226071 | Bathroom | 0.00040077
Wall Mount | Compact Fluorescent |  | Twist | 3 | 15 | Bathroom | 226072 | Bathroom | 0.00040077
Ceiling Fan | Incandescent |  | Globe | 1 | 60 | Bedroom | 226073 | Bedroom | 0.00040077
Table | Incandescent |  | Decorative | 1 | 25 | Bedroom | 226073 | Bedroom | 0.00040077
Ceiling Fixture | Compact Fluorescent |  | Twist | 2 | 15 | Bedroom | 226074 | Bedroom | 0.00040077
Ceiling Fixture | Compact Fluorescent |  | Twist | 2 | 15 | Bedroom | 226075 | Bedroom | 0.00040077
Floor lamp | Compact Fluorescent |  | Twist | 1 | 22 | Bedroom | 226075 | Bedroom | 0.00040077
Ceiling Fixture | Compact Fluorescent |  | Twist | 1 | 15 | Closet | 226076 | Closet | 0.00040077
Ceiling Fixture | Compact Fluorescent |  | Twist | 1 | 15 | Garage | 226077 | Garage | 0.00040077
Other | Compact Fluorescent |  | Twist | 1 | 15 | Garage | 226077 | Garage | 0.00040077
Ceiling Fixture | Compact Fluorescent |  | A shape bulb | 1 | 22 | Hall | 226078 | Hall | 0.00040077
Ceiling Fixture | Linear Fluorescent | 48 | T-8 | 3 | 32 | Kitchen | 226079 | Kitchen | 0.00040077
Ceiling Fan | Compact Fluorescent |  | Twist | 2 | 15 | Kitchen | 226079 | Kitchen | 0.00040077
Track | Halogen |  | PAR | 2 | 20 | Kitchen | 226079 | Kitchen | 0.00040077
Ceiling Fixture | Compact Fluorescent |  | Twist | 2 | 15 | Kitchen | 226079 | Kitchen | 0.00040077
Table | Compact Fluorescent |  | Twist | 1 | 15 | Living Room | 2260710 | Living Room | 0.00040077
Ceiling Fixture | Incandescent |  | Standard A Lamp | 2 | 90 | Bedroom | 226121 | Bedroom | 0.00094081
Table | Incandescent |  | Standard A Lamp | 3 | 25 | Bedroom | 226121 | Bedroom | 0.00094081
Wall Mount | Incandescent |  | Standard A Lamp | 4 | 90 | Bathroom | 226122 | Bathroom | 0.00094081
Ceiling Fixture | Compact Fluorescent |  | Twist | 2 | 22 | Bedroom | 226123 | Bedroom | 0.00094081
Table | Incandescent |  | Clear | 2 | 40 | Bedroom | 226123 | Bedroom | 0.00094081
Ceiling Fixture | Incandescent |  | Standard A Lamp | 2 | 75 | Bedroom | 226124 | Bedroom | 0.00094081
Ceiling Fixture | Linear Fluorescent | 48 | T-8 | 2 | 32 | Garage | 226125 | Garage | 0.00094081
Garage door opener | Incandescent |  | Clear | 1 | 60 | Garage | 226125 | Garage | 0.00094081
Ceiling Fixture | Incandescent |  | Standard A Lamp | 1 | 75 | Hall | 226126 | Hall | 0.00094081
Ceiling Fixture | Compact Fluorescent |  | Twist | 1 | 22 | Hall | 226126 | Hall | 0.00094081
Ceiling Fixture | Compact Fluorescent |  | Twist | 2 | 22 | Dining Room | 226127 | Dining Room | 0.00094081
Table | Incandescent |  | Standard A Lamp | 1 | 75 | Family Room | 226128 | Family Room | 0.00094081
Chandelier (Hanging) | Incandescent |  | Decorative | 6 | 65 | Family Room | 226128 | Family Room | 0.00094081
Ceiling Fixture | Incandescent |  | Standard A Lamp | 3 | 75 | Living Room | 226129 | Living Room | 0.00094081
Table | Incandescent |  | 3-Way Incandescent | 1 | 100 | Living Room | 226129 | Living Room | 0.00094081
Ceiling Fixture | Incandescent |  | Standard A Lamp | 1 | 75 | Kitchen | 2261210 | Kitchen | 0.00094081
Ceiling Fixture | Compact Fluorescent |  | Twist | 1 | 22 | Kitchen | 2261210 | Kitchen | 0.00094081
Other | Incandescent |  | Clear | 1 | 40 | Kitchen | 2261210 | Kitchen | 0.00094081
Ceiling Fixture | Incandescent |  | Standard A Lamp | 1 | 75 | Laundry Room | 2261211 | Laundry Room | 0.00094081
Wall Mount | Incandescent |  | Clear | 5 | 75 | Bathroom | 2261212 | Bathroom | 0.00094081
Ceiling Fixture | Incandescent |  | Clear | 1 | 75 | Bathroom | 2261212 | Bathroom | 0.00094081
Ceiling Fixture | Compact Fluorescent |  | Twist | 1 | 22 | Bathroom | 2261212 | Bathroom | 0.00094081
Ceiling Fixture | Incandescent |  | Standard A Lamp | 3 | 75 | Master Bedroom | 2261213 | Master Bedroom | 0.00094081
Wall Mount | Incandescent |  | Decorative | 1 | 75 | Master Bedroom | 2261213 | Master Bedroom | 0.00094081
Table | Incandescent |  | Standard A Lamp | 2 | 75 | Master Bedroom | 2261213 | Master Bedroom | 0.00094081
Wall Mount | Incandescent |  | Globe | 4 | 60 | Bathroom | 226151 | Bathroom | 0.00052955
Ceiling Fixture | Incandescent |  | Standard A Lamp | 1 | 60 | Bathroom | 226151 | Bathroom | 0.00052955
Ceiling Fixture | Incandescent |  | Standard A Lamp | 2 | 75 | Bedroom | 226152 | Bedroom | 0.00052955
Table | Incandescent |  | Standard A Lamp | 1 | 60 | Bedroom | 226152 | Bedroom | 0.00052955
Ceiling Fixture | Incandescent |  | Standard A Lamp | 2 | 60 | Closet | 226153 | Closet | 0.00052955
Chandelier (Hanging) | Incandescent |  | Mini base | 5 | 60 | Dining Room | 226154 | Dining Room | 0.00052955
Table | Compact Fluorescent |  | Twist | 1 | 14 | Dining Room | 226154 | Dining Room | 0.00052955
Floor lamp | Incandescent |  | Standard A Lamp | 1 | 60 | Dining Room | 226154 | Dining Room | 0.00052955
Recessed Can | Incandescent |  | Reflector | 1 | 65 | Dining Room | 226154 | Dining Room | 0.00052955
Chandelier (Hanging) | Compact Fluorescent |  | Twist | 1 | 14 | Dining Room | 226154 | Dining Room | 0.00052955
Recessed Can | Incandescent |  | Reflector | 1 | 65 | Hall | 226155 | Hall | 0.00052955
Recessed Can | Incandescent |  | Reflector | 1 | 65 | Kitchen | 226156 | Kitchen | 0.00052955
Ceiling Fixture | Linear Fluorescent | 48 | T-8 | 2 | 32 | Laundry Room | 226157 | Laundry Room | 0.00052955
Table | Incandescent |  | 3-Way Incandescent | 1 | 100 | Living Room | 226158 | Living Room | 0.00052955
Table | Incandescent |  | Standard A Lamp | 1 | 60 | Living Room | 226158 | Living Room | 0.00052955
Recessed Can | Incandescent |  | Reflector | 1 | 65 | Living Room | 226158 | Living Room | 0.00052955
Wall Mount | Incandescent |  | Globe | 6 | 60 | Bathroom | 226159 | Bathroom | 0.00052955
Ceiling Fixture | Incandescent |  | Standard A Lamp | 1 | 60 | Bathroom | 226159 | Bathroom | 0.00052955
Table | Compact Fluorescent |  | Twist | 1 | 14 | Master Bedroom | 2261510 | Master Bedroom | 0.00052955
Floor lamp | Incandescent |  | Standard A Lamp | 1 | 60 | Master Bedroom | 2261510 | Master Bedroom | 0.00052955
Ceiling Fixture | Incandescent |  | Standard A Lamp | 2 | 60 | Closet | 2261511 | Closet | 0.00052955
Wall Mount | Incandescent |  | Globe | 4 | 40 | Bathroom | 226181 | Bathroom | 0.00052955
Ceiling Fixture | Incandescent |  | Standard A Lamp | 3 | 65 | Bedroom | 226182 | Bedroom | 0.00052955
Ceiling Fixture | Incandescent |  | Standard A Lamp | 2 | 60 | Bedroom | 226183 | Bedroom | 0.00052955
Table | Incandescent |  | Standard A Lamp | 1 | 40 | Bedroom | 226183 | Bedroom | 0.00052955
Ceiling Fixture | Linear Fluorescent | 48 | T-8 | 2 | 32 | Dining Room | 226184 | Dining Room | 0.00052955
Table | Incandescent |  | 3-Way Incandescent | 1 | 75 | Dining Room | 226184 | Dining Room | 0.00052955
Ceiling Fixture | Linear Fluorescent | 48 | T-8 | 2 | 32 | Kitchen | 226185 | Kitchen | 0.00052955
Ceiling Fan | Incandescent |  | Standard A Lamp | 1 | 100 | Living Room | 226186 | Living Room | 0.00052955
Table | Incandescent |  | Standard A Lamp | 1 | 60 | Living Room | 226186 | Living Room | 0.00052955
Torchiere | Incandescent |  | Standard A Lamp | 1 | 65 | Living Room | 226186 | Living Room | 0.00052955
Ceiling Fixture | Compact Fluorescent |  | Twist | 1 | 15 | Hall | 226187 | Hall | 0.00052955
Ceiling Fixture | Compact Fluorescent |  | Twist | 2 | 13 | Bedroom | 226201 | Bedroom | 0.0005169
Floor lamp | Compact Fluorescent |  | Twist | 1 | 13 | Bedroom | 226201 | Bedroom | 0.0005169
Ceiling Fixture | Compact Fluorescent |  | Twist | 1 | 13 | Bedroom | 226201 | Bedroom | 0.0005169
Ceiling Fixture | Compact Fluorescent |  | Twist | 3 | 23 | Bedroom | 226202 | Bedroom | 0.0005169
Ceiling Fixture | Compact Fluorescent |  | Twist | 1 | 13 | Bedroom | 226202 | Bedroom | 0.0005169
Ceiling Fan | Compact Fluorescent |  | Twist | 1 | 13 | Dining Room | 226203 | Dining Room | 0.0005169
Ceiling Fan | Incandescent |  | Standard A Lamp | 1 | 40 | Dining Room | 226203 | Dining Room | 0.0005169
Wall Mount | Compact Fluorescent |  | Twist | 3 | 23 | Bathroom | 226204 | Bathroom | 0.0005169
Ceiling Fixture | Incandescent |  | Standard A Lamp | 1 | 40 | Bathroom | 226204 | Bathroom | 0.0005169
Recessed Can | Compact Fluorescent |  | Twist | 1 | 13 | Bathroom | 226204 | Bathroom | 0.0005169
Ceiling Fixture | Compact Fluorescent |  | Twist | 3 | 13 | Family Room | 226205 | Family Room | 0.0005169
Chandelier (Hanging) | Incandescent |  | Globe | 3 | 40 | Other | 226206 | Other | 0.0005169
Ceiling Fixture | Incandescent |  | Standard A Lamp | 2 | 60 | Hall | 226207 | Hall | 0.0005169
Ceiling Fixture | Linear Fluorescent | 48 | T-12 | 4 | 40 | Garage | 226208 | Garage | 0.0005169
Ceiling Fan | Incandescent |  | Standard A Lamp | 2 | 100 | Kitchen | 226209 | Kitchen | 0.0005169
Recessed Can | Incandescent |  | Reflector | 1 | 65 | Kitchen | 226209 | Kitchen | 0.0005169
Ceiling Fixture | Compact Fluorescent |  | Globe | 1 | 15 | Laundry Room | 2262010 | Laundry Room | 0.0005169
Floor lamp | Incandescent |  | Standard A Lamp | 1 | 100 | Living Room | 2262011 | Living Room | 0.0005169
Floor lamp | Compact Fluorescent |  | Twist | 1 | 23 | Living Room | 2262011 | Living Room | 0.0005169
Ceiling Fixture | Compact Fluorescent |  | Twist | 1 | 23 | Bathroom | 2262012 | Bathroom | 0.0005169
Ceiling Fixture | Compact Fluorescent |  | Globe | 1 | 15 | Bathroom | 2262012 | Bathroom | 0.0005169
Ceiling Fan | Incandescent |  | Standard A Lamp | 3 | 60 | Master Bedroom | 2262013 | Master Bedroom | 0.0005169
Ceiling Fixture | Compact Fluorescent |  | Twist | 1 | 13 | Master Bedroom | 2262013 | Master Bedroom | 0.0005169
Ceiling Fixture | Compact Fluorescent |  | Twist | 2 | 23 | Office | 2262014 | Office | 0.0005169
Floor lamp | Compact Fluorescent |  | Twist | 1 | 13 | Office | 2262014 | Office | 0.0005169
Floor lamp | Incandescent |  | Standard A Lamp | 1 | 60 | Office | 2262014 | Office | 0.0005169
Ceiling Fixture | Compact Fluorescent |  | Twist | 1 | 23 | Other | 2262015 | Other | 0.0005169
Ceiling Fixture | Incandescent |  | Standard A Lamp | 1 | 60 | Bedroom | 2262016 | Bedroom | 0.0005169
Ceiling Fixture | Compact Fluorescent |  | Twist | 1 | 13 | Bedroom | 2262016 | Bedroom | 0.0005169
Chandelier (Hanging) | Compact Fluorescent |  | Twist | 1 | 23 | Hall | 2262017 | Hall | 0.0005169
Ceiling Fixture | Incandescent |  | Standard A Lamp | 1 | 100 | Bathroom | 2262018 | Bathroom | 0.0005169
Ceiling Fixture | Compact Fluorescent |  | Twist | 2 | 13 | Hall | 2262019 | Hall | 0.0005169
Ceiling Fixture | Compact Fluorescent |  | Twist | 2 | 23 | Other | 2262020 | Other | 0.0005169
Ceiling Fan | Incandescent |  | Standard A Lamp | 4 | 60 | Other | 226251 | Other | 0.00047324
Ceiling Fixture | Incandescent |  | Standard A Lamp | 1 | 60 | Bathroom | 226252 | Bathroom | 0.00047324
Ceiling Fixture | Compact Fluorescent |  | Twist | 1 | 15 | Bathroom | 226253 | Bathroom | 0.00047324
Wall Mount | Incandescent |  | Globe | 6 | 60 | Bathroom | 226253 | Bathroom | 0.00047324
Table | Halogen |  | PAR | 4 | 40 | Bathroom | 226254 | Bathroom | 0.00047324
Ceiling Fixture | Compact Fluorescent |  | Twist | 1 | 15 | Bathroom | 226254 | Bathroom | 0.00047324
Ceiling Fan | Incandescent |  | Standard A Lamp | 3 | 40 | Bedroom | 226255 | Bedroom | 0.00047324
Table | Compact Fluorescent |  | Twist | 1 | 15 | Bedroom | 226255 | Bedroom | 0.00047324
Table | Compact Fluorescent |  | Twist | 1 | 15 | Bedroom | 226256 | Bedroom | 0.00047324
Ceiling Fan | Compact Fluorescent |  | Twist | 1 | 15 | Bedroom | 226256 | Bedroom | 0.00047324
Ceiling Fixture | Incandescent |  | Standard A Lamp | 2 | 60 | Bedroom | 226257 | Bedroom | 0.00047324
Floor lamp | Incandescent |  | Standard A Lamp | 1 | 60 | Bedroom | 226257 | Bedroom | 0.00047324
Ceiling Fan | Incandescent |  | Standard A Lamp | 3 | 40 | Bedroom | 226258 | Bedroom | 0.00047324
Ceiling Fixture | Linear Fluorescent | 48 | T-12 | 2 | 40 | Garage | 226259 | Garage | 0.00047324
Ceiling Fixture | Compact Fluorescent |  | Twist | 1 | 15 | Hall | 2262510 | Hall | 0.00047324
Recessed Can | Incandescent |  | Reflector | 1 | 60 | Hall | 2262510 | Hall | 0.00047324
Chandelier (Hanging) | Compact Fluorescent |  | Twist | 3 | 15 | Kitchen | 2262511 | Kitchen | 0.00047324
Ceiling Fixture | Linear Fluorescent | 48 | T-12 | 2 | 40 | Kitchen | 2262511 | Kitchen | 0.00047324
Ceiling Fixture | Compact Fluorescent |  | Twist | 1 | 15 | Kitchen | 2262511 | Kitchen | 0.00047324
Track | Halogen |  | PAR | 3 | 40 | Kitchen | 2262511 | Kitchen | 0.00047324
Recessed Can | Incandescent |  | Reflector | 1 | 65 | Living Room | 2262512 | Living Room | 0.00047324
Table | Compact Fluorescent |  | Twist | 1 | 15 | Living Room | 2262512 | Living Room | 0.00047324
Wall Mount | Incandescent |  | Standard A Lamp | 3 | 60 | Bathroom | 226271 | Bathroom | 0.00052955
Ceiling Fixture | Incandescent |  | Standard A Lamp | 1 | 60 | Bathroom | 226271 | Bathroom | 0.00052955
Ceiling Fixture | Incandescent |  | Standard A Lamp | 2 | 60 | Bedroom | 226272 | Bedroom | 0.00052955
Ceiling Fixture | Incandescent |  | Standard A Lamp | 1 | 60 | Living Room | 226273 | Living Room | 0.00052955
Ceiling Fixture | Incandescent |  | Standard A Lamp | 1 | 40 | Other | 226274 | Other | 0.00052955
Wall Mount | Incandescent |  | Decorative | 1 | 25 | Other | 226321 | Other | 0.00028447
Table | Incandescent |  | Standard A Lamp | 1 | 40 | Other | 226321 | Other | 0.00028447
Ceiling Fixture | Incandescent |  | Standard A Lamp | 1 | 40 | Bathroom | 226322 | Bathroom | 0.00028447
Table | Incandescent |  | Decorative | 1 | 40 | Bathroom | 226322 | Bathroom | 0.00028447
Table | Incandescent |  | Standard A Lamp | 1 | 40 | Bedroom | 226323 | Bedroom | 0.00028447
Table | Incandescent |  | Decorative | 1 | 25 | Bedroom | 226323 | Bedroom | 0.00028447
Wall Mount | Incandescent |  | Standard A Lamp | 1 | 40 | Bedroom | 226323 | Bedroom | 0.00028447
Ceiling Fan | Incandescent |  | Standard A Lamp | 1 | 25 | Bedroom | 226324 | Bedroom | 0.00028447
Table | Incandescent |  | Decorative | 1 | 40 | Bedroom | 226324 | Bedroom | 0.00028447
Chandelier (Hanging) | Incandescent |  | Standard A Lamp | 1 | 25 | Bedroom | 226324 | Bedroom | 0.00028447
Floor lamp | Incandescent |  | Standard A Lamp | 1 | 40 | Bedroom | 226324 | Bedroom | 0.00028447
Ceiling Fixture | Incandescent |  | Standard A Lamp | 1 | 40 | Closet | 226325 | Closet | 0.00028447
Floor lamp | Incandescent |  | Standard A Lamp | 1 | 60 | Living Room | 226326 | Living Room | 0.00028447
Floor lamp | Incandescent |  | Standard A Lamp | 1 | 40 | Living Room | 226326 | Living Room | 0.00028447
Table | Incandescent |  | Standard A Lamp | 1 | 25 | Living Room | 226326 | Living Room | 0.00028447
Table | Incandescent |  | Standard A Lamp | 1 | 40 | Living Room | 226326 | Living Room | 0.00028447
Floor lamp | Incandescent |  | Standard A Lamp | 1 | 15 | Living Room | 226326 | Living Room | 0.00028447
Ceiling Fan | Incandescent |  | Standard A Lamp | 1 | 60 | Living Room | 226326 | Living Room | 0.00028447
Table | Incandescent |  | Decorative | 1 | 40 | Living Room | 226326 | Living Room | 0.00028447
Floor lamp | Incandescent |  | Standard A Lamp | 1 | 15 | Hall | 226327 | Hall | 0.00028447
Floor lamp | Incandescent |  | Standard A Lamp | 1 | 60 | Hall | 226327 | Hall | 0.00028447
Table | Incandescent |  | Standard A Lamp | 1 | 40 | Hall | 226327 | Hall | 0.00028447
Floor lamp | Incandescent |  | Clear | 1 | 60 | Hall | 226327 | Hall | 0.00028447
Ceiling Fixture | Incandescent |  | Standard A Lamp | 1 | 40 | Hall | 226327 | Hall | 0.00028447
Table | Incandescent |  | Standard A Lamp | 2 | 40 | Hall | 226327 | Hall | 0.00028447
Table | Incandescent |  | Decorative | 1 | 25 | Kitchen | 226328 | Kitchen | 0.00028447
Table | Incandescent |  | Standard A Lamp | 1 | 25 | Kitchen | 226328 | Kitchen | 0.00028447
Wall Mount | Incandescent |  | Standard A Lamp | 1 | 25 | Kitchen | 226328 | Kitchen | 0.00028447
Ceiling Fixture | Incandescent |  | Standard A Lamp | 2 | 40 | Kitchen | 226328 | Kitchen | 0.00028447
Table | Incandescent |  | Decorative | 1 | 25 | Kitchen | 226328 | Kitchen | 0.00028447
Floor lamp | Incandescent |  | Standard A Lamp | 1 | 15 | Kitchen | 226328 | Kitchen | 0.00028447
Wall Mount | Incandescent |  | Standard A Lamp | 1 | 40 | Kitchen | 226328 | Kitchen | 0.00028447
Ceiling Fixture | Compact Fluorescent |  | Twist | 1 | 22 | Other | 226411 | Other | 0.00028447
Wall Mount | Compact Fluorescent |  | Twist | 1 | 22 | Bathroom | 226412 | Bathroom | 0.00028447
Wall Mount | Compact Fluorescent |  | Twist | 4 | 15 | Bathroom | 226413 | Bathroom | 0.00028447
Recessed Can | Compact Fluorescent |  | Reflector | 1 | 22 | Bathroom | 226413 | Bathroom | 0.00028447
Chandelier (Hanging) | Incandescent |  | Standard A Lamp | 3 | 60 | Bedroom | 226414 | Bedroom | 0.00028447
Architectural | Incandescent |  | Standard A Lamp | 4 | 60 | Bedroom | 226415 | Bedroom | 0.00028447
Ceiling Fan | Compact Fluorescent |  | Twist | 2 | 15 | Bedroom | 226416 | Bedroom | 0.00028447
Recessed Can | Incandescent |  | Reflector | 1 | 65 | Bedroom | 226416 | Bedroom | 0.00028447
Floor lamp | Incandescent |  | Reflector | 1 | 65 | Bedroom | 226416 | Bedroom | 0.00028447
Ceiling Fixture | Compact Fluorescent |  | Twist | 1 | 22 | Bedroom | 226417 | Bedroom | 0.00028447
Track | Incandescent |  | Clear | 4 | 40 | Closet | 226418 | Closet | 0.00028447
Track | Incandescent |  | Clear | 4 | 40 | Closet | 226419 | Closet | 0.00028447
Track | Incandescent |  | Clear | 3 | 40 | Closet | 2264110 | Closet | 0.00028447
Ceiling Fixture | Incandescent |  | Standard A Lamp | 3 | 60 | Other | 2264111 | Other | 0.00028447
Ceiling Fixture | Incandescent |  | Reflector | 1 | 65 | Other | 2264111 | Other | 0.00028447
Ceiling Fixture | Compact Fluorescent |  | Twist | 1 | 22 | Other | 2264112 | Other | 0.00028447
Garage door opener | Incandescent |  | Standard A Lamp | 1 | 60 | Garage | 2264113 | Garage | 0.00028447
Ceiling Fixture | Compact Fluorescent |  | Twist | 1 | 22 | Garage | 2264113 | Garage | 0.00028447
Recessed Can | Incandescent |  | Reflector | 1 | 65 | Hall | 2264114 | Hall | 0.00028447
Chandelier (Hanging) | Halogen |  | PAR | 1 | 50 | Kitchen | 2264115 | Kitchen | 0.00028447
Ceiling Fixture | Incandescent |  | Standard A Lamp | 2 | 60 | Laundry Room | 2264116 | Laundry Room | 0.00028447
Recessed Can | Incandescent |  | Reflector | 1 | 60 | Living Room | 2264117 | Living Room | 0.00028447
Ceiling Fan | Compact Fluorescent |  | Twist | 1 | 7 | Living Room | 2264117 | Living Room | 0.00028447
Table | Compact Fluorescent |  | Twist | 1 | 22 | Living Room | 2264117 | Living Room | 0.00028447
Wall Mount | Compact Fluorescent |  | Twist | 1 | 22 | Living Room | 2264117 | Living Room | 0.00028447
Recessed Can | Incandescent |  | Reflector | 1 | 65 | Bathroom | 2264118 | Bathroom | 0.00028447
Wall Mount | Compact Fluorescent |  | Twist | 4 | 22 | Bathroom | 2264118 | Bathroom | 0.00028447
Ceiling Fan | Incandescent |  | Standard A Lamp | 2 | 60 | Bedroom | 2264119 | Bedroom | 0.00028447
Table | Compact Fluorescent |  | Twist | 1 | 15 | Bedroom | 2264119 | Bedroom | 0.00028447
Recessed Can | Incandescent |  | Reflector | 1 | 65 | Bedroom | 2264119 | Bedroom | 0.00028447
Ceiling Fixture | Compact Fluorescent |  | Twist | 1 | 22 | Other | 2264120 | Other | 0.00028447
Recessed Can | Incandescent |  | Reflector | 1 | 65 | Office | 2264121 | Office | 0.00028447
Wall Mount | Compact Fluorescent |  | Twist | 1 | 15 | Closet | 2264122 | Closet | 0.00028447
Ceiling Fixture | Compact Fluorescent |  | Twist | 1 | 22 | Family Room | 2264123 | Family Room | 0.00028447
Wall Mount | Incandescent |  | Standard A Lamp | 1 | 60 | Other | 2264124 | Other | 0.00028447
Wall Mount | Incandescent |  | Standard A Lamp | 1 | 60 | Office | 2264125 | Office | 0.00028447
Wall Mount | Incandescent |  | Standard A Lamp | 1 | 40 | Office | 2264125 | Office | 0.00028447
Ceiling Fixture | Compact Fluorescent |  | Twist | 2 | 22 | Other | 2264126 | Other | 0.00028447
Ceiling Fan | Incandescent |  | Standard A Lamp | 1 | 75 | Office | 226491 | Office | 0.0004784
Table | Compact Fluorescent |  | Straight Tube | 1 | 28 | Office | 226491 | Office | 0.0004784
Wall Mount | Compact Fluorescent |  | Twist | 2 | 15 | Bathroom | 226492 | Bathroom | 0.0004784
Ceiling Fan | Incandescent |  | Standard A Lamp | 1 | 75 | Bedroom | 226493 | Bedroom | 0.0004784
Ceiling Fixture | Compact Fluorescent |  | Twist | 1 | 15 | Closet | 226494 | Closet | 0.0004784
Ceiling Fan | Incandescent |  | Standard A Lamp | 1 | 60 | Dining Room | 226495 | Dining Room | 0.0004784
Chandelier (Hanging) | Incandescent |  | Mini base | 3 | 25 | Hall | 226496 | Hall | 0.0004784
Low bay | Linear Fluorescent | 48 | T-12 | 2 | 40 | Garage | 226497 | Garage | 0.0004784
Ceiling Fixture | Compact Fluorescent |  | Twist | 1 | 15 | Garage | 226497 | Garage | 0.0004784
Garage door opener | Incandescent |  | Standard A Lamp | 1 | 40 | Garage | 226497 | Garage | 0.0004784
Table | Compact Fluorescent |  | Circline (Screw Base) | 1 | 28 | Garage | 226497 | Garage | 0.0004784
Ceiling Fixture | Compact Fluorescent |  | Twist | 2 | 15 | Hall | 226498 | Hall | 0.0004784
Chandelier (Hanging) | Compact Fluorescent |  | Twist | 1 | 15 | Kitchen | 226499 | Kitchen | 0.0004784
Wall Mount | Incandescent |  | Standard A Lamp | 1 | 60 | Kitchen | 226499 | Kitchen | 0.0004784
Wall Mount | Compact Fluorescent |  | A shape bulb | 2 | 15 | Kitchen | 226499 | Kitchen | 0.0004784
Other | Linear Fluorescent | 24 | T-5 | 1 | 16 | Kitchen | 226499 | Kitchen | 0.0004784
Other | Linear Fluorescent | 36 | T-5 | 1 | 32 | Kitchen | 226499 | Kitchen | 0.0004784
Wall Mount | Halogen |  | MR | 3 | 75 | Kitchen | 226499 | Kitchen | 0.0004784
Ceiling Fixture | Compact Fluorescent |  | Twist | 1 | 15 | Laundry Room | 2264910 | Laundry Room | 0.0004784
Recessed Can | Incandescent |  | Reflector | 1 | 65 | Living Room | 2264911 | Living Room | 0.0004784
Table | Compact Fluorescent |  | Twist | 1 | 15 | Living Room | 2264911 | Living Room | 0.0004784
Ceiling Fan | Incandescent |  | Standard A Lamp | 1 | 60 | Master Bedroom | 2264912 | Master Bedroom | 0.0004784
Table | Incandescent |  | Standard A Lamp | 1 | 60 | Master Bedroom | 2264912 | Master Bedroom | 0.0004784
Wall Mount | Compact Fluorescent |  | Twist | 3 | 15 | Bathroom | 2264913 | Bathroom | 0.0004784
Recessed Can | Incandescent |  | Reflector | 1 | 90 | Other | 2264914 | Other | 0.0004784
Recessed Can | Incandescent |  | Reflector | 1 | 125 | Bathroom | 226521 | Bathroom | 0.0005169
Wall Mount | Incandescent |  | Globe | 4 | 100 | Bathroom | 226521 | Bathroom | 0.0005169
Ceiling Fixture | Compact Fluorescent |  | Reflector | 1 | 22 | Bathroom | 226522 | Bathroom | 0.0005169
Wall Mount | Incandescent |  | Globe | 4 | 100 | Bathroom | 226522 | Bathroom | 0.0005169
Recessed Can | Compact Fluorescent |  | Reflector | 1 | 22 | Bathroom | 226523 | Bathroom | 0.0005169
Track | Compact Fluorescent |  | Twist | 3 | 15 | Bathroom | 226523 | Bathroom | 0.0005169
Wall Mount | Compact Fluorescent |  | Twist | 4 | 15 | Bathroom | 226523 | Bathroom | 0.0005169
Ceiling Fixture | Incandescent |  | Standard A Lamp | 3 | 60 | Bedroom | 226524 | Bedroom | 0.0005169
Table | Incandescent |  | Standard A Lamp | 1 | 40 | Bedroom | 226524 | Bedroom | 0.0005169
Ceiling Fixture | Compact Fluorescent |  | Twist | 3 | 15 | Office | 226525 | Office | 0.0005169
Table | Halogen |  | Quartz Tube | 1 | 50 | Office | 226525 | Office | 0.0005169
Ceiling Fan | Incandescent |  | Globe | 3 | 60 | Master Bedroom | 226526 | Master Bedroom | 0.0005169
Table | Incandescent |  | Decorative | 3 | 25 | Master Bedroom | 226526 | Master Bedroom | 0.0005169
Ceiling Fixture | Compact Fluorescent |  | Twist | 1 | 15 | Bedroom | 226527 | Bedroom | 0.0005169
Ceiling Fixture | Linear Fluorescent | 48 | T-12 | 2 | 40 | Closet | 226528 | Closet | 0.0005169
Chandelier (Hanging) | Incandescent |  | Decorative | 4 | 40 | Dining Room | 226529 | Dining Room | 0.0005169
Chandelier (Hanging) | Incandescent |  | Reflector | 1 | 60 | Dining Room | 226529 | Dining Room | 0.0005169
Table | Halogen |  | MR | 1 | 20 | Dining Room | 226529 | Dining Room | 0.0005169
Table | Compact Fluorescent |  | Straight Tube | 1 | 28 | Dining Room | 226529 | Dining Room | 0.0005169
Ceiling Fixture | Incandescent |  | Globe | 3 | 60 | Hall | 2265210 | Hall | 0.0005169
Ceiling Fixture | Incandescent |  | Globe | 1 | 60 | Hall | 2265210 | Hall | 0.0005169
Ceiling Fan | Incandescent |  | Globe | 3 | 60 | Hall | 2265210 | Hall | 0.0005169
Ceiling Fixture | Incandescent |  | Globe | 3 | 60 | Family Room | 2265211 | Family Room | 0.0005169
Wall Mount | Compact Fluorescent |  | Twist | 1 | 15 | Family Room | 2265211 | Family Room | 0.0005169
Floor lamp | Incandescent |  | Standard A Lamp | 1 | 40 | Family Room | 2265211 | Family Room | 0.0005169
Ceiling Fixture | Incandescent |  | Globe | 1 | 40 | Family Room | 2265211 | Family Room | 0.0005169
Ceiling Fixture | Linear Fluorescent | 48 | T-12 | 2 | 40 | Garage | 2265212 | Garage | 0.0005169
Ceiling Fixture | Linear Fluorescent | 48 | T-12 | 4 | 32 | Kitchen | 2265213 | Kitchen | 0.0005169
Recessed Can | Compact Fluorescent |  | Reflector | 1 | 22 | Kitchen | 2265213 | Kitchen | 0.0005169
Ceiling Fixture | Linear Fluorescent | 48 | T-12 | 4 | 32 | Laundry Room | 2265214 | Laundry Room | 0.0005169
Table | Halogen |  | MR | 1 | 20 | Laundry Room | 2265214 | Laundry Room | 0.0005169
Architectural | Linear Fluorescent | 18 | T-4 | 1 | 16 | Laundry Room | 2265214 | Laundry Room | 0.0005169
Table | Incandescent |  | 3-Way Incandescent | 1 | 100 | Living Room | 2265215 | Living Room | 0.0005169
Table | Incandescent |  | 3-Way Incandescent | 1 | 75 | Living Room | 2265215 | Living Room | 0.0005169
Floor lamp | Incandescent |  | 3-Way Incandescent | 1 | 200 | Living Room | 2265215 | Living Room | 0.0005169
Ceiling Fixture | Incandescent |  | Standard A Lamp | 3 | 60 | Living Room | 2265215 | Living Room | 0.0005169
Ceiling Fixture | Incandescent |  | Standard A Lamp | 2 | 60 | Living Room | 226631 | Living Room | 0.00047324
Ceiling Fixture | Incandescent |  | Standard A Lamp | 1 | 150 | Other | 226632 | Other | 0.00047324
Ceiling Fixture | Incandescent |  | Clear | 2 | 60 | Other | 226633 | Other | 0.00047324
Ceiling Fixture | Incandescent |  | Standard A Lamp | 1 | 100 | Bathroom | 226634 | Bathroom | 0.00047324
Ceiling Fixture | Incandescent |  | Standard A Lamp | 1 | 60 | Bedroom | 226635 | Bedroom | 0.00047324
Ceiling Fixture | Incandescent |  | Standard A Lamp | 1 | 100 | Hall | 226636 | Hall | 0.00047324
Ceiling Fixture | Incandescent |  | Standard A Lamp | 3 | 60 | Kitchen | 226637 | Kitchen | 0.00047324
Ceiling Fixture | Incandescent |  | Standard A Lamp | 2 | 60 | Laundry Room | 226638 | Laundry Room | 0.00047324
Ceiling Fixture | Incandescent |  | Standard A Lamp | 2 | 60 | Hall | 226639 | Hall | 0.00047324
Ceiling Fixture | Incandescent |  | Standard A Lamp | 1 | 40 | Bedroom | 2266310 | Bedroom | 0.00047324
Table | Linear Fluorescent | 24 | T-5 | 1 | 16 | Bedroom | 2266310 | Bedroom | 0.00047324
Ceiling Fixture | Incandescent |  | Standard A Lamp | 1 | 100 | Closet | 2266311 | Closet | 0.00047324
Ceiling Fixture | Incandescent |  | Standard A Lamp | 1 | 75 | Bedroom | 2266312 | Bedroom | 0.00047324
Ceiling Fixture | Incandescent |  | Standard A Lamp | 2 | 60 | Bedroom | 2266312 | Bedroom | 0.00047324
Wall Mount | Linear Fluorescent | 24 | T-5 | 1 | 16 | Bathroom | 2266313 | Bathroom | 0.00047324
Ceiling Fixture | Compact Fluorescent |  | Flood | 1 | 15 | Bathroom | 2266313 | Bathroom | 0.00047324
Ceiling Fixture | Incandescent |  | Clear | 2 | 60 | Family Room | 2266314 | Family Room | 0.00047324
Ceiling Fixture | Incandescent |  | Standard A Lamp | 1 | 60 | Bathroom | 226711 | Bathroom | 0.00040077
Ceiling Fixture | Incandescent |  | Standard A Lamp | 1 | 60 | Bedroom | 226712 | Bedroom | 0.00040077
Floor lamp | Incandescent |  | Standard A Lamp | 1 | 60 | Bedroom | 226713 | Bedroom | 0.00040077
Wall Mount | Incandescent |  | Standard A Lamp | 1 | 60 | Bedroom | 226714 | Bedroom | 0.00040077
Ceiling Fixture | Incandescent |  | Standard A Lamp | 1 | 60 | Closet | 226715 | Closet | 0.00040077
Floor lamp | Halogen |  | MR | 1 | 100 | Garage | 226716 | Garage | 0.00040077
Ceiling Fixture | Incandescent |  | Standard A Lamp | 1 | 60 | Hall | 226717 | Hall | 0.00040077
Ceiling Fixture | Incandescent |  | Standard A Lamp | 1 | 60 | Kitchen | 226718 | Kitchen | 0.00040077
Ceiling Fixture | Incandescent |  | Standard A Lamp | 1 | 60 | Laundry Room | 226719 | Laundry Room | 0.00040077
Ceiling Fan | Incandescent |  | Standard A Lamp | 1 | 60 | Living Room | 2267110 | Living Room | 0.00040077
Table | Incandescent |  | Standard A Lamp | 1 | 60 | Living Room | 2267110 | Living Room | 0.00040077
Ceiling Fixture | Incandescent |  | Standard A Lamp | 1 | 60 | Other | 2267111 | Other | 0.00040077
Recessed Can | Incandescent |  | Globe | 1 | 75 | Bathroom | 226731 | Bathroom | 0.00028447
Wall Mount | Compact Fluorescent |  | Twist | 2 | 15 | Bathroom | 226731 | Bathroom | 0.00028447
Wall Mount | Incandescent |  | Globe | 3 | 40 | Bathroom | 226732 | Bathroom | 0.00028447
Ceiling Fixture | Incandescent |  | Standard A Lamp | 1 | 60 | Bathroom | 226732 | Bathroom | 0.00028447
Wall Mount | Incandescent |  | Globe | 4 | 40 | Bathroom | 226733 | Bathroom | 0.00028447
Ceiling Fixture | Incandescent |  | Standard A Lamp | 1 | 60 | Bathroom | 226733 | Bathroom | 0.00028447
Ceiling Fixture | Incandescent |  | Standard A Lamp | 1 | 60 | Bathroom | 226734 | Bathroom | 0.00028447
Wall Mount | Compact Fluorescent |  | Twist | 1 | 15 | Bathroom | 226734 | Bathroom | 0.00028447
Chandelier (Hanging) | Compact Fluorescent |  | Twist | 4 | 15 | Bedroom | 226735 | Bedroom | 0.00028447
Table | Compact Fluorescent |  | Twist | 1 | 15 | Bedroom | 226735 | Bedroom | 0.00028447
Ceiling Fixture | Compact Fluorescent |  | Twist | 2 | 15 | Bedroom | 226736 | Bedroom | 0.00028447
Table | Compact Fluorescent |  | Pin base | 1 | 15 | Bedroom | 226736 | Bedroom | 0.00028447
Ceiling Fixture | Compact Fluorescent |  | Twist | 2 | 15 | Bedroom | 226737 | Bedroom | 0.00028447
Table | Compact Fluorescent |  | Twist | 1 | 15 | Bedroom | 226737 | Bedroom | 0.00028447
Recessed Can | Compact Fluorescent |  | Twist | 1 | 15 | Closet | 226738 | Closet | 0.00028447
Ceiling Fixture | Compact Fluorescent |  | Twist | 2 | 15 | Bathroom | 226739 | Bathroom | 0.00028447
Table | Compact Fluorescent |  | Twist | 1 | 15 | Bathroom | 226739 | Bathroom | 0.00028447
Chandelier (Hanging) | Compact Fluorescent |  | Twist | 4 | 15 | Hall | 2267310 | Hall | 0.00028447
Wall Mount | Compact Fluorescent |  | Twist | 1 | 15 | Hall | 2267310 | Hall | 0.00028447
Recessed Can | Incandescent |  | Clear | 1 | 75 | Hall | 2267311 | Hall | 0.00028447
Ceiling Fixture | Compact Fluorescent |  | Twist | 2 | 15 | Hall | 2267312 | Hall | 0.00028447
Ceiling Fan | Compact Fluorescent |  | Twist | 3 | 15 | Kitchen | 2267313 | Kitchen | 0.00028447
Recessed Can | Incandescent |  | Clear | 1 | 75 | Kitchen | 2267313 | Kitchen | 0.00028447
Wall Mount | Compact Fluorescent |  | Twist | 2 | 15 | Kitchen | 2267313 | Kitchen | 0.00028447
Recessed Can | Incandescent |  | Clear | 1 | 75 | Laundry Room | 2267314 | Laundry Room | 0.00028447
Ceiling Fan | Compact Fluorescent |  | Twist | 2 | 15 | Living Room | 2267315 | Living Room | 0.00028447
Table | Compact Fluorescent |  | Twist | 1 | 15 | Living Room | 2267315 | Living Room | 0.00028447
Wall Mount | Incandescent |  | Globe | 4 | 40 | Bathroom | 2267316 | Bathroom | 0.00028447
Recessed Can | Incandescent |  | Clear | 1 | 40 | Bathroom | 2267316 | Bathroom | 0.00028447
Ceiling Fan | Compact Fluorescent |  | Twist | 4 | 7 | Master Bedroom | 2267317 | Master Bedroom | 0.00028447
Floor lamp | Compact Fluorescent |  | Twist | 1 | 15 | Master Bedroom | 2267317 | Master Bedroom | 0.00028447
Table | Compact Fluorescent |  | Twist | 1 | 15 | Master Bedroom | 2267317 | Master Bedroom | 0.00028447
Ceiling Fan | Compact Fluorescent |  | Twist | 4 | 15 | Office | 2267318 | Office | 0.00028447
Floor lamp | Compact Fluorescent |  | Twist | 1 | 15 | Office | 2267318 | Office | 0.00028447
Ceiling Fixture | Linear Fluorescent | 48 | T-8 | 4 | 40 | Other | 2267319 | Other | 0.00028447
Ceiling Fixture | Compact Fluorescent |  | Twist | 2 | 15 | Bedroom | 2267320 | Bedroom | 0.00028447
Ceiling Fixture | Compact Fluorescent |  | Twist | 1 | 15 | Garage | 2267321 | Garage | 0.00028447
Ceiling Fixture | Compact Fluorescent |  | Twist | 1 | 15 | Other | 2267322 | Other | 0.00028447
Wall Mount | Incandescent |  | Globe | 4 | 40 | Bathroom | 226791 | Bathroom | 0.00052955
Ceiling Fixture | Compact Fluorescent |  | Twist | 2 | 22 | Dining Room | 226793 | Dining Room | 0.00052955
Floor lamp | Incandescent |  | Standard A Lamp | 1 | 100 | Dining Room | 226793 | Dining Room | 0.00052955
Ceiling Fixture | Linear Fluorescent | 48 | T-12 | 4 | 32 | Bedroom | 226794 | Bedroom | 0.00052955
Table | Incandescent |  | Standard A Lamp | 1 | 100 | Bedroom | 226794 | Bedroom | 0.00052955
Table | Incandescent |  | Standard A Lamp | 1 | 60 | Bedroom | 226794 | Bedroom | 0.00052955
Table | Incandescent |  | Standard A Lamp | 1 | 25 | Bedroom | 226794 | Bedroom | 0.00052955
Ceiling Fixture | Linear Fluorescent | 48 | T-12 | 4 | 32 | Laundry Room | 226795 | Laundry Room | 0.00052955
Table | Compact Fluorescent |  | Twist | 1 | 22 | Laundry Room | 226795 | Laundry Room | 0.00052955
Table | Compact Fluorescent |  | Pin base | 1 | 13 | Laundry Room | 226795 | Laundry Room | 0.00052955
Ceiling Fixture | Linear Fluorescent | 48 | T-12 | 2 | 20 | Garage | 226796 | Garage | 0.00052955
Ceiling Fixture | Compact Fluorescent |  | Twist | 1 | 22 | Kitchen | 226797 | Kitchen | 0.00052955
Table | Incandescent |  | Standard A Lamp | 1 | 40 | Kitchen | 226797 | Kitchen | 0.00052955
Recessed Can | Incandescent |  | Reflector | 1 | 65 | Kitchen | 226797 | Kitchen | 0.00052955
Ceiling Fixture | Linear Fluorescent | 48 | T-12 | 2 | 40 | Kitchen | 226797 | Kitchen | 0.00052955
Table | Compact Fluorescent |  | Twist | 1 | 22 | Living Room | 226798 | Living Room | 0.00052955
Table | Incandescent |  | 3-Way Incandescent | 1 | 75 | Living Room | 226798 | Living Room | 0.00052955
Floor lamp | Incandescent |  | Standard A Lamp | 1 | 60 | Living Room | 226798 | Living Room | 0.00052955
Table | Incandescent |  | Standard A Lamp | 1 | 60 | Office | 226799 | Office | 0.00052955
Table | Compact Fluorescent |  | Twist | 1 | 22 | Office | 226799 | Office | 0.00052955
Ceiling Fan | Incandescent |  | Standard A Lamp | 3 | 40 | Office | 226799 | Office | 0.00052955
Ceiling Fixture | Compact Fluorescent |  | Twist | 2 | 15 | Hall | 2267910 | Hall | 0.00052955
Wall Mount | Incandescent |  | Clear | 4 | 40 | Bathroom | 2267911 | Bathroom | 0.00052955
Ceiling Fixture | Compact Fluorescent |  | Twist | 2 | 15 | Hall | 2267912 | Hall | 0.00052955
Ceiling Fixture | Compact Fluorescent |  | Twist | 1 | 15 | Hall | 2267913 | Hall | 0.00052955
Wall Mount | Incandescent |  | Globe | 8 | 40 | Bathroom | 2267914 | Bathroom | 0.00052955
Ceiling Fan | Incandescent |  | Standard A Lamp | 1 | 60 | Master Bedroom | 2267915 | Master Bedroom | 0.00052955
Table | Incandescent |  | Standard A Lamp | 1 | 60 | Master Bedroom | 2267915 | Master Bedroom | 0.00052955
Table | Compact Fluorescent |  | Twist | 1 | 22 | Master Bedroom | 2267915 | Master Bedroom | 0.00052955
Floor lamp | Incandescent |  | Standard A Lamp | 1 | 75 | Master Bedroom | 2267915 | Master Bedroom | 0.00052955
Ceiling Fixture | Compact Fluorescent |  | Twist | 2 | 15 | Office | 2267916 | Office | 0.00052955
Table | Incandescent |  | Standard A Lamp | 1 | 100 | Office | 2267916 | Office | 0.00052955
Table | Incandescent |  | Standard A Lamp | 1 | 60 | Office | 2267916 | Office | 0.00052955
Floor lamp | Incandescent |  | 3-Way Incandescent | 1 | 100 | Office | 2267916 | Office | 0.00052955
Table | Compact Fluorescent |  | Pin base | 1 | 15 | Office | 2267916 | Office | 0.00052955
Ceiling Fixture | Incandescent |  | Clear | 2 | 60 | Bathroom | 226811 | Bathroom | 0.00029634
Table | Linear Fluorescent | 6 | T-4 | 1 | 13 | Bathroom | 226811 | Bathroom | 0.00029634
Table | Compact Fluorescent |  | Pin base | 1 | 22 | Bathroom | 226811 | Bathroom | 0.00029634
Table | Incandescent |  | Standard A Lamp | 1 | 60 | Bathroom | 226811 | Bathroom | 0.00029634
Ceiling Fixture | Incandescent |  | Standard A Lamp | 1 | 60 | Hall | 226812 | Hall | 0.00029634
Wall Mount | Incandescent |  | Globe | 3 | 60 | Bathroom | 226813 | Bathroom | 0.00029634
Ceiling Fixture | Incandescent |  | Standard A Lamp | 1 | 60 | Bathroom | 226813 | Bathroom | 0.00029634
Ceiling Fixture | Incandescent |  | Standard A Lamp | 2 | 60 | Bedroom | 226814 | Bedroom | 0.00029634
Table | Incandescent |  | Standard A Lamp | 1 | 60 | Bedroom | 226814 | Bedroom | 0.00029634
Table | Linear Fluorescent | 6 | T-4 | 2 | 13 | Bedroom | 226814 | Bedroom | 0.00029634
Ceiling Fixture | Incandescent |  | Standard A Lamp | 2 | 60 | Bedroom | 226815 | Bedroom | 0.00029634
Table | Incandescent |  | Standard A Lamp | 1 | 60 | Bedroom | 226815 | Bedroom | 0.00029634
Table | Incandescent |  | Standard A Lamp | 1 | 100 | Bedroom | 226815 | Bedroom | 0.00029634
Ceiling Fixture | Incandescent |  | Standard A Lamp | 1 | 100 | Other | 226816 | Other | 0.00029634
Ceiling Fixture | Compact Fluorescent |  | Circline (Screw Base) | 1 | 15 | Other | 226816 | Other | 0.00029634
Ceiling Fixture | Incandescent |  | Standard A Lamp | 1 | 60 | Garage | 226817 | Garage | 0.00029634
Garage door opener | Incandescent |  | Standard A Lamp | 1 | 60 | Garage | 226817 | Garage | 0.00029634
Ceiling Fan | Incandescent |  | Standard A Lamp | 4 | 25 | Master Bedroom | 226818 | Master Bedroom | 0.00029634
Table | Incandescent |  | Standard A Lamp | 1 | 60 | Master Bedroom | 226818 | Master Bedroom | 0.00029634
Floor lamp | Compact Fluorescent |  | Twist | 1 | 15 | Master Bedroom | 226818 | Master Bedroom | 0.00029634
Ceiling Fixture | Incandescent |  | Standard A Lamp | 1 | 40 | Master Bedroom | 226818 | Master Bedroom | 0.00029634
Ceiling Fixture | Incandescent |  | Standard A Lamp | 1 | 40 | Closet | 226819 | Closet | 0.00029634
Wall Mount | Incandescent |  | Standard A Lamp | 2 | 40 | Bathroom | 2268110 | Bathroom | 0.00029634
Ceiling Fixture | Incandescent |  | Standard A Lamp | 1 | 40 | Bathroom | 2268110 | Bathroom | 0.00029634
Ceiling Fixture | Incandescent |  | Clear | 1 | 60 | Hall | 2268111 | Hall | 0.00029634
Chandelier (Hanging) | Incandescent |  | Mini base | 3 | 40 | Hall | 2268111 | Hall | 0.00029634
Wall Mount | Incandescent |  | Globe | 3 | 60 | Bathroom | 2268112 | Bathroom | 0.00029634
Wall Mount | Incandescent |  | Mini base | 1 | 60 | Living Room | 2268113 | Living Room | 0.00029634
Table | Compact Fluorescent |  | Twist | 1 | 22 | Living Room | 2268113 | Living Room | 0.00029634
Table | Incandescent |  | Mini base | 2 | 60 | Living Room | 2268113 | Living Room | 0.00029634
Table | Incandescent |  | 3-Way Incandescent | 1 | 100 | Living Room | 2268113 | Living Room | 0.00029634
Chandelier (Hanging) | Compact Fluorescent |  | Twist | 5 | 15 | Kitchen | 2268114 | Kitchen | 0.00029634
Ceiling Fixture | Linear Fluorescent | 48 | T-8 | 4 | 32 | Kitchen | 2268114 | Kitchen | 0.00029634
Chandelier (Hanging) | Compact Fluorescent |  | Twist | 1 | 15 | Kitchen | 2268114 | Kitchen | 0.00029634
Architectural | Linear Fluorescent | 24 | T-8 | 1 | 16 | Kitchen | 2268114 | Kitchen | 0.00029634
Architectural | Incandescent |  | Decorative | 1 | 25 | Kitchen | 2268114 | Kitchen | 0.00029634
Ceiling Fixture | Linear Fluorescent | 48 | T-12 | 2 | 40 | Laundry Room | 2268115 | Laundry Room | 0.00029634
Ceiling Fixture | Incandescent |  | Standard A Lamp | 1 | 60 | Bathroom | 226831 | Bathroom | 0.0005169
Ceiling Fixture | Incandescent |  | Standard A Lamp | 2 | 60 | Bedroom | 226832 | Bedroom | 0.0005169
Table | Incandescent |  | Standard A Lamp | 1 | 60 | Bedroom | 226832 | Bedroom | 0.0005169
Ceiling Fixture | Incandescent |  | Standard A Lamp | 1 | 60 | Bedroom | 226833 | Bedroom | 0.0005169
Ceiling Fixture | Incandescent |  | Standard A Lamp | 2 | 60 | Family Room | 226834 | Family Room | 0.0005169
Table | Compact Fluorescent |  | Twist | 1 | 10 | Family Room | 226834 | Family Room | 0.0005169
Floor lamp | Compact Fluorescent |  | Twist | 1 | 10 | Family Room | 226834 | Family Room | 0.0005169
Ceiling Fixture | Incandescent |  | Standard A Lamp | 1 | 60 | Hall | 226835 | Hall | 0.0005169
Ceiling Fixture | Incandescent |  | Standard A Lamp | 2 | 60 | Kitchen | 226836 | Kitchen | 0.0005169
Chandelier (Hanging) | Incandescent |  | Standard A Lamp | 1 | 60 | Kitchen | 226836 | Kitchen | 0.0005169
Ceiling Fixture | Incandescent |  | Standard A Lamp | 1 | 60 | Bedroom | 226881 | Bedroom | 0.0004784
Table | Incandescent |  | Standard A Lamp | 1 | 60 | Bedroom | 226881 | Bedroom | 0.0004784
Ceiling Fixture | Incandescent |  | Standard A Lamp | 1 | 60 | Other | 226882 | Other | 0.0004784
Ceiling Fixture | Linear Fluorescent | 96 | T-12 | 2 | 96 | Other | 226882 | Other | 0.0004784
Ceiling Fixture | Incandescent |  | Standard A Lamp | 2 | 60 | Bathroom | 226883 | Bathroom | 0.0004784
Wall Mount | Incandescent |  | Standard A Lamp | 4 | 60 | Bathroom | 226884 | Bathroom | 0.0004784
Ceiling Fixture | Incandescent |  | Standard A Lamp | 2 | 60 | Bedroom | 226885 | Bedroom | 0.0004784
Ceiling Fixture | Incandescent |  | Standard A Lamp | 2 | 60 | Bedroom | 226886 | Bedroom | 0.0004784
Table | Incandescent |  | Standard A Lamp | 1 | 60 | Bedroom | 226886 | Bedroom | 0.0004784
Ceiling Fixture | Linear Fluorescent | 48 | T-8 | 2 | 32 | Dining Room | 226887 | Dining Room | 0.0004784
Ceiling Fixture | Incandescent |  | Standard A Lamp | 3 | 60 | Dining Room | 226887 | Dining Room | 0.0004784
Table | Incandescent |  | Standard A Lamp | 1 | 50 | Family Room | 226888 | Family Room | 0.0004784
Floor lamp | Incandescent |  | Standard A Lamp | 5 | 60 | Family Room | 226888 | Family Room | 0.0004784
Ceiling Fixture | Incandescent |  | Standard A Lamp | 1 | 60 | Garage | 226889 | Garage | 0.0004784
Garage door opener | Incandescent |  | Standard A Lamp | 2 | 60 | Garage | 226889 | Garage | 0.0004784
Ceiling Fixture | Incandescent |  | Standard A Lamp | 1 | 60 | Hall | 2268810 | Hall | 0.0004784
Ceiling Fixture | Linear Fluorescent | 48 | T-8 | 2 | 32 | Kitchen | 2268811 | Kitchen | 0.0004784
Ceiling Fixture | Incandescent |  | Standard A Lamp | 3 | 60 | Laundry Room | 2268812 | Laundry Room | 0.0004784
Ceiling Fixture | Compact Fluorescent |  | Twist | 2 | 22 | Laundry Room | 2268812 | Laundry Room | 0.0004784
Ceiling Fan | Incandescent |  | Standard A Lamp | 3 | 60 | Living Room | 2268813 | Living Room | 0.0004784
Table | Incandescent |  | Standard A Lamp | 1 | 60 | Living Room | 2268813 | Living Room | 0.0004784
Ceiling Fixture | Incandescent |  | Standard A Lamp | 1 | 60 | Living Room | 2268813 | Living Room | 0.0004784
Table | Halogen |  | MR | 4 | 30 | Living Room | 2268813 | Living Room | 0.0004784
Ceiling Fixture | Incandescent |  | Standard A Lamp | 1 | 60 | Bathroom | 2268814 | Bathroom | 0.0004784
Wall Mount | Incandescent |  | Standard A Lamp | 2 | 60 | Bathroom | 2268814 | Bathroom | 0.0004784
Ceiling Fixture | Incandescent |  | Standard A Lamp | 1 | 60 | Closet | 2268815 | Closet | 0.0004784
Wall Mount | Incandescent |  | Globe | 4 | 60 | Bathroom | 226931 | Bathroom | 0.0030496
Track | Compact Fluorescent |  | Twist | 2 | 15 | Bedroom | 226932 | Bedroom | 0.0030496
Wall Mount | Incandescent |  | Globe | 1 | 60 | Closet | 226933 | Closet | 0.0030496
Ceiling Fixture | Incandescent |  | Standard A Lamp | 3 | 40 | Dining Room | 226934 | Dining Room | 0.0030496
Ceiling Fan | Compact Fluorescent |  | Twist | 1 | 15 | Family Room | 226935 | Family Room | 0.0030496
Wall Mount | Compact Fluorescent |  | Twist | 1 | 15 | Hall | 226936 | Hall | 0.0030496
Ceiling Fixture | Linear Fluorescent | 24 | T-12 | 2 | 20 | Kitchen | 226937 | Kitchen | 0.0030496
Torchiere | Halogen |  | Quartz Tube | 1 | 500 | Living Room | 226938 | Living Room | 0.0030496
Floor lamp | Compact Fluorescent |  | Twist | 1 | 15 | Living Room | 226938 | Living Room | 0.0030496
Chandelier (Hanging) | Compact Fluorescent |  | Twist | 1 | 15 | Living Room | 226938 | Living Room | 0.0030496
Wall Mount | Incandescent |  | Standard A Lamp | 1 | 60 | Bedroom | 226939 | Bedroom | 0.0030496
Wall Mount | Compact Fluorescent |  | Twist | 1 | 15 | Bedroom | 226939 | Bedroom | 0.0030496
Wall Mount | Incandescent |  | Standard A Lamp | 1 | 60 | Bedroom | 2269310 | Bedroom | 0.0030496
Wall Mount | Compact Fluorescent |  | Twist | 1 | 15 | Bedroom | 2269310 | Bedroom | 0.0030496
Wall Mount | Compact Fluorescent |  | Twist | 4 | 15 | Bathroom | 2269311 | Bathroom | 0.0030496
Torchiere | Halogen |  | Quartz Tube | 1 | 500 | Office | 2269312 | Office | 0.0030496
Wall Mount | Incandescent |  | Standard A Lamp | 1 | 60 | Office | 2269312 | Office | 0.0030496
Ceiling Fixture | Linear Fluorescent | 48 | T-8 | 2 | 40 | Other | 2269313 | Other | 0.0030496
Ceiling Fixture | Incandescent |  | Standard A Lamp | 1 | 60 | Laundry Room | 2269314 | Laundry Room | 0.0030496
Ceiling Fixture | Compact Fluorescent |  | Twist | 2 | 15 | Master Bedroom | 226941 | Master Bedroom | 0.0005169
Table | Incandescent |  | Decorative | 1 | 25 | Master Bedroom | 226941 | Master Bedroom | 0.0005169
Ceiling Fixture | Compact Fluorescent |  | Twist | 2 | 15 | Bedroom | 226942 | Bedroom | 0.0005169
Table | Incandescent |  | Standard A Lamp | 1 | 60 | Bedroom | 226942 | Bedroom | 0.0005169
Chandelier (Hanging) | Compact Fluorescent |  | Twist | 2 | 15 | Master Bedroom | 226943 | Master Bedroom | 0.0005169
Ceiling Fixture | Incandescent |  | Standard A Lamp | 1 | 60 | Bedroom | 226944 | Bedroom | 0.0005169
Table | Incandescent |  | Decorative | 1 | 40 | Bedroom | 226944 | Bedroom | 0.0005169
Chandelier (Hanging) | Compact Fluorescent |  | Twist | 3 | 15 | Dining Room | 226945 | Dining Room | 0.0005169
Recessed Can | Incandescent |  | Standard A Lamp | 1 | 60 | Bathroom | 226946 | Bathroom | 0.0005169
Recessed Can | Compact Fluorescent |  | Twist | 1 | 22 | Bathroom | 226946 | Bathroom | 0.0005169
Ceiling Fixture | Compact Fluorescent |  | Twist | 1 | 15 | Garage | 226947 | Garage | 0.0005169
Ceiling Fixture | Compact Fluorescent |  | Twist | 1 | 15 | Hall | 226948 | Hall | 0.0005169
Wall Mount | Compact Fluorescent |  | Twist | 1 | 15 | Hall | 226948 | Hall | 0.0005169
Ceiling Fixture | Linear Fluorescent | 48 | T-12 | 4 | 32 | Kitchen | 226949 | Kitchen | 0.0005169
Ceiling Fixture | Compact Fluorescent |  | Twist | 1 | 15 | Laundry Room | 2269410 | Laundry Room | 0.0005169
Ceiling Fan | Incandescent |  | Globe | 4 | 40 | Living Room | 2269411 | Living Room | 0.0005169
Table | Compact Fluorescent |  | Twist | 1 | 22 | Living Room | 2269411 | Living Room | 0.0005169
Wall Mount | Compact Fluorescent |  | Twist | 2 | 15 | Bathroom | 2269412 | Bathroom | 0.0005169
Table | Incandescent |  | Standard A Lamp | 1 | 60 | Bedroom | 226991 | Bedroom | 0.00040077
Table | Compact Fluorescent |  | Twist | 1 | 13 | Bedroom | 226991 | Bedroom | 0.00040077
Chandelier (Hanging) | Incandescent |  | Globe | 5 | 40 | Dining Room | 226992 | Dining Room | 0.00040077
Wall Mount | Incandescent |  | Standard A Lamp | 2 | 60 | Bathroom | 226993 | Bathroom | 0.00040077
Chandelier (Hanging) | Incandescent |  | Standard A Lamp | 5 | 40 | Hall | 226994 | Hall | 0.00040077
Table | Compact Fluorescent |  | Twist | 2 | 13 | Family Room | 226995 | Family Room | 0.00040077
Table | Compact Fluorescent |  | Twist | 1 | 22 | Family Room | 226995 | Family Room | 0.00040077
Floor lamp | Incandescent |  | 3-Way Incandescent | 1 | 100 | Family Room | 226995 | Family Room | 0.00040077
Table | Incandescent |  | Decorative | 1 | 40 | Family Room | 226995 | Family Room | 0.00040077
Track | Halogen |  | Quartz Tube | 3 | 35 | Kitchen | 226996 | Kitchen | 0.00040077
Ceiling Fixture | Linear Fluorescent | 12 | T-8 | 1 | 20 | Kitchen | 226996 | Kitchen | 0.00040077
Ceiling Fixture | Incandescent |  | Standard A Lamp | 1 | 75 | Laundry Room | 226997 | Laundry Room | 0.00040077
Chandelier (Hanging) | Incandescent |  | Standard A Lamp | 1 | 60 | Bathroom | 226998 | Bathroom | 0.00040077
Table | Incandescent |  | Decorative | 1 | 80 | Master Bedroom | 226999 | Master Bedroom | 0.00040077
Floor lamp | Incandescent |  | 3-Way Incandescent | 1 | 100 | Master Bedroom | 226999 | Master Bedroom | 0.00040077
Table | Incandescent |  | Standard A Lamp | 1 | 60 | Master Bedroom | 226999 | Master Bedroom | 0.00040077
Floor lamp | Compact Fluorescent |  | Straight Tube | 1 | 15 | Bedroom | 2269910 | Bedroom | 0.00040077
Chandelier (Hanging) | Incandescent |  | Standard A Lamp | 1 | 43 | Bedroom | 2269910 | Bedroom | 0.00040077
Chandelier (Hanging) | Incandescent |  | Decorative | 1 | 40 | Bathroom | 2269911 | Bathroom | 0.00040077
Chandelier (Hanging) | Incandescent |  | Standard A Lamp | 3 | 40 | Hall | 2269912 | Hall | 0.00040077
Ceiling Fixture | Incandescent |  | Standard A Lamp | 1 | 43 | Hall | 2269912 | Hall | 0.00040077
Ceiling Fixture | Linear Fluorescent | 48 | T-12 | 2 | 40 | Other | 227011 | Other | 0.0004784
Ceiling Fixture | Linear Fluorescent | 12 | Fluorescent Other | 1 | 23 | Other | 227011 | Other | 0.0004784
Table | Incandescent |  | Decorative | 1 | 40 | Other | 227011 | Other | 0.0004784
Wall Mount | Linear Fluorescent | 24 | T-8 | 1 | 20 | Bathroom | 227012 | Bathroom | 0.0004784
Wall Mount | Incandescent |  | Standard A Lamp | 3 | 60 | Bathroom | 227013 | Bathroom | 0.0004784
Ceiling Fan | Incandescent |  | Standard A Lamp | 1 | 60 | Bedroom | 227014 | Bedroom | 0.0004784
Table | Incandescent |  | Standard A Lamp | 1 | 60 | Bedroom | 227014 | Bedroom | 0.0004784
Ceiling Fixture | Compact Fluorescent |  | Twist | 1 | 18 | Bedroom | 227015 | Bedroom | 0.0004784
Table | Incandescent |  | Mini base | 1 | 40 | Bedroom | 227015 | Bedroom | 0.0004784
Ceiling Fan | Incandescent |  | Standard A Lamp | 1 | 60 | Bedroom | 227016 | Bedroom | 0.0004784
Ceiling Fixture | Linear Fluorescent | 48 | T-12 | 2 | 40 | Garage | 227017 | Garage | 0.0004784
Ceiling Fixture | Incandescent |  | Standard A Lamp | 1 | 50 | Hall | 227018 | Hall | 0.0004784
Ceiling Fixture | Incandescent |  | Standard A Lamp | 5 | 60 | Kitchen | 227019 | Kitchen | 0.0004784
Ceiling Fixture | Linear Fluorescent | 48 | T-8 | 2 | 32 | Kitchen | 227019 | Kitchen | 0.0004784
Ceiling Fan | Incandescent |  | Standard A Lamp | 1 | 60 | Living Room | 2270110 | Living Room | 0.0004784
Floor lamp | Incandescent |  | Standard A Lamp | 2 | 60 | Living Room | 2270110 | Living Room | 0.0004784
Ceiling Fixture | Incandescent |  | Standard A Lamp | 1 | 60 | Other | 2270111 | Other | 0.0004784
Wall Mount | Incandescent |  | Standard A Lamp | 6 | 60 | Bathroom | 227021 | Bathroom | 0.0010836
Wall Mount | Incandescent |  | Decorative | 3 | 40 | Bathroom | 227022 | Bathroom | 0.0010836
Ceiling Fixture | Incandescent |  | Standard A Lamp | 2 | 60 | Bathroom | 227022 | Bathroom | 0.0010836
Recessed Can | Incandescent |  | Reflector | 1 | 65 | Bedroom | 227023 | Bedroom | 0.0010836
Ceiling Fixture | Incandescent |  | Standard A Lamp | 3 | 60 | Bedroom | 227024 | Bedroom | 0.0010836
Ceiling Fixture | Incandescent |  | Standard A Lamp | 2 | 60 | Closet | 227025 | Closet | 0.0010836
Ceiling Fixture | Incandescent |  | Standard A Lamp | 2 | 60 | Closet | 227026 | Closet | 0.0010836
Recessed Can | Incandescent |  | Reflector | 1 | 65 | Office | 227027 | Office | 0.0010836
Chandelier (Hanging) | Incandescent |  | Mini base | 9 | 40 | Dining Room | 227028 | Dining Room | 0.0010836
Recessed Can | Incandescent |  | Reflector | 1 | 65 | Family Room | 227029 | Family Room | 0.0010836
Recessed Can | Incandescent |  | Reflector | 1 | 65 | Hall | 2270210 | Hall | 0.0010836
Chandelier (Hanging) | Incandescent |  | Standard A Lamp | 14 | 40 | Hall | 2270210 | Hall | 0.0010836
Ceiling Fixture | Incandescent |  | Standard A Lamp | 1 | 60 | Garage | 2270211 | Garage | 0.0010836
Garage door opener | Incandescent |  | Standard A Lamp | 1 | 60 | Garage | 2270211 | Garage | 0.0010836
Recessed Can | Compact Fluorescent |  | Reflector | 1 | 22 | Hall | 2270212 | Hall | 0.0010836
Track | Halogen |  | MR | 3 | 40 | Kitchen | 2270213 | Kitchen | 0.0010836
Recessed Can | Incandescent |  | Reflector | 1 | 65 | Kitchen | 2270213 | Kitchen | 0.0010836
Chandelier (Hanging) | Incandescent |  | Mini base | 7 | 25 | Kitchen | 2270213 | Kitchen | 0.0010836
Chandelier (Hanging) | Halogen |  | Quartz Tube | 1 | 30 | Kitchen | 2270213 | Kitchen | 0.0010836
Recessed Can | Compact Fluorescent |  | Reflector | 1 | 22 | Laundry Room | 2270214 | Laundry Room | 0.0010836
Recessed Can | Halogen |  | PAR | 1 | 75 | Living Room | 2270215 | Living Room | 0.0010836
Table | Incandescent |  | Standard A Lamp | 1 | 100 | Living Room | 2270215 | Living Room | 0.0010836
Wall Mount | Incandescent |  | Mini base | 3 | 25 | Bathroom | 2270216 | Bathroom | 0.0010836
Recessed Can | Incandescent |  | Reflector | 1 | 65 | Bathroom | 2270216 | Bathroom | 0.0010836
Recessed Can | Incandescent |  | Reflector | 1 | 65 | Master Bedroom | 2270217 | Master Bedroom | 0.0010836
Recessed Can | Incandescent |  | Reflector | 1 | 65 | Other | 2270218 | Other | 0.0010836
Wall Mount | Compact Fluorescent |  | Twist | 2 | 15 | Bathroom | 227031 | Bathroom | 0.0005169
Ceiling Fixture | Incandescent |  | Standard A Lamp | 1 | 60 | Bathroom | 227031 | Bathroom | 0.0005169
Wall Mount | Compact Fluorescent |  | Twist | 3 | 22 | Bathroom | 227032 | Bathroom | 0.0005169
Recessed Can | Compact Fluorescent |  | Twist | 1 | 15 | Bedroom | 227033 | Bedroom | 0.0005169
Table | Incandescent |  | Standard A Lamp | 1 | 60 | Bedroom | 227033 | Bedroom | 0.0005169
Ceiling Fixture | Incandescent |  | Standard A Lamp | 1 | 60 | Bedroom | 227034 | Bedroom | 0.0005169
Ceiling Fixture | Incandescent |  | Standard A Lamp | 1 | 60 | Bedroom | 227035 | Bedroom | 0.0005169
Ceiling Fixture | Incandescent |  | Standard A Lamp | 1 | 60 | Closet | 227036 | Closet | 0.0005169
Ceiling Fixture | Incandescent |  | Standard A Lamp | 1 | 25 | Garage | 227037 | Garage | 0.0005169
Garage door opener | Incandescent |  | Standard A Lamp | 1 | 60 | Garage | 227037 | Garage | 0.0005169
Recessed Can | Compact Fluorescent |  | Twist | 1 | 15 | Hall | 227038 | Hall | 0.0005169
Recessed Can | Compact Fluorescent |  | Twist | 1 | 15 | Kitchen | 227039 | Kitchen | 0.0005169
Ceiling Fixture | Incandescent |  | Standard A Lamp | 1 | 60 | Laundry Room | 2270310 | Laundry Room | 0.0005169
Wall Mount | Compact Fluorescent |  | Twist | 1 | 15 | Living Room | 2270311 | Living Room | 0.0005169
Ceiling Fan | Compact Fluorescent |  | Twist | 2 | 15 | Living Room | 2270311 | Living Room | 0.0005169
Table | Incandescent |  | Standard A Lamp | 1 | 60 | Living Room | 2270311 | Living Room | 0.0005169
Recessed Can | Compact Fluorescent |  | Twist | 1 | 15 | Living Room | 2270311 | Living Room | 0.0005169
Wall Mount | Compact Fluorescent |  | Twist | 2 | 7 | Bathroom | 227051 | Bathroom | 0.00028447
Ceiling Fixture | Compact Fluorescent |  | Circline (Screw Base) | 1 | 22 | Bathroom | 227052 | Bathroom | 0.00028447
Wall Mount | Incandescent |  | Standard A Lamp | 1 | 60 | Bathroom | 227052 | Bathroom | 0.00028447
Ceiling Fixture | Incandescent |  | Standard A Lamp | 1 | 60 | Bedroom | 227053 | Bedroom | 0.00028447
Ceiling Fixture | Incandescent |  | Standard A Lamp | 2 | 60 | Bedroom | 227054 | Bedroom | 0.00028447
Track | Compact Fluorescent |  | Twist | 2 | 15 | Bedroom | 227054 | Bedroom | 0.00028447
Ceiling Fixture | Incandescent |  | Standard A Lamp | 2 | 60 | Other | 227055 | Other | 0.00028447
Ceiling Fixture | Compact Fluorescent |  | Twist | 1 | 22 | Hall | 227056 | Hall | 0.00028447
Ceiling Fixture | Incandescent |  | Standard A Lamp | 1 | 60 | Hall | 227057 | Hall | 0.00028447
Chandelier (Hanging) | Compact Fluorescent |  | Twist | 3 | 15 | Kitchen | 227058 | Kitchen | 0.00028447
Ceiling Fixture | Linear Fluorescent | 48 | T-8 | 2 | 40 | Kitchen | 227058 | Kitchen | 0.00028447
Ceiling Fan | Incandescent |  | Standard A Lamp | 4 | 60 | Living Room | 227059 | Living Room | 0.00028447
Table | Incandescent |  | Standard A Lamp | 1 | 60 | Living Room | 227059 | Living Room | 0.00028447
Ceiling Fixture | Compact Fluorescent |  | Twist | 2 | 15 | Master Bedroom | 2270510 | Master Bedroom | 0.00028447
Ceiling Fixture | Incandescent |  | Standard A Lamp | 1 | 60 | Other | 2270511 | Other | 0.00028447
Ceiling Fixture | Incandescent |  | Standard A Lamp | 2 | 60 | Office | 2270512 | Office | 0.00028447
Ceiling Fixture | Incandescent |  | Standard A Lamp | 1 | 60 | Other | 2270513 | Other | 0.00028447
Wall Mount | Incandescent |  | Standard A Lamp | 3 | 60 | Bathroom | 227211 | Bathroom | 0.00052955
Ceiling Fixture | Incandescent |  | Standard A Lamp | 2 | 60 | Bedroom | 227212 | Bedroom | 0.00052955
Ceiling Fixture | Incandescent |  | Standard A Lamp | 2 | 60 | Bedroom | 227213 | Bedroom | 0.00052955
Ceiling Fixture | Incandescent |  | Standard A Lamp | 1 | 60 | Garage | 227214 | Garage | 0.00052955
Ceiling Fixture | Incandescent |  | Standard A Lamp | 2 | 60 | Kitchen | 227215 | Kitchen | 0.00052955
Ceiling Fixture | Incandescent |  | Standard A Lamp | 1 | 60 | Laundry Room | 227216 | Laundry Room | 0.00052955
Table | Incandescent |  | Standard A Lamp | 1 | 60 | Living Room | 227217 | Living Room | 0.00052955
Ceiling Fixture | Incandescent |  | Standard A Lamp | 1 | 40 | Kitchen | 227241 | Kitchen | 0.00094081
Ceiling Fixture | Compact Fluorescent |  | Twist | 2 | 15 | Kitchen | 227241 | Kitchen | 0.00094081
Ceiling Fan | Compact Fluorescent |  | Twist | 4 | 15 | Dining Room | 227242 | Dining Room | 0.00094081
Ceiling Fixture | Compact Fluorescent |  | Twist | 1 | 15 | Closet | 227243 | Closet | 0.00094081
Ceiling Fixture | Compact Fluorescent |  | Twist | 1 | 15 | Bedroom | 227244 | Bedroom | 0.00094081
Table | Incandescent |  | Standard A Lamp | 1 | 60 | Bedroom | 227244 | Bedroom | 0.00094081
Table | Compact Fluorescent |  | Twist | 1 | 15 | Bedroom | 227244 | Bedroom | 0.00094081
Wall Mount | Compact Fluorescent |  | Twist | 2 | 15 | Bathroom | 227245 | Bathroom | 0.00094081
Recessed - other | Incandescent |  | Heat Lamp | 2 | 250 | Bathroom | 227245 | Bathroom | 0.00094081
Ceiling Fixture | Incandescent |  | Standard A Lamp | 1 | 60 | Hall | 227246 | Hall | 0.00094081
Table | Incandescent |  | Standard A Lamp | 1 | 65 | Living Room | 227247 | Living Room | 0.00094081
Floor lamp | Compact Fluorescent |  | Twist | 1 | 22 | Living Room | 227247 | Living Room | 0.00094081
Ceiling Fixture | Incandescent |  | Standard A Lamp | 1 | 40 | Hall | 227248 | Hall | 0.00094081
Wall Mount | Incandescent |  | Clear | 4 | 40 | Bathroom | 227281 | Bathroom | 0.00028447
Wall Mount | Incandescent |  | Clear | 3 | 40 | Bathroom | 227282 | Bathroom | 0.00028447
Ceiling Fixture | Incandescent |  | Standard A Lamp | 2 | 60 | Bedroom | 227283 | Bedroom | 0.00028447
Table | Incandescent |  | Standard A Lamp | 1 | 60 | Bedroom | 227283 | Bedroom | 0.00028447
Ceiling Fixture | Incandescent |  | Standard A Lamp | 1 | 60 | Bedroom | 227284 | Bedroom | 0.00028447
Table | Incandescent |  | Standard A Lamp | 1 | 60 | Bedroom | 227284 | Bedroom | 0.00028447
Ceiling Fan | Incandescent |  | Standard A Lamp | 3 | 60 | Bedroom | 227285 | Bedroom | 0.00028447
Recessed Can | Incandescent |  | Reflector | 1 | 65 | Bedroom | 227285 | Bedroom | 0.00028447
Table | Incandescent |  | Standard A Lamp | 1 | 60 | Bedroom | 227285 | Bedroom | 0.00028447
Ceiling Fixture | Compact Fluorescent |  | Twist | 1 | 22 | Bedroom | 227286 | Bedroom | 0.00028447
Recessed Can | Incandescent |  | Reflector | 1 | 65 | Hall | 227287 | Hall | 0.00028447
Ceiling Fixture | Incandescent |  | Clear | 1 | 60 | Hall | 227287 | Hall | 0.00028447
Recessed Can | Incandescent |  | Reflector | 1 | 60 | Family Room | 227288 | Family Room | 0.00028447
Table | Incandescent |  | Standard A Lamp | 1 | 40 | Family Room | 227288 | Family Room | 0.00028447
Floor lamp | Incandescent |  | Standard A Lamp | 1 | 60 | Family Room | 227288 | Family Room | 0.00028447
Ceiling Fixture | Incandescent |  | Standard A Lamp | 1 | 60 | Garage | 227289 | Garage | 0.00028447
Recessed Can | Incandescent |  | Reflector | 1 | 65 | Kitchen | 2272810 | Kitchen | 0.00028447
Chandelier (Hanging) | Incandescent |  | Standard A Lamp | 3 | 40 | Kitchen | 2272810 | Kitchen | 0.00028447
Ceiling Fixture | Linear Fluorescent | 48 | T-8 | 4 | 40 | Laundry Room | 2272811 | Laundry Room | 0.00028447
Ceiling Fixture | Incandescent |  | Standard A Lamp | 2 | 40 | Kitchen | 227331 | Kitchen | 0.00029634
Ceiling Fixture | Incandescent |  | Standard A Lamp | 1 | 60 | Kitchen | 227331 | Kitchen | 0.00029634
Ceiling Fixture | Incandescent |  | Standard A Lamp | 2 | 60 | Bedroom | 227332 | Bedroom | 0.00029634
Table | Compact Fluorescent |  | Twist | 1 | 15 | Bedroom | 227332 | Bedroom | 0.00029634
Ceiling Fan | Incandescent |  | Standard A Lamp | 3 | 60 | Master Bedroom | 227333 | Master Bedroom | 0.00029634
Wall Mount | Incandescent |  | Standard A Lamp | 1 | 60 | Master Bedroom | 227333 | Master Bedroom | 0.00029634
Ceiling Fixture | Linear Fluorescent | 48 | T-8 | 2 | 32 | Office | 227334 | Office | 0.00029634
Ceiling Fixture | Incandescent |  | Standard A Lamp | 1 | 60 | Bathroom | 227335 | Bathroom | 0.00029634
Ceiling Fixture | Incandescent |  | Standard A Lamp | 2 | 60 | Bedroom | 227336 | Bedroom | 0.00029634
Table | Incandescent |  | Standard A Lamp | 1 | 60 | Bedroom | 227336 | Bedroom | 0.00029634
Ceiling Fan | Incandescent |  | Standard A Lamp | 3 | 60 | Bedroom | 227337 | Bedroom | 0.00029634
Ceiling Fixture | Linear Fluorescent | 48 | T-8 | 2 | 32 | Office | 227338 | Office | 0.00029634
Wall Mount | Incandescent |  | Standard A Lamp | 3 | 60 | Bathroom | 227339 | Bathroom | 0.00029634
Ceiling Fixture | Incandescent |  | Standard A Lamp | 1 | 40 | Bathroom | 227339 | Bathroom | 0.00029634
Ceiling Fixture | Incandescent |  | Clear | 1 | 60 | Hall | 2273310 | Hall | 0.00029634
Ceiling Fixture | Compact Fluorescent |  | Twist | 2 | 15 | Living Room | 2273311 | Living Room | 0.00029634
Ceiling Fan | Compact Fluorescent |  | Twist | 3 | 22 | Living Room | 2273311 | Living Room | 0.00029634
Table | Incandescent |  | Standard A Lamp | 1 | 60 | Living Room | 2273311 | Living Room | 0.00029634
Ceiling Fixture | Incandescent |  | Standard A Lamp | 2 | 60 | Bedroom | 2273312 | Bedroom | 0.00029634
Table | Incandescent |  | Standard A Lamp | 1 | 60 | Bedroom | 2273312 | Bedroom | 0.00029634
Ceiling Fixture | Linear Fluorescent | 48 | T-12 | 2 | 40 | Laundry Room | 2273313 | Laundry Room | 0.00029634
Wall Mount | Incandescent |  | Globe | 3 | 40 | Laundry Room | 2273313 | Laundry Room | 0.00029634
Ceiling Fixture | Compact Fluorescent |  | Twist | 1 | 22 | Bathroom | 2273314 | Bathroom | 0.00029634
Ceiling Fixture | Linear Fluorescent | 48 | T-12 | 4 | 40 | Family Room | 2273315 | Family Room | 0.00029634
Table | Compact Fluorescent |  | Twist | 1 | 22 | Family Room | 2273315 | Family Room | 0.00029634
Ceiling Fixture | Linear Fluorescent | 48 | T-8 | 2 | 32 | Other | 2273316 | Other | 0.00029634
Ceiling Fixture | Linear Fluorescent | 48 | T-8 | 4 | 32 | Other | 2273317 | Other | 0.00029634
Ceiling Fixture | Incandescent |  | Standard A Lamp | 1 | 100 | Other | 2273318 | Other | 0.00029634
Chandelier (Hanging) | Incandescent |  | Standard A Lamp | 1 | 60 | Kitchen | 227391 | Kitchen | 0.00029634
Chandelier (Hanging) | Incandescent |  | Mini base | 5 | 40 | Kitchen | 227391 | Kitchen | 0.00029634
Wall Mount | Incandescent |  | Globe | 4 | 60 | Bathroom | 227392 | Bathroom | 0.00029634
Recessed Can | Incandescent |  | Heat Lamp | 1 | 250 | Bathroom | 227392 | Bathroom | 0.00029634
Recessed Can | Incandescent |  | Standard A Lamp | 1 | 60 | Bathroom | 227392 | Bathroom | 0.00029634
Ceiling Fixture | Incandescent |  | Standard A Lamp | 3 | 60 | Bedroom | 227393 | Bedroom | 0.00029634
Ceiling Fixture | Incandescent |  | Standard A Lamp | 3 | 60 | Bedroom | 227394 | Bedroom | 0.00029634
Ceiling Fixture | Linear Fluorescent | 48 | T-12 | 2 | 40 | Garage | 227395 | Garage | 0.00029634
Recessed Can | Incandescent |  | Reflector | 1 | 75 | Living Room | 227396 | Living Room | 0.00029634
Table | Incandescent |  | 3-Way Incandescent | 1 | 100 | Living Room | 227396 | Living Room | 0.00029634
Table | Compact Fluorescent |  | Twist | 1 | 22 | Living Room | 227396 | Living Room | 0.00029634
Wall Mount | Incandescent |  | Clear | 4 | 60 | Bathroom | 227397 | Bathroom | 0.00029634
Chandelier (Hanging) | Incandescent |  | Standard A Lamp | 1 | 40 | Bathroom | 227397 | Bathroom | 0.00029634
Ceiling Fixture | Incandescent |  | Standard A Lamp | 1 | 60 | Bathroom | 227397 | Bathroom | 0.00029634
Recessed Can | Incandescent |  | Heat Lamp | 1 | 250 | Bathroom | 227397 | Bathroom | 0.00029634
Ceiling Fixture | Compact Fluorescent |  | Twist | 1 | 15 | Bathroom | 227397 | Bathroom | 0.00029634
Ceiling Fixture | Compact Fluorescent |  | A shape bulb | 1 | 15 | Master Bedroom | 227398 | Master Bedroom | 0.00029634
Table | Incandescent |  | 3-Way Incandescent | 1 | 100 | Master Bedroom | 227398 | Master Bedroom | 0.00029634
Table | Compact Fluorescent |  | Twist | 1 | 22 | Master Bedroom | 227398 | Master Bedroom | 0.00029634
Ceiling Fixture | Incandescent |  | Decorative | 1 | 60 | Closet | 227399 | Closet | 0.00029634
Ceiling Fixture | Incandescent |  | Decorative | 2 | 40 | Family Room | 2273910 | Family Room | 0.00029634
Ceiling Fixture | Incandescent |  | Standard A Lamp | 1 | 100 | Other | 2273911 | Other | 0.00029634
Ceiling Fixture | Incandescent |  | Standard A Lamp | 1 | 60 | Other | 2273912 | Other | 0.00029634
Chandelier (Hanging) | Incandescent |  | Standard A Lamp | 1 | 60 | Laundry Room | 2273913 | Laundry Room | 0.00029634
Wall Mount | Incandescent |  | Globe | 3 | 60 | Bathroom | 227431 | Bathroom | 0.00094081
Ceiling Fixture | Compact Fluorescent |  | Twist | 2 | 15 | Bedroom | 227432 | Bedroom | 0.00094081
Wall Mount | Compact Fluorescent |  | Twist | 1 | 22 | Bedroom | 227432 | Bedroom | 0.00094081
Ceiling Fixture | Halogen |  | Quartz Tube | 1 | 100 | Bedroom | 227432 | Bedroom | 0.00094081
Ceiling Fixture | Compact Fluorescent |  | Twist | 1 | 22 | Bedroom | 227433 | Bedroom | 0.00094081
Table | Compact Fluorescent |  | Twist | 1 | 15 | Bedroom | 227433 | Bedroom | 0.00094081
Ceiling Fixture | Compact Fluorescent |  | Twist | 2 | 15 | Family Room | 227434 | Family Room | 0.00094081
Table | Compact Fluorescent |  | Twist | 1 | 15 | Family Room | 227434 | Family Room | 0.00094081
Ceiling Fixture | Compact Fluorescent |  | Twist | 1 | 15 | Garage | 227435 | Garage | 0.00094081
Ceiling Fixture | Compact Fluorescent |  | Twist | 1 | 28 | Garage | 227435 | Garage | 0.00094081
Low bay | Linear Fluorescent | 48 | T-12 | 2 | 40 | Garage | 227435 | Garage | 0.00094081
Ceiling Fixture | Compact Fluorescent |  | Twist | 4 | 7 | Garage | 227435 | Garage | 0.00094081
Ceiling Fixture | Incandescent |  | Standard A Lamp | 1 | 60 | Garage | 227435 | Garage | 0.00094081
Ceiling Fixture | Compact Fluorescent |  | Twist | 3 | 15 | Hall | 227436 | Hall | 0.00094081
Ceiling Fixture | Incandescent |  | Standard A Lamp | 1 | 60 | Hall | 227436 | Hall | 0.00094081
Recessed Can | Compact Fluorescent |  | Reflector | 1 | 22 | Kitchen | 227437 | Kitchen | 0.00094081
Recessed Can | Incandescent |  | Reflector | 1 | 40 | Kitchen | 227437 | Kitchen | 0.00094081
Recessed Can | Compact Fluorescent |  | Twist | 1 | 15 | Kitchen | 227437 | Kitchen | 0.00094081
Recessed Can | Incandescent |  | Reflector | 1 | 60 | Kitchen | 227437 | Kitchen | 0.00094081
Ceiling Fan | Incandescent |  | Standard A Lamp | 3 | 60 | Family Room | 227438 | Family Room | 0.00094081
Ceiling Fixture | Incandescent |  | Standard A Lamp | 1 | 60 | Family Room | 227438 | Family Room | 0.00094081
Ceiling Fixture | Compact Fluorescent |  | Twist | 2 | 15 | Living Room | 227439 | Living Room | 0.00094081
Floor lamp | Incandescent |  | Standard A Lamp | 1 | 60 | Living Room | 227439 | Living Room | 0.00094081
Floor lamp | Compact Fluorescent |  | Twist | 1 | 22 | Living Room | 227439 | Living Room | 0.00094081
Table | Incandescent |  | Standard A Lamp | 1 | 60 | Living Room | 227439 | Living Room | 0.00094081
Recessed - other | Linear Fluorescent | 48 | T-12 | 2 | 40 | Bathroom | 2274310 | Bathroom | 0.00094081
Ceiling Fixture | Incandescent |  | Standard A Lamp | 2 | 60 | Bathroom | 2274310 | Bathroom | 0.00094081
Table | Compact Fluorescent |  | Twist | 1 | 22 | Master Bedroom | 2274311 | Master Bedroom | 0.00094081
Ceiling Fixture | Compact Fluorescent |  | Twist | 3 | 22 | Master Bedroom | 2274311 | Master Bedroom | 0.00094081
Recessed Can | Compact Fluorescent |  | Twist | 1 | 15 | Dining Room | 2274312 | Dining Room | 0.00094081
Chandelier (Hanging) | Compact Fluorescent |  | Mini base | 3 | 7 | Dining Room | 2274312 | Dining Room | 0.00094081
Recessed Can | Compact Fluorescent |  | Twist | 1 | 15 | Dining Room | 2274312 | Dining Room | 0.00094081
Ceiling Fixture | Compact Fluorescent |  | Twist | 2 | 15 | Bedroom | 2274313 | Bedroom | 0.00094081
Ceiling Fixture | Incandescent |  | Standard A Lamp | 1 | 60 | Bathroom | 227511 | Bathroom | 0.0004784
Ceiling Fixture | Incandescent |  | Standard A Lamp | 1 | 60 | Bedroom | 227512 | Bedroom | 0.0004784
Ceiling Fixture | Incandescent |  | Standard A Lamp | 1 | 60 | Bedroom | 227513 | Bedroom | 0.0004784
Ceiling Fan | Incandescent |  | Mini base | 1 | 40 | Kitchen | 227514 | Kitchen | 0.0004784
Ceiling Fixture | Incandescent |  | Standard A Lamp | 1 | 60 | Kitchen | 227514 | Kitchen | 0.0004784
Ceiling Fixture | Incandescent |  | Standard A Lamp | 1 | 100 | Laundry Room | 227515 | Laundry Room | 0.0004784
Ceiling Fixture | Incandescent |  | Standard A Lamp | 2 | 60 | Living Room | 227516 | Living Room | 0.0004784
Ceiling Fixture | Compact Fluorescent |  | Twist | 1 | 15 | Living Room | 227516 | Living Room | 0.0004784
Floor lamp | Incandescent |  | Standard A Lamp | 1 | 60 | Living Room | 227561 | Living Room | 0.00047324
Ceiling Fixture | Compact Fluorescent |  | Twist | 1 | 15 | Living Room | 227561 | Living Room | 0.00047324
Ceiling Fixture | Incandescent |  | Standard A Lamp | 2 | 60 | Family Room | 227562 | Family Room | 0.00047324
Table | Incandescent |  | Standard A Lamp | 1 | 60 | Family Room | 227562 | Family Room | 0.00047324
Chandelier (Hanging) | Incandescent |  | Standard A Lamp | 3 | 60 | Other | 227563 | Other | 0.00047324
Chandelier (Hanging) | Compact Fluorescent |  | Decorative | 1 | 15 | Other | 227563 | Other | 0.00047324
Wall Mount | Incandescent |  | Standard A Lamp | 1 | 60 | Other | 227563 | Other | 0.00047324
Chandelier (Hanging) | Incandescent |  | Decorative | 3 | 40 | Other | 227563 | Other | 0.00047324
Wall Mount | Compact Fluorescent |  | Twist | 1 | 15 | Closet | 227564 | Closet | 0.00047324
Ceiling Fixture | Compact Fluorescent |  | Twist | 1 | 15 | Bedroom | 227565 | Bedroom | 0.00047324
Table | Incandescent |  | Decorative | 1 | 40 | Bedroom | 227565 | Bedroom | 0.00047324
Floor lamp | Compact Fluorescent |  | Twist | 1 | 22 | Bedroom | 227565 | Bedroom | 0.00047324
Wall Mount | Incandescent |  | Standard A Lamp | 1 | 60 | Hall | 227566 | Hall | 0.00047324
Ceiling Fixture | Incandescent |  | Standard A Lamp | 1 | 60 | Bedroom | 227567 | Bedroom | 0.00047324
Table | Incandescent |  | Mini base | 2 | 60 | Bedroom | 227567 | Bedroom | 0.00047324
Wall Mount | Incandescent |  | Standard A Lamp | 4 | 60 | Bathroom | 227568 | Bathroom | 0.00047324
Recessed - other | Incandescent |  | Standard A Lamp | 2 | 40 | Bathroom | 227568 | Bathroom | 0.00047324
Ceiling Fixture | Linear Fluorescent | 48 | T-8 | 4 | 32 | Kitchen | 227569 | Kitchen | 0.00047324
Recessed Can | Compact Fluorescent |  | Flood | 1 | 28 | Kitchen | 227569 | Kitchen | 0.00047324
Chandelier (Hanging) | Incandescent |  | Mini base | 6 | 60 | Kitchen | 227569 | Kitchen | 0.00047324
Ceiling Fixture | Compact Fluorescent |  | Twist | 2 | 22 | Hall | 2275610 | Hall | 0.00047324
Ceiling Fixture | Incandescent |  | Standard A Lamp | 2 | 60 | Bedroom | 2275611 | Bedroom | 0.00047324
Wall Mount | Compact Fluorescent |  | Twist | 4 | 15 | Bathroom | 2275612 | Bathroom | 0.00047324
Ceiling Fixture | Incandescent |  | Standard A Lamp | 2 | 60 | Master Bedroom | 2275613 | Master Bedroom | 0.00047324
Table | Incandescent |  | Standard A Lamp | 1 | 60 | Master Bedroom | 2275613 | Master Bedroom | 0.00047324
Ceiling Fixture | Incandescent |  | Standard A Lamp | 2 | 60 | Bedroom | 2275614 | Bedroom | 0.00047324
Ceiling Fixture | Compact Fluorescent |  | Pin base | 1 | 22 | Laundry Room | 2275615 | Laundry Room | 0.00047324
Chandelier (Hanging) | Compact Fluorescent |  | Twist | 1 | 22 | Hall | 2275616 | Hall | 0.00047324
Ceiling Fixture | Compact Fluorescent |  | Twist | 1 | 15 | Bathroom | 227671 | Bathroom | 0.0005169
Ceiling Fixture | Incandescent |  | Reflector | 1 | 65 | Bathroom | 227671 | Bathroom | 0.0005169
Wall Mount | Compact Fluorescent |  | Twist | 2 | 15 | Bathroom | 227672 | Bathroom | 0.0005169
Recessed Can | Incandescent |  | Standard A Lamp | 1 | 60 | Bathroom | 227672 | Bathroom | 0.0005169
Ceiling Fixture | Compact Fluorescent |  | Twist | 2 | 15 | Bedroom | 227673 | Bedroom | 0.0005169
Ceiling Fixture | Incandescent |  | Standard A Lamp | 2 | 60 | Bedroom | 227674 | Bedroom | 0.0005169
Ceiling Fixture | Incandescent |  | Standard A Lamp | 1 | 60 | Bedroom | 227675 | Bedroom | 0.0005169
Ceiling Fixture | Compact Fluorescent |  | Twist | 1 | 15 | Bedroom | 227675 | Bedroom | 0.0005169
Ceiling Fixture | Compact Fluorescent |  | Twist | 2 | 15 | Master Bedroom | 227676 | Master Bedroom | 0.0005169
Ceiling Fixture | Compact Fluorescent |  | Twist | 1 | 15 | Living Room | 227677 | Living Room | 0.0005169
Ceiling Fixture | Compact Fluorescent |  | Twist | 2 | 15 | Family Room | 227678 | Family Room | 0.0005169
Ceiling Fixture | Incandescent |  | Clear | 1 | 150 | Garage | 227679 | Garage | 0.0005169
Ceiling Fixture | Linear Fluorescent | 48 | T-12 | 2 | 40 | Garage | 227679 | Garage | 0.0005169
Ceiling Fixture | Compact Fluorescent |  | Twist | 1 | 15 | Hall | 2276710 | Hall | 0.0005169
Ceiling Fixture | Linear Fluorescent | 48 | T-12 | 2 | 40 | Kitchen | 2276711 | Kitchen | 0.0005169
Ceiling Fixture | Linear Fluorescent | 24 | T-12 | 1 | 20 | Kitchen | 2276711 | Kitchen | 0.0005169
Ceiling Fan | Compact Fluorescent |  | Twist | 1 | 15 | Kitchen | 2276711 | Kitchen | 0.0005169
Ceiling Fixture | Incandescent |  | Standard A Lamp | 2 | 60 | Laundry Room | 2276712 | Laundry Room | 0.0005169
Ceiling Fixture | Incandescent |  | Standard A Lamp | 2 | 60 | Living Room | 2276713 | Living Room | 0.0005169
Ceiling Fan | Compact Fluorescent |  | Twist | 2 | 15 | Living Room | 2276713 | Living Room | 0.0005169
Table | Compact Fluorescent |  | Twist | 1 | 22 | Living Room | 2276713 | Living Room | 0.0005169
Table | Compact Fluorescent |  | Twist | 1 | 15 | Living Room | 2276713 | Living Room | 0.0005169
Wall Mount | Incandescent |  | Globe | 4 | 60 | Bathroom | 227741 | Bathroom | 0.00028447
Ceiling Fan | Compact Fluorescent |  | Twist | 1 | 15 | Bathroom | 227741 | Bathroom | 0.00028447
Ceiling Fixture | Incandescent |  | Standard A Lamp | 2 | 60 | Bedroom | 227742 | Bedroom | 0.00028447
Table | Incandescent |  | Standard A Lamp | 1 | 60 | Bedroom | 227742 | Bedroom | 0.00028447
Chandelier (Hanging) | Compact Fluorescent |  | Twist | 9 | 15 | Dining Room | 227743 | Dining Room | 0.00028447
Ceiling Fixture | Compact Fluorescent |  | Twist | 1 | 15 | Garage | 227744 | Garage | 0.00028447
Garage door opener | Incandescent |  | Clear | 2 | 40 | Garage | 227744 | Garage | 0.00028447
Ceiling Fixture | Incandescent |  | Globe | 1 | 65 | Hall | 227745 | Hall | 0.00028447
Chandelier (Hanging) | Compact Fluorescent |  | Twist | 5 | 15 | Kitchen | 227746 | Kitchen | 0.00028447
Ceiling Fan | Incandescent |  | Decorative | 3 | 40 | Kitchen | 227746 | Kitchen | 0.00028447
Table | Incandescent |  | Standard A Lamp | 1 | 60 | Kitchen | 227746 | Kitchen | 0.00028447
Table | Incandescent |  | Clear | 1 | 40 | Kitchen | 227746 | Kitchen | 0.00028447
Table | Incandescent |  | Globe | 1 | 40 | Kitchen | 227746 | Kitchen | 0.00028447
Table | Incandescent |  | Standard A Lamp | 1 | 60 | Living Room | 227747 | Living Room | 0.00028447
Wall Mount | Incandescent |  | Globe | 4 | 60 | Bathroom | 227748 | Bathroom | 0.00028447
Ceiling Fan | Compact Fluorescent |  | Twist | 1 | 15 | Bathroom | 227748 | Bathroom | 0.00028447
Ceiling Fixture | Incandescent |  | Standard A Lamp | 2 | 60 | Master Bedroom | 227749 | Master Bedroom | 0.00028447
Table | Incandescent |  | Standard A Lamp | 1 | 60 | Master Bedroom | 227749 | Master Bedroom | 0.00028447
Ceiling Fixture | Incandescent |  | Standard A Lamp | 2 | 60 | Other | 2277410 | Other | 0.00028447
Table | Linear Fluorescent | 96 | T-4 | 2 | 20 | Other | 2277410 | Other | 0.00028447
Wall Mount | Compact Fluorescent |  | Twist | 6 | 15 | Bathroom | 227851 | Bathroom | 0.0005169
Recessed - other | Incandescent |  | Standard A Lamp | 1 | 40 | Bathroom | 227851 | Bathroom | 0.0005169
Ceiling Fixture | Incandescent |  | Standard A Lamp | 1 | 60 | Bedroom | 227852 | Bedroom | 0.0005169
Ceiling Fixture | Compact Fluorescent |  | Twist | 1 | 22 | Bedroom | 227853 | Bedroom | 0.0005169
Ceiling Fixture | Linear Fluorescent | 48 | T-12 | 2 | 40 | Kitchen | 227854 | Kitchen | 0.0005169
Ceiling Fan | Incandescent |  | Standard A Lamp | 1 | 75 | Kitchen | 227854 | Kitchen | 0.0005169
Ceiling Fixture | Compact Fluorescent |  | Twist | 2 | 15 | Laundry Room | 227855 | Laundry Room | 0.0005169
Ceiling Fan | Compact Fluorescent |  | Twist | 2 | 15 | Living Room | 227856 | Living Room | 0.0005169
Ceiling Fixture | Incandescent |  | Standard A Lamp | 1 | 60 | Other | 227871 | Other | 0.00094081
Ceiling Fixture | Compact Fluorescent |  | Twist | 1 | 15 | Other | 227871 | Other | 0.00094081
Ceiling Fixture | Compact Fluorescent |  | Twist | 1 | 22 | Bathroom | 227872 | Bathroom | 0.00094081
Wall Mount | Compact Fluorescent |  | Twist | 2 | 22 | Bathroom | 227872 | Bathroom | 0.00094081
Wall Mount | Incandescent |  | Standard A Lamp | 2 | 60 | Bathroom | 227873 | Bathroom | 0.00094081
Ceiling Fixture | Compact Fluorescent |  | Twist | 2 | 15 | Bedroom | 227874 | Bedroom | 0.00094081
Ceiling Fan | Compact Fluorescent |  | Twist | 3 | 15 | Bedroom | 227875 | Bedroom | 0.00094081
Chandelier (Hanging) | Incandescent |  | Standard A Lamp | 3 | 60 | Dining Room | 227876 | Dining Room | 0.00094081
Ceiling Fan | Incandescent |  | Decorative | 3 | 40 | Family Room | 227877 | Family Room | 0.00094081
Ceiling Fixture | Compact Fluorescent |  | Twist | 2 | 15 | Family Room | 227877 | Family Room | 0.00094081
Garage door opener | Incandescent |  | Standard A Lamp | 1 | 60 | Garage | 227878 | Garage | 0.00094081
Ceiling Fixture | Incandescent |  | Standard A Lamp | 1 | 60 | Hall | 227879 | Hall | 0.00094081
Ceiling Fixture | Compact Fluorescent |  | Twist | 1 | 22 | Hall | 2278710 | Hall | 0.00094081
Ceiling Fixture | Incandescent |  | Standard A Lamp | 2 | 125 | Kitchen | 2278711 | Kitchen | 0.00094081
Ceiling Fixture | Compact Fluorescent |  | Twist | 1 | 15 | Kitchen | 2278711 | Kitchen | 0.00094081
Ceiling Fixture | Incandescent |  | Standard A Lamp | 1 | 60 | Laundry Room | 2278712 | Laundry Room | 0.00094081
Ceiling Fixture | Halogen |  | MR | 3 | 50 | Living Room | 2278713 | Living Room | 0.00094081
Wall Mount | Incandescent |  | Standard A Lamp | 3 | 60 | Bathroom | 2278714 | Bathroom | 0.00094081
Ceiling Fan | Compact Fluorescent |  | Twist | 3 | 15 | Bedroom | 2278715 | Bedroom | 0.00094081
Table | Incandescent |  | Standard A Lamp | 1 | 150 | Bedroom | 2278715 | Bedroom | 0.00094081
Ceiling Fixture | Linear Fluorescent | 48 | T-12 | 4 | 40 | Other | 2278717 | Other | 0.00094081
Track | Halogen |  | MR | 3 | 50 | Other | 2278717 | Other | 0.00094081
Ceiling Fan | Compact Fluorescent |  | Twist | 3 | 15 | Bedroom | 2278718 | Bedroom | 0.00094081
Ceiling Fixture | Incandescent |  | Standard A Lamp | 1 | 60 | Bathroom | 228221 | Bathroom | 0.00047324
Ceiling Fixture | Compact Fluorescent |  | Twist | 1 | 13 | Bedroom | 228222 | Bedroom | 0.00047324
Ceiling Fixture | Compact Fluorescent |  | Twist | 2 | 13 | Bedroom | 228223 | Bedroom | 0.00047324
Floor lamp | Incandescent |  | 3-Way Incandescent | 1 | 70 | Bedroom | 228223 | Bedroom | 0.00047324
Ceiling Fixture | Compact Fluorescent |  | Twist | 1 | 13 | Kitchen | 228224 | Kitchen | 0.00047324
Ceiling Fixture | Incandescent |  | Standard A Lamp | 1 | 60 | Laundry Room | 228225 | Laundry Room | 0.00047324
Floor lamp | Compact Fluorescent |  | Twist | 1 | 13 | Living Room | 228226 | Living Room | 0.00047324
Wall Mount | Incandescent |  | Standard A Lamp | 2 | 60 | Bathroom | 228321 | Bathroom | 0.00040077
Ceiling Fan | Incandescent |  | Reflector | 1 | 90 | Bathroom | 228321 | Bathroom | 0.00040077
Wall Mount | Compact Fluorescent |  | Twist | 2 | 15 | Bedroom | 228322 | Bedroom | 0.00040077
Table | Incandescent |  | Standard A Lamp | 1 | 60 | Bedroom | 228322 | Bedroom | 0.00040077
Ceiling Fixture | Linear Fluorescent | 24 | T-12 | 1 | 16 | Bedroom | 228323 | Bedroom | 0.00040077
Table | Compact Fluorescent |  | Twist | 1 | 15 | Bedroom | 228323 | Bedroom | 0.00040077
Table | Halogen |  | Quartz Tube | 1 | 75 | Bedroom | 228323 | Bedroom | 0.00040077
Wall Mount | Compact Fluorescent |  | A shape bulb | 4 | 15 | Bathroom | 228324 | Bathroom | 0.00040077
Ceiling Fixture | Incandescent |  | Reflector | 3 | 125 | Bathroom | 228324 | Bathroom | 0.00040077
Chandelier (Hanging) | Incandescent |  | Mini base | 5 | 40 | Dining Room | 228325 | Dining Room | 0.00040077
Ceiling Fixture | Linear Fluorescent | 48 | T-12 | 2 | 32 | Garage | 228326 | Garage | 0.00040077
Ceiling Fixture | Incandescent |  | Standard A Lamp | 1 | 100 | Garage | 228326 | Garage | 0.00040077
Garage door opener | Incandescent |  | Standard A Lamp | 1 | 60 | Garage | 228326 | Garage | 0.00040077
Chandelier (Hanging) | Incandescent |  | Standard A Lamp | 1 | 60 | Hall | 228327 | Hall | 0.00040077
Ceiling Fixture | Linear Fluorescent | 48 | T-12 | 2 | 20 | Kitchen | 228328 | Kitchen | 0.00040077
Ceiling Fixture | Incandescent |  | Standard A Lamp | 2 | 60 | Kitchen | 228328 | Kitchen | 0.00040077
Wall Mount | Incandescent |  | Standard A Lamp | 1 | 40 | Kitchen | 228328 | Kitchen | 0.00040077
Wall Mount | Incandescent |  | Standard A Lamp | 2 | 60 | Kitchen | 228328 | Kitchen | 0.00040077
Other | Incandescent |  | Standard A Lamp | 1 | 40 | Kitchen | 228328 | Kitchen | 0.00040077
Chandelier (Hanging) | Incandescent |  | Mini base | 3 | 40 | Living Room | 228329 | Living Room | 0.00040077
Table | Compact Fluorescent |  | Twist | 1 | 15 | Living Room | 228329 | Living Room | 0.00040077
Floor lamp | Compact Fluorescent |  | Twist | 1 | 15 | Living Room | 228329 | Living Room | 0.00040077
Wall Mount | Incandescent |  | Standard A Lamp | 1 | 60 | Master Bedroom | 2283210 | Master Bedroom | 0.00040077
Table | Incandescent |  | Standard A Lamp | 1 | 60 | Master Bedroom | 2283210 | Master Bedroom | 0.00040077
Wall Mount | Incandescent |  | Standard A Lamp | 4 | 60 | Bathroom | 228331 | Bathroom | 0.00094081
Ceiling Fixture | Incandescent |  | Standard A Lamp | 1 | 60 | Bathroom | 228331 | Bathroom | 0.00094081
Wall Mount | Incandescent |  | Globe | 4 | 40 | Bathroom | 228332 | Bathroom | 0.00094081
Ceiling Fixture | Incandescent |  | Standard A Lamp | 2 | 60 | Bathroom | 228332 | Bathroom | 0.00094081
Wall Mount | Incandescent |  | Standard A Lamp | 3 | 60 | Bathroom | 228333 | Bathroom | 0.00094081
Ceiling Fixture | Incandescent |  | Standard A Lamp | 1 | 60 | Bathroom | 228333 | Bathroom | 0.00094081
Ceiling Fixture | Incandescent |  | Standard A Lamp | 1 | 60 | Bedroom | 228334 | Bedroom | 0.00094081
Ceiling Fixture | Incandescent |  | Standard A Lamp | 2 | 60 | Bedroom | 228334 | Bedroom | 0.00094081
Ceiling Fixture | Incandescent |  | Standard A Lamp | 1 | 60 | Bedroom | 228335 | Bedroom | 0.00094081
Ceiling Fixture | Incandescent |  | Standard A Lamp | 1 | 60 | Family Room | 228336 | Family Room | 0.00094081
Recessed Can | Incandescent |  | Standard A Lamp | 1 | 65 | Family Room | 228336 | Family Room | 0.00094081
Ceiling Fixture | Incandescent |  | Standard A Lamp | 1 | 100 | Garage | 228337 | Garage | 0.00094081
Garage door opener | Incandescent |  | Standard A Lamp | 1 | 60 | Garage | 228337 | Garage | 0.00094081
Ceiling Fixture | Incandescent |  | Standard A Lamp | 1 | 60 | Hall | 228338 | Hall | 0.00094081
Ceiling Fixture | Incandescent |  | Standard A Lamp | 1 | 60 | Hall | 228339 | Hall | 0.00094081
Chandelier (Hanging) | Incandescent |  | Standard A Lamp | 5 | 60 | Kitchen | 2283310 | Kitchen | 0.00094081
Ceiling Fixture | Incandescent |  | Standard A Lamp | 2 | 60 | Kitchen | 2283310 | Kitchen | 0.00094081
Ceiling Fixture | Linear Fluorescent | 48 | T-12 | 4 | 40 | Kitchen | 2283310 | Kitchen | 0.00094081
Ceiling Fixture | Compact Fluorescent |  | Pin base | 1 | 22 | Kitchen | 2283310 | Kitchen | 0.00094081
Ceiling Fixture | Incandescent |  | Standard A Lamp | 1 | 60 | Other | 2283311 | Other | 0.00094081
Ceiling Fixture | Incandescent |  | Standard A Lamp | 1 | 60 | Living Room | 2283312 | Living Room | 0.00094081
Ceiling Fixture | Incandescent |  | Standard A Lamp | 1 | 60 | Other | 2283313 | Other | 0.00094081
Ceiling Fixture | Incandescent |  | Standard A Lamp | 1 | 60 | Bedroom | 2283314 | Bedroom | 0.00094081
Ceiling Fixture | Incandescent |  | Standard A Lamp | 1 | 60 | Bedroom | 2283315 | Bedroom | 0.00094081
Ceiling Fixture | Incandescent |  | Standard A Lamp | 1 | 60 | Bedroom | 2283316 | Bedroom | 0.00094081
Recessed Can | Compact Fluorescent |  | Twist | 1 | 22 | Other | 228451 | Other | 0.00028447
Wall Mount | Incandescent |  | Globe | 8 | 40 | Other | 228452 | Other | 0.00028447
Ceiling Fixture | Incandescent |  | Standard A Lamp | 3 | 60 | Other | 228452 | Other | 0.00028447
Recessed Can | Compact Fluorescent |  | Twist | 1 | 22 | Other | 228452 | Other | 0.00028447
Recessed Can | Compact Fluorescent |  | Twist | 2 | 22 | Bathroom | 228453 | Bathroom | 0.00028447
Wall Mount | Incandescent |  | Globe | 4 | 40 | Bathroom | 228453 | Bathroom | 0.00028447
Ceiling Fan | Compact Fluorescent |  | Twist | 3 | 22 | Bathroom | 228453 | Bathroom | 0.00028447
Floor lamp | Incandescent |  | Decorative | 1 | 60 | Bathroom | 228453 | Bathroom | 0.00028447
Recessed Can | Compact Fluorescent |  | Twist | 1 | 22 | Bathroom | 228453 | Bathroom | 0.00028447
Ceiling Fixture | Incandescent |  | Standard A Lamp | 2 | 60 | Bedroom | 228454 | Bedroom | 0.00028447
Wall Mount | Incandescent |  | Globe | 3 | 40 | Bedroom | 228454 | Bedroom | 0.00028447
Ceiling Fixture | Incandescent |  | Standard A Lamp | 1 | 60 | Garage | 228455 | Garage | 0.00028447
Recessed Can | Compact Fluorescent |  | A shape bulb | 1 | 22 | Hall | 228456 | Hall | 0.00028447
Ceiling Fan | Incandescent |  | Clear | 3 | 60 | Hall | 228457 | Hall | 0.00028447
Ceiling Fixture | Incandescent |  | Standard A Lamp | 3 | 60 | Hall | 228458 | Hall | 0.00028447
Floor lamp | Compact Fluorescent |  | Twist | 1 | 22 | Bedroom | 228459 | Bedroom | 0.00028447
Ceiling Fixture | Incandescent |  | Standard A Lamp | 2 | 60 | Bedroom | 228459 | Bedroom | 0.00028447
Recessed Can | Compact Fluorescent |  | Twist | 1 | 22 | Bedroom | 228459 | Bedroom | 0.00028447
Recessed Can | Compact Fluorescent |  | Twist | 1 | 22 | Kitchen | 2284510 | Kitchen | 0.00028447
Recessed Can | Compact Fluorescent |  | Twist | 1 | 22 | Laundry Room | 2284511 | Laundry Room | 0.00028447
Recessed Can | Compact Fluorescent |  | Twist | 1 | 28 | Dining Room | 2284512 | Dining Room | 0.00028447
Chandelier (Hanging) | Incandescent |  | Decorative | 6 | 40 | Dining Room | 2284512 | Dining Room | 0.00028447
Ceiling Fixture | Incandescent |  | Standard A Lamp | 1 | 75 | Other | 228541 | Other | 0.00028447
Recessed Can | Incandescent |  | Reflector | 1 | 65 | Dining Room | 228542 | Dining Room | 0.00028447
Chandelier (Hanging) | Incandescent |  | Standard A Lamp | 3 | 75 | Dining Room | 228542 | Dining Room | 0.00028447
Ceiling Fixture | Linear Fluorescent | 48 | T-12 | 2 | 32 | Garage | 228543 | Garage | 0.00028447
Ceiling Fixture | Incandescent |  | Standard A Lamp | 1 | 75 | Garage | 228543 | Garage | 0.00028447
Ceiling Fixture | Compact Fluorescent |  | Twist | 2 | 22 | Office | 228544 | Office | 0.00028447
Recessed Can | Incandescent |  | Reflector | 1 | 65 | Kitchen | 228545 | Kitchen | 0.00028447
Recessed Can | Incandescent |  | Reflector | 1 | 65 | Living Room | 228546 | Living Room | 0.00028447
Table | Incandescent |  | Standard A Lamp | 2 | 75 | Living Room | 228546 | Living Room | 0.00028447
Table | Incandescent |  | Standard A Lamp | 1 | 75 | Living Room | 228546 | Living Room | 0.00028447
Floor lamp | Incandescent |  | Standard A Lamp | 1 | 75 | Living Room | 228546 | Living Room | 0.00028447
Wall Mount | Incandescent |  | Standard A Lamp | 3 | 60 | Bathroom | 228547 | Bathroom | 0.00028447
Ceiling Fixture | Incandescent |  | Standard A Lamp | 1 | 65 | Hall | 228548 | Hall | 0.00028447
Recessed Can | Incandescent |  | Standard A Lamp | 1 | 65 | Other | 228549 | Other | 0.00028447
Wall Mount | Incandescent |  | Standard A Lamp | 3 | 60 | Bathroom | 2285410 | Bathroom | 0.00028447
Ceiling Fixture | Incandescent |  | Standard A Lamp | 1 | 75 | Closet | 2285411 | Closet | 0.00028447
Ceiling Fixture | Incandescent |  | Standard A Lamp | 3 | 75 | Bedroom | 2285412 | Bedroom | 0.00028447
Table | Compact Fluorescent |  | Twist | 1 | 15 | Bedroom | 2285412 | Bedroom | 0.00028447
Ceiling Fixture | Incandescent |  | Standard A Lamp | 3 | 75 | Bedroom | 2285413 | Bedroom | 0.00028447
Table | Incandescent |  | Standard A Lamp | 1 | 75 | Bedroom | 2285413 | Bedroom | 0.00028447
Wall Mount | Incandescent |  | Standard A Lamp | 1 | 40 | Bedroom | 2285413 | Bedroom | 0.00028447
Ceiling Fixture | Incandescent |  | Standard A Lamp | 2 | 75 | Hall | 2285414 | Hall | 0.00028447
Wall Mount | Incandescent |  | Standard A Lamp | 1 | 75 | Hall | 2285414 | Hall | 0.00028447
Ceiling Fixture | Incandescent |  | Standard A Lamp | 1 | 75 | Closet | 2285415 | Closet | 0.00028447
Ceiling Fixture | Incandescent |  | Standard A Lamp | 1 | 75 | Bathroom | 2285416 | Bathroom | 0.00028447
Wall Mount | Incandescent |  | Standard A Lamp | 2 | 75 | Bathroom | 2285416 | Bathroom | 0.00028447
Recessed Can | Incandescent |  | Reflector | 1 | 65 | Master Bedroom | 2285417 | Master Bedroom | 0.00028447
Table | Incandescent |  | Clear | 1 | 40 | Master Bedroom | 2285417 | Master Bedroom | 0.00028447
Table | Compact Fluorescent |  | Twist | 1 | 15 | Master Bedroom | 2285417 | Master Bedroom | 0.00028447
Recessed Can | Incandescent |  | Standard A Lamp | 1 | 65 | Laundry Room | 2285418 | Laundry Room | 0.00028447
Recessed Can | Incandescent |  | Reflector | 1 | 65 | Family Room | 228551 | Family Room | 0.0005169
Recessed Can | Compact Fluorescent |  | Twist | 1 | 15 | Family Room | 228551 | Family Room | 0.0005169
Wall Mount | Compact Fluorescent |  | Twist | 1 | 15 | Family Room | 228551 | Family Room | 0.0005169
Table | Compact Fluorescent |  | Twist | 1 | 15 | Family Room | 228551 | Family Room | 0.0005169
Table | Incandescent |  | Clear | 1 | 60 | Family Room | 228551 | Family Room | 0.0005169
Table | Incandescent |  | Mini base | 1 | 25 | Family Room | 228551 | Family Room | 0.0005169
Recessed Can | Compact Fluorescent |  | Twist | 1 | 15 | Kitchen | 228552 | Kitchen | 0.0005169
Table | Compact Fluorescent |  | Twist | 2 | 15 | Kitchen | 228552 | Kitchen | 0.0005169
Table | Compact Fluorescent |  | Twist | 1 | 15 | Bedroom | 228553 | Bedroom | 0.0005169
Ceiling Fixture | Compact Fluorescent |  | Twist | 1 | 15 | Bedroom | 228553 | Bedroom | 0.0005169
Wall Mount | Incandescent |  | Globe | 4 | 40 | Bathroom | 228554 | Bathroom | 0.0005169
Ceiling Fan | Compact Fluorescent |  | Straight Tube | 1 | 25 | Bathroom | 228554 | Bathroom | 0.0005169
Wall Mount | Incandescent |  | Standard A Lamp | 1 | 40 | Closet | 228555 | Closet | 0.0005169
Ceiling Fixture | Incandescent |  | Standard A Lamp | 1 | 60 | Closet | 228556 | Closet | 0.0005169
Ceiling Fixture | Incandescent |  | Standard A Lamp | 1 | 100 | Closet | 228556 | Closet | 0.0005169
Ceiling Fixture | Incandescent |  | Standard A Lamp | 1 | 60 | Other | 228557 | Other | 0.0005169
Ceiling Fixture | Incandescent |  | Reflector | 1 | 65 | Other | 228558 | Other | 0.0005169
Other | Linear Fluorescent | 16 | T-4 | 1 | 16 | Other | 228558 | Other | 0.0005169
Ceiling Fixture | Incandescent |  | Standard A Lamp | 1 | 60 | Garage | 228559 | Garage | 0.0005169
Ceiling Fixture | Linear Fluorescent | 48 | T-12 | 2 | 40 | Other | 2285510 | Other | 0.0005169
Other | Compact Fluorescent |  | Twist | 1 | 7 | Other | 2285510 | Other | 0.0005169
Wall Mount | Compact Fluorescent |  | Twist | 1 | 15 | Living Room | 2285511 | Living Room | 0.0005169
Ceiling Fixture | Compact Fluorescent |  | Twist | 1 | 15 | Hall | 2285512 | Hall | 0.0005169
Wall Mount | Compact Fluorescent |  | Twist | 1 | 15 | Bathroom | 2285513 | Bathroom | 0.0005169
Ceiling Fixture | Compact Fluorescent |  | Twist | 2 | 7 | Master Bedroom | 2285514 | Master Bedroom | 0.0005169
Table | Compact Fluorescent |  | Twist | 1 | 7 | Master Bedroom | 2285514 | Master Bedroom | 0.0005169
Wall Mount | Compact Fluorescent |  | Twist | 3 | 7 | Bathroom | 2285515 | Bathroom | 0.0005169
Ceiling Fixture | Compact Fluorescent |  | Twist | 1 | 15 | Bedroom | 2285516 | Bedroom | 0.0005169
Table | Incandescent |  | Standard A Lamp | 1 | 75 | Bedroom | 2285516 | Bedroom | 0.0005169
Wall Mount | Compact Fluorescent |  | Twist | 1 | 15 | Bedroom | 2285516 | Bedroom | 0.0005169
Ceiling Fixture | Compact Fluorescent |  | Twist | 1 | 15 | Laundry Room | 2285517 | Laundry Room | 0.0005169
Recessed Can | Compact Fluorescent |  | Reflector | 1 | 15 | Hall | 2285518 | Hall | 0.0005169
Wall Mount | Incandescent |  | Globe | 8 | 40 | Bathroom | 228691 | Bathroom | 0.0005169
Wall Mount | Incandescent |  | Globe | 4 | 40 | Bathroom | 228692 | Bathroom | 0.0005169
Ceiling Fixture | Incandescent |  | Standard A Lamp | 2 | 40 | Bedroom | 228693 | Bedroom | 0.0005169
Ceiling Fixture | Incandescent |  | Standard A Lamp | 1 | 40 | Bedroom | 228694 | Bedroom | 0.0005169
Ceiling Fan | Incandescent |  | Mini base | 4 | 40 | Dining Room | 228695 | Dining Room | 0.0005169
Recessed Can | Compact Fluorescent |  | Reflector | 1 | 28 | Hall | 228696 | Hall | 0.0005169
Recessed Can | Incandescent |  | Reflector | 1 | 60 | Family Room | 228697 | Family Room | 0.0005169
Ceiling Fixture | Incandescent |  | Standard A Lamp | 1 | 65 | Garage | 228698 | Garage | 0.0005169
Recessed Can | Compact Fluorescent |  | Reflector | 1 | 28 | Kitchen | 228699 | Kitchen | 0.0005169
Table | Incandescent |  | Standard A Lamp | 1 | 60 | Living Room | 2286910 | Living Room | 0.0005169
Wall Mount | Incandescent |  | Globe | 8 | 40 | Bathroom | 2286911 | Bathroom | 0.0005169
Ceiling Fixture | Incandescent |  | Standard A Lamp | 2 | 65 | Master Bedroom | 2286912 | Master Bedroom | 0.0005169
Ceiling Fixture | Incandescent |  | Standard A Lamp | 2 | 60 | Closet | 2286913 | Closet | 0.0005169
Ceiling Fixture | Incandescent |  | Standard A Lamp | 2 | 60 | Bedroom | 2286914 | Bedroom | 0.0005169
Wall Mount | Incandescent |  | Standard A Lamp | 1 | 65 | Hall | 2286915 | Hall | 0.0005169
Recessed Can | Compact Fluorescent |  | Reflector | 1 | 22 | Garage | 2286916 | Garage | 0.0005169
Ceiling Fixture | Incandescent |  | Standard A Lamp | 1 | 40 | Laundry Room | 2286917 | Laundry Room | 0.0005169
Ceiling Fan | Compact Fluorescent |  | Twist | 3 | 15 | Living Room | 228721 | Living Room | 0.00094081
Table | Compact Fluorescent |  | Twist | 1 | 15 | Living Room | 228721 | Living Room | 0.00094081
Ceiling Fixture | Incandescent |  | Mini base | 4 | 40 | Living Room | 228721 | Living Room | 0.00094081
Ceiling Fixture | Incandescent |  | Standard A Lamp | 2 | 60 | Bedroom | 228722 | Bedroom | 0.00094081
Ceiling Fixture | Incandescent |  | Standard A Lamp | 2 | 60 | Bedroom | 228723 | Bedroom | 0.00094081
Table | Compact Fluorescent |  | Twist | 1 | 15 | Bedroom | 228723 | Bedroom | 0.00094081
Ceiling Fixture | Incandescent |  | Standard A Lamp | 1 | 40 | Garage | 228724 | Garage | 0.00094081
Chandelier (Hanging) | Incandescent |  | Clear | 5 | 60 | Dining Room | 228725 | Dining Room | 0.00094081
Chandelier (Hanging) | Compact Fluorescent |  | Twist | 1 | 22 | Kitchen | 228726 | Kitchen | 0.00094081
Track | Compact Fluorescent |  | Twist | 3 | 15 | Kitchen | 228726 | Kitchen | 0.00094081
Ceiling Fixture | Compact Fluorescent |  | Twist | 2 | 22 | Kitchen | 228726 | Kitchen | 0.00094081
Wall Mount | Incandescent |  | Globe | 4 | 60 | Bathroom | 228727 | Bathroom | 0.00094081
Ceiling Fixture | Compact Fluorescent |  | Twist | 1 | 15 | Hall | 228728 | Hall | 0.00094081
Table | Compact Fluorescent |  | Twist | 1 | 15 | Hall | 228728 | Hall | 0.00094081
Ceiling Fixture | Compact Fluorescent |  | Twist | 1 | 15 | Closet | 228729 | Closet | 0.00094081
Wall Mount | Incandescent |  | Globe | 4 | 60 | Bathroom | 2287210 | Bathroom | 0.00094081
Table | Compact Fluorescent |  | Twist | 1 | 22 | Master Bedroom | 2287211 | Master Bedroom | 0.00094081
Architectural | Linear Fluorescent | 48 | T-8 | 1 | 32 | Master Bedroom | 2287211 | Master Bedroom | 0.00094081
Wall Mount | Incandescent |  | Globe | 2 | 60 | Bathroom | 2287212 | Bathroom | 0.00094081
Wall Mount | Incandescent |  | Globe | 5 | 40 | Bathroom | 228781 | Bathroom | 0.00094081
Wall Mount | Incandescent |  | Standard A Lamp | 1 | 65 | Bedroom | 228782 | Bedroom | 0.00094081
Ceiling Fixture | Compact Fluorescent |  | Twist | 3 | 22 | Bedroom | 228783 | Bedroom | 0.00094081
Wall Mount | Incandescent |  | Globe | 6 | 40 | Bathroom | 228784 | Bathroom | 0.00094081
Ceiling Fixture | Incandescent |  | Standard A Lamp | 1 | 60 | Bathroom | 228784 | Bathroom | 0.00094081
Ceiling Fixture | Linear Fluorescent | 48 | T-12 | 4 | 40 | Bathroom | 228784 | Bathroom | 0.00094081
Ceiling Fixture | Incandescent |  | Standard A Lamp | 2 | 60 | Bedroom | 228785 | Bedroom | 0.00094081
Table | Incandescent |  | Mini base | 1 | 25 | Bedroom | 228785 | Bedroom | 0.00094081
Ceiling Fixture | Linear Fluorescent | 48 | T-8 | 4 | 32 | Bedroom | 228786 | Bedroom | 0.00094081
Wall Mount | Incandescent |  | Standard A Lamp | 1 | 60 | Closet | 228787 | Closet | 0.00094081
Table | Incandescent |  | Standard A Lamp | 1 | 60 | Laundry Room | 228788 | Laundry Room | 0.00094081
Chandelier (Hanging) | Incandescent |  | Decorative | 7 | 40 | Hall | 228789 | Hall | 0.00094081
Ceiling Fixture | Incandescent |  | Decorative | 8 | 40 | Hall | 228789 | Hall | 0.00094081
Recessed Can | Incandescent |  | Reflector | 1 | 65 | Hall | 228789 | Hall | 0.00094081
Ceiling Fixture | Compact Fluorescent |  | Twist | 1 | 22 | Garage | 2287810 | Garage | 0.00094081
Ceiling Fixture | Incandescent |  | Standard A Lamp | 1 | 65 | Garage | 2287810 | Garage | 0.00094081
Ceiling Fixture | Incandescent |  | Standard A Lamp | 1 | 60 | Hall | 2287811 | Hall | 0.00094081
Recessed Can | Incandescent |  | Reflector | 1 | 65 | Hall | 2287812 | Hall | 0.00094081
Recessed Can | Incandescent |  | Reflector | 1 | 65 | Kitchen | 2287813 | Kitchen | 0.00094081
Recessed Can | Compact Fluorescent |  | Reflector | 1 | 15 | Kitchen | 2287813 | Kitchen | 0.00094081
Track | Incandescent |  | Mini base | 6 | 40 | Living Room | 2287814 | Living Room | 0.00094081
Table | Incandescent |  | Standard A Lamp | 1 | 65 | Living Room | 2287814 | Living Room | 0.00094081
Recessed Can | Incandescent |  | Reflector | 1 | 65 | Living Room | 2287814 | Living Room | 0.00094081
Wall Mount | Incandescent |  | Decorative | 1 | 40 | Bathroom | 2287815 | Bathroom | 0.00094081
Wall Mount | Incandescent |  | Standard A Lamp | 5 | 40 | Bathroom | 2287815 | Bathroom | 0.00094081
Ceiling Fan | Incandescent |  | Standard A Lamp | 1 | 65 | Bathroom | 2287815 | Bathroom | 0.00094081
Ceiling Fixture | Incandescent |  | Standard A Lamp | 1 | 60 | Bathroom | 2287815 | Bathroom | 0.00094081
Ceiling Fan | Incandescent |  | Standard A Lamp | 3 | 90 | Bedroom | 2287816 | Bedroom | 0.00094081
Wall Mount | Incandescent |  | Standard A Lamp | 1 | 100 | Other | 2287817 | Other | 0.00094081
Ceiling Fixture | Incandescent |  | Standard A Lamp | 2 | 60 | Hall | 2287818 | Hall | 0.00094081
Wall Mount | Incandescent |  | Standard A Lamp | 1 | 60 | Bedroom | 2287819 | Bedroom | 0.00094081
Table | Incandescent |  | Mini base | 1 | 25 | Bedroom | 2287819 | Bedroom | 0.00094081
Ceiling Fixture | Incandescent |  | Standard A Lamp | 1 | 65 | Other | 2287820 | Other | 0.00094081
Recessed Can | Incandescent |  | Reflector | 1 | 65 | Family Room | 2287821 | Family Room | 0.00094081
Wall Mount | Incandescent |  | Mini base | 5 | 40 | Bathroom | 2287822 | Bathroom | 0.00094081
Wall Mount | Compact Fluorescent |  | Twist | 5 | 20 | Bathroom | 228801 | Bathroom | 0.00040077
Ceiling Fixture | Incandescent |  | Standard A Lamp | 2 | 60 | Bathroom | 228801 | Bathroom | 0.00040077
Ceiling Fixture | Incandescent |  | Standard A Lamp | 2 | 60 | Bedroom | 228802 | Bedroom | 0.00040077
Ceiling Fixture | Incandescent |  | Standard A Lamp | 2 | 60 | Hall | 228803 | Hall | 0.00040077
Chandelier (Hanging) | Compact Fluorescent |  | Twist | 6 | 13 | Family Room | 228804 | Family Room | 0.00040077
Floor lamp | Compact Fluorescent |  | Twist | 1 | 13 | Family Room | 228804 | Family Room | 0.00040077
Floor lamp | Compact Fluorescent |  | Twist | 1 | 20 | Family Room | 228804 | Family Room | 0.00040077
Ceiling Fixture | Linear Fluorescent | 48 | T-12 | 2 | 40 | Garage | 228805 | Garage | 0.00040077
Ceiling Fixture | Compact Fluorescent |  | Twist | 1 | 20 | Garage | 228805 | Garage | 0.00040077
Ceiling Fixture | Incandescent |  | Standard A Lamp | 1 | 60 | Garage | 228805 | Garage | 0.00040077
Ceiling Fixture | Incandescent |  | Standard A Lamp | 2 | 60 | Hall | 228806 | Hall | 0.00040077
Wall Mount | Halogen |  | Quartz Tube | 1 | 300 | Hall | 228806 | Hall | 0.00040077
Recessed Can | Compact Fluorescent |  | Twist | 1 | 23 | Kitchen | 228807 | Kitchen | 0.00040077
Recessed Can | Incandescent |  | Standard A Lamp | 1 | 60 | Kitchen | 228807 | Kitchen | 0.00040077
Wall Mount | Incandescent |  | Standard A Lamp | 5 | 40 | Bathroom | 228808 | Bathroom | 0.00040077
Ceiling Fixture | Incandescent |  | Standard A Lamp | 2 | 60 | Master Bedroom | 228809 | Master Bedroom | 0.00040077
Floor lamp | Incandescent |  | Standard A Lamp | 1 | 25 | Master Bedroom | 228809 | Master Bedroom | 0.00040077
Floor lamp | Incandescent |  | 3-Way Incandescent | 1 | 100 | Master Bedroom | 228809 | Master Bedroom | 0.00040077
Ceiling Fixture | Incandescent |  | Standard A Lamp | 2 | 60 | Closet | 2288010 | Closet | 0.00040077
Ceiling Fixture | Compact Fluorescent |  | Twist | 1 | 22 | Bathroom | 228901 | Bathroom | 0.00047324
Wall Mount | Compact Fluorescent |  | Twist | 4 | 15 | Bathroom | 228901 | Bathroom | 0.00047324
Other | Incandescent |  | Other | 1 | 42 | Bathroom | 228901 | Bathroom | 0.00047324
Wall Mount | Compact Fluorescent |  | Twist | 1 | 22 | Other | 228902 | Other | 0.00047324
Table | Incandescent |  | Standard A Lamp | 1 | 100 | Other | 228902 | Other | 0.00047324
Ceiling Fixture | Compact Fluorescent |  | Twist | 1 | 15 | Other | 228902 | Other | 0.00047324
Table | Incandescent |  | Mini base | 2 | 25 | Other | 228902 | Other | 0.00047324
Ceiling Fixture | Compact Fluorescent |  | Twist | 1 | 22 | Other | 228903 | Other | 0.00047324
Chandelier (Hanging) | Compact Fluorescent |  | Twist | 1 | 15 | Master Bedroom | 228904 | Master Bedroom | 0.00047324
Ceiling Fan | Incandescent |  | Decorative | 3 | 60 | Master Bedroom | 228904 | Master Bedroom | 0.00047324
Table | Compact Fluorescent |  | Twist | 2 | 15 | Master Bedroom | 228904 | Master Bedroom | 0.00047324
Table | Incandescent |  | Standard A Lamp | 1 | 60 | Master Bedroom | 228904 | Master Bedroom | 0.00047324
Ceiling Fixture | Compact Fluorescent |  | Twist | 2 | 15 | Closet | 228905 | Closet | 0.00047324
Ceiling Fixture | Compact Fluorescent |  | Twist | 2 | 15 | Laundry Room | 228906 | Laundry Room | 0.00047324
Table | Compact Fluorescent |  | Twist | 1 | 15 | Bedroom | 228907 | Bedroom | 0.00047324
Wall Mount | Compact Fluorescent |  | Globe | 4 | 15 | Bathroom | 228908 | Bathroom | 0.00047324
Ceiling Fixture | Compact Fluorescent |  | Twist | 2 | 15 | Bathroom | 228908 | Bathroom | 0.00047324
Ceiling Fan | Incandescent |  | Reflector | 3 | 45 | Kitchen | 228909 | Kitchen | 0.00047324
Ceiling Fan | Compact Fluorescent |  | Reflector | 1 | 15 | Kitchen | 228909 | Kitchen | 0.00047324
Architectural | Incandescent |  | Mini base | 1 | 40 | Kitchen | 228909 | Kitchen | 0.00047324
Ceiling Fixture | Compact Fluorescent |  | Twist | 1 | 15 | Kitchen | 228909 | Kitchen | 0.00047324
Ceiling Fixture | Incandescent |  | Standard A Lamp | 1 | 40 | Hall | 2289010 | Hall | 0.00047324
Ceiling Fan | Compact Fluorescent |  | Twist | 4 | 15 | Living Room | 2289011 | Living Room | 0.00047324
Table | Compact Fluorescent |  | Twist | 1 | 22 | Living Room | 2289011 | Living Room | 0.00047324
Table | Compact Fluorescent |  | Twist | 1 | 15 | Living Room | 2289011 | Living Room | 0.00047324
Wall Mount | Incandescent |  | Clear | 4 | 40 | Bathroom | 228911 | Bathroom | 0.00094081
Recessed Can | Incandescent |  | Standard A Lamp | 1 | 125 | Bedroom | 228912 | Bedroom | 0.00094081
Floor lamp | Incandescent |  | Standard A Lamp | 3 | 60 | Bedroom | 228912 | Bedroom | 0.00094081
Ceiling Fixture | Incandescent |  | Standard A Lamp | 2 | 60 | Bedroom | 228913 | Bedroom | 0.00094081
Wall Mount | Incandescent |  | Globe | 4 | 40 | Bathroom | 228914 | Bathroom | 0.00094081
Ceiling Fixture | Incandescent |  | Standard A Lamp | 1 | 75 | Bedroom | 228915 | Bedroom | 0.00094081
Ceiling Fixture | Compact Fluorescent |  | Twist | 2 | 15 | Other | 228916 | Other | 0.00094081
Ceiling Fixture | Incandescent |  | Standard A Lamp | 2 | 60 | Family Room | 228917 | Family Room | 0.00094081
Ceiling Fixture | Compact Fluorescent |  | Twist | 2 | 22 | Kitchen | 228918 | Kitchen | 0.00094081
Ceiling Fixture | Compact Fluorescent |  | Twist | 1 | 22 | Laundry Room | 228919 | Laundry Room | 0.00094081
Ceiling Fan | Compact Fluorescent |  | Twist | 2 | 15 | Living Room | 2289110 | Living Room | 0.00094081
Ceiling Fixture | Compact Fluorescent |  | Twist | 1 | 15 | Other | 2289111 | Other | 0.00094081
Ceiling Fixture | Incandescent |  | Standard A Lamp | 2 | 60 | Hall | 2289112 | Hall | 0.00094081
Wall Mount | Incandescent |  | Globe | 4 | 40 | Bathroom | 228971 | Bathroom | 0.0005169
Ceiling Fixture | Incandescent |  | Standard A Lamp | 2 | 60 | Bedroom | 228972 | Bedroom | 0.0005169
Chandelier (Hanging) | Incandescent |  | Standard A Lamp | 5 | 60 | Dining Room | 228973 | Dining Room | 0.0005169
Ceiling Fixture | Incandescent |  | Standard A Lamp | 1 | 60 | Garage | 228974 | Garage | 0.0005169
Ceiling Fixture | Incandescent |  | Standard A Lamp | 1 | 60 | Hall | 228975 | Hall | 0.0005169
Ceiling Fan | Incandescent |  | Decorative | 4 | 25 | Kitchen | 228976 | Kitchen | 0.0005169
Recessed Can | Incandescent |  | Reflector | 1 | 65 | Kitchen | 228976 | Kitchen | 0.0005169
Recessed Can | Incandescent |  | Reflector | 1 | 40 | Kitchen | 228976 | Kitchen | 0.0005169
Ceiling Fixture | Linear Fluorescent | 48 | T-12 | 2 | 40 | Laundry Room | 228977 | Laundry Room | 0.0005169
Ceiling Fixture | Incandescent |  | Standard A Lamp | 3 | 40 | Living Room | 228978 | Living Room | 0.0005169
Table | Incandescent |  | Standard A Lamp | 1 | 40 | Living Room | 228978 | Living Room | 0.0005169
Table | Incandescent |  | 3-Way Incandescent | 1 | 100 | Living Room | 228978 | Living Room | 0.0005169
Table | Incandescent |  | Standard A Lamp | 1 | 100 | Living Room | 228978 | Living Room | 0.0005169
Torchiere | Incandescent |  | Standard A Lamp | 1 | 125 | Living Room | 228978 | Living Room | 0.0005169
Wall Mount | Incandescent |  | Globe | 4 | 40 | Bathroom | 228979 | Bathroom | 0.0005169
Ceiling Fixture | Incandescent |  | Standard A Lamp | 2 | 60 | Master Bedroom | 2289710 | Master Bedroom | 0.0005169
Table | Incandescent |  | Standard A Lamp | 1 | 60 | Master Bedroom | 2289710 | Master Bedroom | 0.0005169
Ceiling Fixture | Incandescent |  | Standard A Lamp | 2 | 60 | Office | 2289711 | Office | 0.0005169
Table | Incandescent |  | 3-Way Incandescent | 1 | 100 | Office | 2289711 | Office | 0.0005169
Ceiling Fixture | Incandescent |  | Standard A Lamp | 1 | 40 | Hall | 229021 | Hall | 0.00052955
Wall Mount | Linear Fluorescent | 24 | T-12 | 1 | 32 | Bathroom | 229022 | Bathroom | 0.00052955
Wall Mount | Linear Fluorescent | 24 | Fluorescent Unknown | 1 | 17 | Closet | 229023 | Closet | 0.00052955
Ceiling Fixture | Incandescent |  | Standard A Lamp | 1 | 60 | Bedroom | 229024 | Bedroom | 0.00052955
Wall Mount | Incandescent |  | Globe | 1 | 20 | Bedroom | 229024 | Bedroom | 0.00052955
Table | Incandescent |  | Globe | 1 | 20 | Bedroom | 229024 | Bedroom | 0.00052955
Chandelier (Hanging) | Incandescent |  | Decorative | 5 | 20 | Dining Room | 229025 | Dining Room | 0.00052955
Ceiling Fixture | Incandescent |  | Standard A Lamp | 1 | 60 | Other | 229026 | Other | 0.00052955
Ceiling Fixture | Incandescent |  | Standard A Lamp | 1 | 75 | Other | 229027 | Other | 0.00052955
Ceiling Fixture | Incandescent |  | Standard A Lamp | 1 | 60 | Laundry Room | 229028 | Laundry Room | 0.00052955
Ceiling Fixture | Incandescent |  | Standard A Lamp | 1 | 75 | Other | 229029 | Other | 0.00052955
Ceiling Fixture | Compact Fluorescent |  | Twist | 1 | 15 | Other | 2290210 | Other | 0.00052955
Wall Mount | Incandescent |  | Standard A Lamp | 1 | 100 | Family Room | 2290211 | Family Room | 0.00052955
Floor lamp | Compact Fluorescent |  | Twist | 1 | 22 | Family Room | 2290211 | Family Room | 0.00052955
Table | Compact Fluorescent |  | Twist | 1 | 22 | Family Room | 2290211 | Family Room | 0.00052955
Ceiling Fixture | Compact Fluorescent |  | Twist | 1 | 28 | Kitchen | 2290212 | Kitchen | 0.00052955
Wall Mount | Linear Fluorescent | 36 | T-8 | 1 | 20 | Kitchen | 2290212 | Kitchen | 0.00052955
Floor lamp | Incandescent |  | 3-Way Incandescent | 1 | 100 | Living Room | 2290213 | Living Room | 0.00052955
Table | Compact Fluorescent |  | Twist | 1 | 22 | Living Room | 2290213 | Living Room | 0.00052955
Floor lamp | Incandescent |  | Standard A Lamp | 3 | 60 | Office | 2290214 | Office | 0.00052955
Floor lamp | Incandescent |  | 3-Way Incandescent | 1 | 200 | Office | 2290214 | Office | 0.00052955
Wall Mount | Linear Fluorescent | 48 | T-12 | 1 | 32 | Bathroom | 2290215 | Bathroom | 0.00052955
Ceiling Fixture | Incandescent |  | Decorative | 4 | 40 | Bedroom | 2290216 | Bedroom | 0.00052955
Ceiling Fixture | Incandescent |  | Globe | 3 | 75 | Bedroom | 2290217 | Bedroom | 0.00052955
Table | Incandescent |  | Standard A Lamp | 1 | 40 | Bedroom | 2290217 | Bedroom | 0.00052955
Table | Incandescent |  | Standard A Lamp | 1 | 60 | Bedroom | 2290218 | Bedroom | 0.00052955
Wall Mount | Linear Fluorescent | 24 | T-12 | 1 | 15 | Closet | 2290219 | Closet | 0.00052955
Wall Mount | Compact Fluorescent |  | Twist | 1 | 15 | Closet | 2290220 | Closet | 0.00052955
Ceiling Fixture | Compact Fluorescent |  | Twist | 1 | 28 | Closet | 2290221 | Closet | 0.00052955
Ceiling Fixture | Compact Fluorescent |  | Twist | 1 | 22 | Hall | 2290222 | Hall | 0.00052955
Ceiling Fixture | Incandescent |  | Standard A Lamp | 2 | 60 | Bathroom | 229031 | Bathroom | 0.00047324
Wall Mount | Incandescent |  | Standard A Lamp | 1 | 40 | Bathroom | 229031 | Bathroom | 0.00047324
Ceiling Fixture | Incandescent |  | Clear | 2 | 60 | Closet | 229032 | Closet | 0.00047324
Recessed Can | Incandescent |  | Reflector | 1 | 65 | Bathroom | 229033 | Bathroom | 0.00047324
Wall Mount | Incandescent |  | Clear | 3 | 40 | Bathroom | 229033 | Bathroom | 0.00047324
Recessed Can | Incandescent |  | Reflector | 1 | 65 | Master Bedroom | 229034 | Master Bedroom | 0.00047324
Ceiling Fan | Incandescent |  | Clear | 2 | 60 | Master Bedroom | 229034 | Master Bedroom | 0.00047324
Table | Incandescent |  | Clear | 1 | 40 | Master Bedroom | 229034 | Master Bedroom | 0.00047324
Wall Mount | Incandescent |  | Decorative | 3 | 40 | Bathroom | 229035 | Bathroom | 0.00047324
Recessed Can | Incandescent |  | Reflector | 1 | 65 | Bathroom | 229035 | Bathroom | 0.00047324
Ceiling Fan | Incandescent |  | Clear | 2 | 60 | Bedroom | 229036 | Bedroom | 0.00047324
Table | Compact Fluorescent |  | Twist | 1 | 15 | Bedroom | 229036 | Bedroom | 0.00047324
Ceiling Fixture | Linear Fluorescent | 48 | T-8 | 2 | 32 | Garage | 229037 | Garage | 0.00047324
Garage door opener | Incandescent |  | Standard A Lamp | 2 | 60 | Garage | 229037 | Garage | 0.00047324
Chandelier (Hanging) | Incandescent |  | Standard A Lamp | 6 | 60 | Hall | 229038 | Hall | 0.00047324
Recessed Can | Incandescent |  | Reflector | 1 | 65 | Hall | 229038 | Hall | 0.00047324
Ceiling Fan | Incandescent |  | Standard A Lamp | 2 | 60 | Office | 229039 | Office | 0.00047324
Table | Compact Fluorescent |  | Twist | 1 | 28 | Office | 229039 | Office | 0.00047324
Chandelier (Hanging) | Incandescent |  | Standard A Lamp | 12 | 40 | Dining Room | 2290310 | Dining Room | 0.00047324
Recessed Can | Incandescent |  | Reflector | 1 | 65 | Dining Room | 2290310 | Dining Room | 0.00047324
Recessed Can | Incandescent |  | Reflector |  | 65 | Living Room | 2290311 | Living Room | 0.00047324
Ceiling Fan | Incandescent |  | Standard A Lamp | 2 | 60 | Living Room | 2290311 | Living Room | 0.00047324
Floor lamp | Incandescent |  | Clear | 1 | 60 | Living Room | 2290311 | Living Room | 0.00047324
Table | Incandescent |  | Clear | 1 | 40 | Living Room | 2290311 | Living Room | 0.00047324
Chandelier (Hanging) | Incandescent |  | Clear | 5 | 60 | Kitchen | 2290312 | Kitchen | 0.00047324
Recessed Can | Incandescent |  | Reflector | 1 | 65 | Kitchen | 2290312 | Kitchen | 0.00047324
Chandelier (Hanging) | Incandescent |  | Clear | 1 | 60 | Kitchen | 2290312 | Kitchen | 0.00047324
Recessed Can | Incandescent |  | Reflector | 1 | 65 | Closet | 2290313 | Closet | 0.00047324
Recessed Can | Incandescent |  | Reflector | 1 | 65 | Hall | 2290314 | Hall | 0.00047324
Ceiling Fixture | Linear Fluorescent | 48 | T-8 | 4 | 32 | Laundry Room | 2290315 | Laundry Room | 0.00047324
Chandelier (Hanging) | Incandescent |  | Standard A Lamp | 1 | 60 | Bedroom | 229041 | Bedroom | 0.00040077
Table | Incandescent |  | Standard A Lamp | 1 | 25 | Bedroom | 229041 | Bedroom | 0.00040077
Ceiling Fixture | Incandescent |  | Standard A Lamp | 1 | 65 | Hall | 229042 | Hall | 0.00040077
Track | Compact Fluorescent |  | Flood | 3 | 28 | Family Room | 229043 | Family Room | 0.00040077
Chandelier (Hanging) | Incandescent |  | Decorative | 6 | 40 | Dining Room | 229044 | Dining Room | 0.00040077
Table | Incandescent |  | 3-Way Incandescent | 1 | 125 | Dining Room | 229044 | Dining Room | 0.00040077
Ceiling Fixture | Incandescent |  | Reflector | 1 | 65 | Garage | 229045 | Garage | 0.00040077
Wall Mount | Incandescent |  | Globe | 3 | 60 | Bathroom | 229046 | Bathroom | 0.00040077
Recessed Can | Incandescent |  | Reflector | 1 | 65 | Bathroom | 229046 | Bathroom | 0.00040077
Track | Compact Fluorescent |  | Reflector | 2 | 28 | Hall | 229047 | Hall | 0.00040077
Recessed Can | Incandescent |  | Reflector | 1 | 65 | Hall | 229047 | Hall | 0.00040077
Wall Mount | Compact Fluorescent |  | Reflector | 1 | 28 | Hall | 229047 | Hall | 0.00040077
Track | Compact Fluorescent |  | Flood | 2 | 28 | Kitchen | 229048 | Kitchen | 0.00040077
Wall Mount | Incandescent |  | Standard A Lamp | 1 | 65 | Bathroom | 229049 | Bathroom | 0.00040077
Track | Compact Fluorescent |  | Reflector | 2 | 28 | Master Bedroom | 2290410 | Master Bedroom | 0.00040077
Table | Incandescent |  | Standard A Lamp | 1 | 25 | Master Bedroom | 2290410 | Master Bedroom | 0.00040077
Track | Halogen |  | MR | 2 | 30 | Office | 2290411 | Office | 0.00040077
Table | Incandescent |  | Standard A Lamp | 1 | 100 | Office | 2290411 | Office | 0.00040077
Wall Mount | Incandescent |  | Globe | 5 | 60 | Closet | 2290412 | Closet | 0.00040077
Ceiling Fan | Incandescent |  | Standard A Lamp | 3 | 60 | Bedroom | 229091 | Bedroom | 0.00094081
Ceiling Fixture | Incandescent |  | Standard A Lamp | 3 | 60 | Closet | 229092 | Closet | 0.00094081
Recessed Can | Incandescent |  | Reflector | 1 | 65 | Dining Room | 229093 | Dining Room | 0.00094081
Ceiling Fixture | Incandescent |  | Standard A Lamp | 1 | 60 | Garage | 229094 | Garage | 0.00094081
Garage door opener | Compact Fluorescent |  | Twist | 1 | 15 | Garage | 229094 | Garage | 0.00094081
Wall Mount | Incandescent |  | Standard A Lamp | 3 | 60 | Bathroom | 229095 | Bathroom | 0.00094081
Ceiling Fixture | Incandescent |  | Standard A Lamp | 2 | 60 | Bathroom | 229095 | Bathroom | 0.00094081
Chandelier (Hanging) | Compact Fluorescent |  | Twist | 3 | 15 | Hall | 229096 | Hall | 0.00094081
Recessed Can | Incandescent |  | Reflector | 1 | 65 | Hall | 229096 | Hall | 0.00094081
Recessed Can | Incandescent |  | Reflector | 1 | 65 | Kitchen | 229097 | Kitchen | 0.00094081
Ceiling Fixture | Incandescent |  | Standard A Lamp | 1 | 60 | Kitchen | 229097 | Kitchen | 0.00094081
Ceiling Fixture | Incandescent |  | Reflector | 3 | 65 | Laundry Room | 229098 | Laundry Room | 0.00094081
Recessed Can | Incandescent |  | Reflector | 1 | 65 | Living Room | 229099 | Living Room | 0.00094081
Table | Incandescent |  | 3-Way Incandescent | 1 | 100 | Living Room | 229099 | Living Room | 0.00094081
Floor lamp | Incandescent |  | Standard A Lamp | 4 | 40 | Living Room | 229099 | Living Room | 0.00094081
Ceiling Fan | Incandescent |  | Standard A Lamp | 3 | 65 | Master Bedroom | 2290910 | Master Bedroom | 0.00094081
Table | Incandescent |  | Standard A Lamp | 1 | 100 | Master Bedroom | 2290910 | Master Bedroom | 0.00094081
Table | Compact Fluorescent |  | Twist | 1 | 15 | Master Bedroom | 2290910 | Master Bedroom | 0.00094081
Ceiling Fixture | Incandescent |  | Standard A Lamp | 3 | 60 | Bathroom | 2290911 | Bathroom | 0.00094081
Wall Mount | Incandescent |  | Globe | 5 | 40 | Bathroom | 2290911 | Bathroom | 0.00094081
Recessed Can | Incandescent |  | Reflector | 1 | 65 | Other | 2290912 | Other | 0.00094081
Wall Mount | Compact Fluorescent |  | Twist | 2 | 15 | Bedroom | 229191 | Bedroom | 0.0005169
Wall Mount | Compact Fluorescent |  | Globe | 1 | 15 | Bedroom | 229191 | Bedroom | 0.0005169
Wall Mount | Compact Fluorescent |  | Globe | 4 | 15 | Bathroom | 229192 | Bathroom | 0.0005169
Wall Mount | Compact Fluorescent |  | Globe | 4 | 15 | Bathroom | 229193 | Bathroom | 0.0005169
Ceiling Fixture | Compact Fluorescent |  | Twist | 2 | 22 | Office | 229194 | Office | 0.0005169
Table | Incandescent |  | Standard A Lamp | 1 | 60 | Office | 229194 | Office | 0.0005169
Ceiling Fixture | Compact Fluorescent |  | Twist | 1 | 15 | Bedroom | 229195 | Bedroom | 0.0005169
Ceiling Fixture | Compact Fluorescent |  | Twist | 1 | 22 | Master Bedroom | 229196 | Master Bedroom | 0.0005169
Table | Incandescent |  | Standard A Lamp | 1 | 60 | Master Bedroom | 229196 | Master Bedroom | 0.0005169
Ceiling Fixture | Compact Fluorescent |  | Twist | 1 | 22 | Bedroom | 229197 | Bedroom | 0.0005169
Chandelier (Hanging) | Compact Fluorescent |  | Twist | 1 | 15 | Closet | 229198 | Closet | 0.0005169
Ceiling Fixture | Incandescent |  | Standard A Lamp | 1 | 60 | Closet | 229199 | Closet | 0.0005169
Chandelier (Hanging) | Incandescent |  | Decorative | 8 | 25 | Dining Room | 2291910 | Dining Room | 0.0005169
Table | Incandescent |  | Standard A Lamp | 1 | 75 | Dining Room | 2291910 | Dining Room | 0.0005169
Torchiere | Incandescent |  | Decorative | 1 | 60 | Living Room | 2291911 | Living Room | 0.0005169
Ceiling Fixture | Incandescent |  | Standard A Lamp | 1 | 60 | Garage | 2291912 | Garage | 0.0005169
Low bay | Incandescent |  | Standard A Lamp | 1 | 60 | Garage | 2291912 | Garage | 0.0005169
Ceiling Fixture | Compact Fluorescent |  | Twist | 1 | 15 | Hall | 2291913 | Hall | 0.0005169
Ceiling Fixture | Linear Fluorescent | 48 | T-12 | 2 | 40 | Kitchen | 2291914 | Kitchen | 0.0005169
Architectural | Incandescent |  | Standard A Lamp | 1 | 40 | Kitchen | 2291914 | Kitchen | 0.0005169
Ceiling Fixture | Incandescent |  | Standard A Lamp | 1 | 60 | Laundry Room | 2291915 | Laundry Room | 0.0005169
Chandelier (Hanging) | Compact Fluorescent |  | Decorative | 6 | 7 | Living Room | 2291916 | Living Room | 0.0005169
Table | Compact Fluorescent |  | Twist | 1 | 22 | Living Room | 2291916 | Living Room | 0.0005169
Wall Mount | Incandescent |  | Standard A Lamp | 3 | 60 | Bathroom | 229351 | Bathroom | 0.00029634
Ceiling Fixture | Compact Fluorescent |  | Twist | 1 | 15 | Bedroom | 229352 | Bedroom | 0.00029634
Table | Incandescent |  | Standard A Lamp | 1 | 40 | Bedroom | 229352 | Bedroom | 0.00029634
Other | Incandescent |  | Standard A Lamp | 1 | 60 | Bedroom | 229352 | Bedroom | 0.00029634
Ceiling Fixture | Compact Fluorescent |  | Twist | 1 | 22 | Other | 229353 | Other | 0.00029634
Ceiling Fixture | Compact Fluorescent |  | Twist | 1 | 15 | Office | 229354 | Office | 0.00029634
Other | Linear Fluorescent | 24 | T-12 | 1 | 20 | Office | 229354 | Office | 0.00029634
Chandelier (Hanging) | Incandescent |  | Standard A Lamp | 5 | 75 | Dining Room | 229355 | Dining Room | 0.00029634
Ceiling Fixture | Linear Fluorescent | 48 | T-12 | 2 | 40 | Bathroom | 229356 | Bathroom | 0.00029634
Ceiling Fixture | Linear Fluorescent | 48 | T-12 | 2 | 40 | Bedroom | 229357 | Bedroom | 0.00029634
Table | Incandescent |  | Standard A Lamp | 1 | 40 | Bedroom | 229357 | Bedroom | 0.00029634
Ceiling Fixture | Compact Fluorescent | 48 | Twist | 3 | 15 | Bedroom | 229358 | Bedroom | 0.00029634
Ceiling Fixture | Linear Fluorescent | 48 | T-12 | 2 | 40 | Hall | 229359 | Hall | 0.00029634
Ceiling Fixture | Linear Fluorescent | 48 | T-12 | 2 | 40 | Living Room | 2293510 | Living Room | 0.00029634
Ceiling Fixture | Linear Fluorescent | 48 | T-12 | 2 | 40 | Bedroom | 2293511 | Bedroom | 0.00029634
Table | Incandescent |  | Decorative | 1 | 25 | Bedroom | 2293511 | Bedroom | 0.00029634
Table | Incandescent |  | Other | 1 | 60 | Bedroom | 2293511 | Bedroom | 0.00029634
Ceiling Fan | Incandescent |  | Mini base | 3 | 40 | Family Room | 2293512 | Family Room | 0.00029634
Recessed Can | Incandescent |  | Reflector | 1 | 65 | Family Room | 2293512 | Family Room | 0.00029634
Ceiling Fixture | Linear Fluorescent | 96 | T-12 | 2 | 100 | Garage | 2293513 | Garage | 0.00029634
Ceiling Fixture | Linear Fluorescent | 48 | T-12 | 2 | 40 | Kitchen | 2293514 | Kitchen | 0.00029634
Other | Linear Fluorescent | 12 | T-4 | 1 | 16 | Kitchen | 2293514 | Kitchen | 0.00029634
Ceiling Fan | Compact Fluorescent |  | Twist | 2 | 22 | Living Room | 2293515 | Living Room | 0.00029634
Wall Mount | Compact Fluorescent |  | Twist | 1 | 15 | Living Room | 2293515 | Living Room | 0.00029634
Recessed Can | Compact Fluorescent |  | Reflector | 1 | 15 | Living Room | 2293515 | Living Room | 0.00029634
Ceiling Fixture | Compact Fluorescent |  | Twist | 1 | 15 | Closet | 2293516 | Closet | 0.00029634
Wall Mount | Compact Fluorescent |  | Twist | 2 | 15 | Bathroom | 2293517 | Bathroom | 0.00029634
Recessed Can | Incandescent |  | Standard A Lamp | 1 | 60 | Bathroom | 2293517 | Bathroom | 0.00029634
Ceiling Fixture | Compact Fluorescent |  | Twist | 2 | 15 | Master Bedroom | 2293518 | Master Bedroom | 0.00029634
Table | Incandescent |  | Standard A Lamp | 1 | 75 | Master Bedroom | 2293518 | Master Bedroom | 0.00029634
Ceiling Fixture | Linear Fluorescent | 48 | T-12 | 2 | 40 | Other | 2293519 | Other | 0.00029634
Ceiling Fixture | Linear Fluorescent | 48 | T-12 | 4 | 40 | Office | 2293520 | Office | 0.00029634
Ceiling Fixture | Compact Fluorescent |  | Twist | 1 | 15 | Hall | 2293521 | Hall | 0.00029634
Ceiling Fixture | Compact Fluorescent |  | Twist | 2 | 15 | Hall | 2293522 | Hall | 0.00029634
Wall Mount | Incandescent |  | Globe | 8 | 40 | Bathroom | 229381 | Bathroom | 0.0030496
Wall Mount | Incandescent |  | Globe | 6 | 40 | Bathroom | 229382 | Bathroom | 0.0030496
Ceiling Fixture | Compact Fluorescent |  | Twist | 2 | 13 | Bedroom | 229383 | Bedroom | 0.0030496
Table | Compact Fluorescent |  | Pin base | 1 | 27 | Bedroom | 229383 | Bedroom | 0.0030496
Table | Compact Fluorescent |  | Twist | 2 | 18 | Bedroom | 229384 | Bedroom | 0.0030496
Floor lamp | Incandescent |  | Other | 2 | 20 | Bedroom | 229384 | Bedroom | 0.0030496
Ceiling Fixture | Incandescent |  | Standard A Lamp | 2 | 60 | Bedroom | 229385 | Bedroom | 0.0030496
Ceiling Fixture | Incandescent |  | Clear | 1 | 60 | Bedroom | 229386 | Bedroom | 0.0030496
Ceiling Fan | Incandescent |  | Decorative | 4 | 40 | Dining Room | 229387 | Dining Room | 0.0030496
Ceiling Fixture | Linear Fluorescent | 48 | T-12 | 2 | 40 | Other | 229388 | Other | 0.0030496
Ceiling Fixture | Compact Fluorescent |  | Twist | 2 | 13 | Family Room | 229389 | Family Room | 0.0030496
Garage door opener | Incandescent |  | Standard A Lamp | 2 | 40 | Garage | 2293810 | Garage | 0.0030496
Ceiling Fixture | Incandescent |  | Standard A Lamp | 1 | 100 | Garage | 2293810 | Garage | 0.0030496
Ceiling Fixture | Incandescent |  | Standard A Lamp | 1 | 60 | Hall | 2293811 | Hall | 0.0030496
Ceiling Fixture | Incandescent |  | Clear | 1 | 60 | Hall | 2293812 | Hall | 0.0030496
Chandelier (Hanging) | Incandescent |  | Mini base | 4 | 40 | Hall | 2293812 | Hall | 0.0030496
Ceiling Fixture | Incandescent |  | Clear | 1 | 60 | Kitchen | 2293813 | Kitchen | 0.0030496
Ceiling Fixture | Incandescent |  | Standard A Lamp | 2 | 50 | Kitchen | 2293813 | Kitchen | 0.0030496
Ceiling Fixture | Incandescent |  | Clear | 2 | 60 | Laundry Room | 2293814 | Laundry Room | 0.0030496
Table | Compact Fluorescent |  | Twist | 1 | 23 | Living Room | 2293815 | Living Room | 0.0030496
Floor lamp | Compact Fluorescent |  | 3-Way CFL | 1 | 21 | Living Room | 2293815 | Living Room | 0.0030496
Ceiling Fixture | Incandescent |  | Standard A Lamp | 2 | 60 | Closet | 2293816 | Closet | 0.0030496
Wall Mount | Incandescent |  | Globe | 4 | 40 | Bathroom | 229441 | Bathroom | 0.0005169
Wall Mount | Incandescent |  | Standard A Lamp | 2 | 60 | Bathroom | 229442 | Bathroom | 0.0005169
Chandelier (Hanging) | Incandescent |  | Standard A Lamp | 2 | 60 | Master Bedroom | 229443 | Master Bedroom | 0.0005169
Table | Incandescent |  | Standard A Lamp | 1 | 60 | Master Bedroom | 229443 | Master Bedroom | 0.0005169
Wall Mount | Incandescent |  | Standard A Lamp | 1 | 40 | Master Bedroom | 229443 | Master Bedroom | 0.0005169
Ceiling Fan | Incandescent |  | Globe | 3 | 40 | Bedroom | 229444 | Bedroom | 0.0005169
Table | Incandescent |  | Globe | 2 | 40 | Bedroom | 229444 | Bedroom | 0.0005169
Ceiling Fan | Incandescent |  | Decorative | 3 | 40 | Family Room | 229445 | Family Room | 0.0005169
Table | Incandescent |  | 3-Way Incandescent | 1 | 100 | Family Room | 229445 | Family Room | 0.0005169
Wall Mount | Incandescent |  | Standard A Lamp | 1 | 40 | Family Room | 229445 | Family Room | 0.0005169
Table | Compact Fluorescent |  | Circline (Screw Base) | 1 | 28 | Family Room | 229445 | Family Room | 0.0005169
Ceiling Fixture | Incandescent |  | Standard A Lamp | 1 | 60 | Garage | 229446 | Garage | 0.0005169
Garage door opener | Incandescent |  | Standard A Lamp | 1 | 60 | Garage | 229446 | Garage | 0.0005169
Ceiling Fixture | Incandescent |  | Standard A Lamp | 1 | 60 | Hall | 229447 | Hall | 0.0005169
Ceiling Fixture | Compact Fluorescent |  | Twist | 3 | 15 | Kitchen | 229448 | Kitchen | 0.0005169
Chandelier (Hanging) | Compact Fluorescent |  | Twist | 5 | 15 | Kitchen | 229448 | Kitchen | 0.0005169
Recessed Can | Incandescent |  | Reflector | 1 | 40 | Kitchen | 229448 | Kitchen | 0.0005169
Ceiling Fixture | Incandescent |  | Standard A Lamp | 1 | 60 | Laundry Room | 229449 | Laundry Room | 0.0005169
Recessed Can | Halogen |  | Quartz Tube | 1 | 100 | Living Room | 2294410 | Living Room | 0.0005169
Floor lamp | Incandescent |  | Decorative | 2 | 40 | Living Room | 2294410 | Living Room | 0.0005169
Chandelier (Hanging) | Incandescent |  | Standard A Lamp | 1 | 40 | Living Room | 2294410 | Living Room | 0.0005169
Table | Incandescent |  | 3-Way Incandescent | 1 | 100 | Living Room | 2294410 | Living Room | 0.0005169
Floor lamp | Compact Fluorescent |  | Straight Tube | 1 | 22 | Living Room | 2294410 | Living Room | 0.0005169
Ceiling Fixture | Incandescent |  | Standard A Lamp | 1 | 40 | Living Room | 2294410 | Living Room | 0.0005169
Ceiling Fixture | Halogen |  | MR | 4 | 30 | Office | 2294411 | Office | 0.0005169
Ceiling Fixture | Compact Fluorescent |  | Twist | 1 | 26 | Bathroom | 229501 | Bathroom | 0.00052955
Wall Mount | Incandescent |  | Globe | 6 | 25 | Bathroom | 229501 | Bathroom | 0.00052955
Ceiling Fixture | Compact Fluorescent |  | Twist | 1 | 22 | Bedroom | 229502 | Bedroom | 0.00052955
Ceiling Fixture | Compact Fluorescent |  | Twist | 2 | 28 | Bedroom | 229503 | Bedroom | 0.00052955
Chandelier (Hanging) | Compact Fluorescent |  | Twist | 4 | 28 | Dining Room | 229504 | Dining Room | 0.00052955
Ceiling Fixture | Incandescent |  | Standard A Lamp | 1 | 60 | Bathroom | 229505 | Bathroom | 0.00052955
Wall Mount | Incandescent |  | Standard A Lamp | 3 | 60 | Bathroom | 229506 | Bathroom | 0.00052955
Ceiling Fixture | Compact Fluorescent |  | Twist | 1 | 26 | Bedroom | 229507 | Bedroom | 0.00052955
Table | Compact Fluorescent |  | Twist | 1 | 26 | Bedroom | 229507 | Bedroom | 0.00052955
Ceiling Fixture | Compact Fluorescent |  | Twist | 2 | 26 | Bedroom | 229508 | Bedroom | 0.00052955
Ceiling Fixture | Compact Fluorescent |  | Twist | 2 | 26 | Family Room | 229509 | Family Room | 0.00052955
Ceiling Fixture | Compact Fluorescent |  | Twist | 1 | 22 | Hall | 2295010 | Hall | 0.00052955
Ceiling Fixture | Compact Fluorescent |  | Twist | 1 | 26 | Hall | 2295011 | Hall | 0.00052955
Ceiling Fixture | Compact Fluorescent |  | Twist | 1 | 26 | Kitchen | 2295012 | Kitchen | 0.00052955
Ceiling Fixture | Linear Fluorescent | 48 | T-12 | 2 | 40 | Living Room | 2295013 | Living Room | 0.00052955
Ceiling Fixture | Linear Fluorescent | 48 | T-12 | 2 | 40 | Living Room | 2295013 | Living Room | 0.00052955
Ceiling Fixture | Compact Fluorescent |  | Twist | 1 | 22 | Hall | 2295014 | Hall | 0.00052955
Track | Incandescent |  | Clear | 4 | 60 | Kitchen | 2295015 | Kitchen | 0.00052955
Ceiling Fan | Incandescent |  | Decorative | 4 | 40 | Living Room | 2295016 | Living Room | 0.00052955
Ceiling Fixture | Incandescent |  | Standard A Lamp | 1 | 40 | Living Room | 2295016 | Living Room | 0.00052955
Table | Compact Fluorescent |  | Twist | 1 | 22 | Living Room | 2295016 | Living Room | 0.00052955
Ceiling Fan | Compact Fluorescent |  | Twist | 2 | 26 | Master Bedroom | 2295017 | Master Bedroom | 0.00052955
Table | Compact Fluorescent |  | Twist | 1 | 26 | Master Bedroom | 2295017 | Master Bedroom | 0.00052955
Ceiling Fixture | Incandescent |  | Standard A Lamp | 1 | 60 | Other | 2295018 | Other | 0.00052955
Ceiling Fixture | Linear Fluorescent | 48 | T-12 | 4 | 40 | Laundry Room | 2295019 | Laundry Room | 0.00052955
Chandelier (Hanging) | Compact Fluorescent |  | Twist | 2 | 26 | Laundry Room | 2295019 | Laundry Room | 0.00052955
Ceiling Fixture | Compact Fluorescent |  | Twist | 1 | 26 | Laundry Room | 2295019 | Laundry Room | 0.00052955
Wall Mount | Compact Fluorescent |  | Twist | 2 | 15 | Bathroom | 229531 | Bathroom | 0.00028447
Wall Mount | Incandescent |  | Globe | 1 | 100 | Bedroom | 229532 | Bedroom | 0.00028447
Table | Incandescent |  | Standard A Lamp | 2 | 60 | Bedroom | 229532 | Bedroom | 0.00028447
Wall Mount | Incandescent |  | Standard A Lamp | 1 | 60 | Bedroom | 229533 | Bedroom | 0.00028447
Floor lamp | Incandescent |  | Decorative | 5 | 25 | Bedroom | 229533 | Bedroom | 0.00028447
Wall Mount | Incandescent |  | Decorative | 1 | 60 | Hall | 229534 | Hall | 0.00028447
Wall Mount | Compact Fluorescent |  | Twist | 1 | 15 | Kitchen | 229535 | Kitchen | 0.00028447
Chandelier (Hanging) | Incandescent |  | Decorative | 6 | 40 | Kitchen | 229535 | Kitchen | 0.00028447
Recessed Can | Incandescent |  | Standard A Lamp | 1 | 60 | Laundry Room | 229536 | Laundry Room | 0.00028447
Ceiling Fan | Compact Fluorescent |  | Twist | 3 | 15 | Living Room | 229537 | Living Room | 0.00028447
Ceiling Fixture | Compact Fluorescent |  | Twist | 1 | 15 | Master Bedroom | 229538 | Master Bedroom | 0.00028447
Wall Mount | Incandescent |  | Globe | 4 | 40 | Bathroom | 229551 | Bathroom | 0.00094081
Wall Mount | Incandescent |  | Globe | 3 | 40 | Bathroom | 229552 | Bathroom | 0.00094081
Ceiling Fixture | Compact Fluorescent |  | Twist | 2 | 22 | Bedroom | 229553 | Bedroom | 0.00094081
Table | Compact Fluorescent |  | Twist | 1 | 22 | Bedroom | 229553 | Bedroom | 0.00094081
Ceiling Fixture | Compact Fluorescent |  | Twist | 2 | 22 | Bedroom | 229554 | Bedroom | 0.00094081
Ceiling Fixture | Compact Fluorescent |  | Twist | 2 | 22 | Bedroom | 229555 | Bedroom | 0.00094081
Table | Incandescent |  | Standard A Lamp | 1 | 40 | Bedroom | 229555 | Bedroom | 0.00094081
Ceiling Fixture | Compact Fluorescent |  | Twist | 1 | 22 | Bedroom | 229555 | Bedroom | 0.00094081
Ceiling Fixture | Compact Fluorescent |  | Twist | 1 | 22 | Garage | 229556 | Garage | 0.00094081
Garage door opener | Incandescent |  | Standard A Lamp | 1 | 60 | Garage | 229556 | Garage | 0.00094081
Ceiling Fixture | Linear Fluorescent | 48 | T-12 | 2 | 32 | Garage | 229556 | Garage | 0.00094081
Ceiling Fixture | Compact Fluorescent |  | Twist | 1 | 22 | Hall | 229557 | Hall | 0.00094081
Ceiling Fixture | Compact Fluorescent |  | Twist | 1 | 22 | Hall | 229558 | Hall | 0.00094081
Ceiling Fixture | Compact Fluorescent |  | Twist | 1 | 22 | Laundry Room | 229559 | Laundry Room | 0.00094081
Ceiling Fan | Compact Fluorescent |  | Twist | 3 | 22 | Living Room | 2295510 | Living Room | 0.00094081
Table | Compact Fluorescent |  | Twist | 1 | 22 | Living Room | 2295510 | Living Room | 0.00094081
Table | Compact Fluorescent |  | A shape bulb | 1 | 28 | Living Room | 2295510 | Living Room | 0.00094081
Floor lamp | Compact Fluorescent |  | Twist | 3 | 22 | Living Room | 2295510 | Living Room | 0.00094081
Ceiling Fixture | Compact Fluorescent |  | Twist | 2 | 22 | Office | 2295511 | Office | 0.00094081
Table | Compact Fluorescent |  | A shape bulb | 1 | 22 | Office | 2295511 | Office | 0.00094081
Ceiling Fixture | Compact Fluorescent |  | Twist | 3 | 22 | Kitchen | 2295512 | Kitchen | 0.00094081
Ceiling Fixture | Linear Fluorescent | 48 | T-8 | 2 | 32 | Kitchen | 2295512 | Kitchen | 0.00094081
Ceiling Fixture | Compact Fluorescent |  | Pin base | 1 | 22 | Kitchen | 2295512 | Kitchen | 0.00094081
Ceiling Fixture | Incandescent |  | Standard A Lamp | 1 | 60 | Bathroom | 229571 | Bathroom | 0.0004784
Wall Mount | Incandescent |  | Globe | 3 | 60 | Bathroom | 229571 | Bathroom | 0.0004784
Ceiling Fixture | Incandescent |  | Standard A Lamp | 2 | 60 | Bedroom | 229572 | Bedroom | 0.0004784
Ceiling Fixture | Incandescent |  | Standard A Lamp | 2 | 60 | Bedroom | 229573 | Bedroom | 0.0004784
Ceiling Fixture | Incandescent |  | Standard A Lamp | 2 | 60 | Bedroom | 229574 | Bedroom | 0.0004784
Ceiling Fixture | Incandescent |  | Standard A Lamp | 1 | 60 | Garage | 229575 | Garage | 0.0004784
Ceiling Fixture | Incandescent |  | Standard A Lamp | 1 | 50 | Garage | 229576 | Garage | 0.0004784
Ceiling Fixture | Incandescent |  | Standard A Lamp | 1 | 60 | Hall | 229577 | Hall | 0.0004784
Ceiling Fixture | Incandescent |  | Standard A Lamp | 2 | 60 | Kitchen | 229578 | Kitchen | 0.0004784
Wall Mount | Incandescent |  | Standard A Lamp | 1 | 60 | Kitchen | 229578 | Kitchen | 0.0004784
Exterior | Linear Fluorescent | 24 | T-5 | 1 | 20 | Kitchen | 229578 | Kitchen | 0.0004784
Ceiling Fixture | Incandescent |  | Standard A Lamp | 1 | 60 | Laundry Room | 229579 | Laundry Room | 0.0004784
Floor lamp | Incandescent |  | Standard A Lamp | 1 | 60 | Living Room | 2295710 | Living Room | 0.0004784
Wall Mount | Incandescent |  | Decorative | 1 | 40 | Living Room | 2295710 | Living Room | 0.0004784
Ceiling Fixture | Incandescent |  | Standard A Lamp | 1 | 60 | Living Room | 2295710 | Living Room | 0.0004784
Ceiling Fixture | Incandescent |  | Standard A Lamp | 1 | 60 | Other | 2295711 | Other | 0.0004784
Ceiling Fixture | Compact Fluorescent |  | Twist | 2 | 15 | Bathroom | 229601 | Bathroom | 0.00052955
Wall Mount | Compact Fluorescent |  | Twist | 2 | 15 | Bathroom | 229601 | Bathroom | 0.00052955
Recessed Can | Incandescent |  | Reflector | 1 | 60 | Bathroom | 229602 | Bathroom | 0.00052955
Wall Mount | Incandescent |  | Standard A Lamp | 2 | 40 | Bathroom | 229602 | Bathroom | 0.00052955
Ceiling Fixture | Compact Fluorescent |  | Pin base | 1 | 22 | Bedroom | 229603 | Bedroom | 0.00052955
Ceiling Fan | Compact Fluorescent |  | Twist | 2 | 22 | Bedroom | 229604 | Bedroom | 0.00052955
Chandelier (Hanging) | Compact Fluorescent |  | Twist | 2 | 36 | Dining Room | 229605 | Dining Room | 0.00052955
Ceiling Fan | Compact Fluorescent |  | Twist | 1 | 15 | Bathroom | 229606 | Bathroom | 0.00052955
Ceiling Fixture | Compact Fluorescent |  | Twist | 1 | 22 | Bedroom | 229607 | Bedroom | 0.00052955
Table | Incandescent |  | 3-Way Incandescent | 1 | 70 | Bedroom | 229607 | Bedroom | 0.00052955
Floor lamp | Other |  | Other | 1 | 1 | Family Room | 229608 | Family Room | 0.00052955
Table | Compact Fluorescent |  | Twist | 1 | 22 | Family Room | 229608 | Family Room | 0.00052955
Ceiling Fixture | Compact Fluorescent |  | Twist | 1 | 15 | Family Room | 229608 | Family Room | 0.00052955
Wall Mount | Compact Fluorescent |  | Twist | 1 | 15 | Office | 229609 | Office | 0.00052955
Ceiling Fixture | Linear Fluorescent | 48 | T-12 | 2 | 32 | Office | 229609 | Office | 0.00052955
Ceiling Fixture | Linear Fluorescent | 36 | T-12 | 2 | 40 | Office | 229609 | Office | 0.00052955
Ceiling Fixture | Linear Fluorescent | 48 | T-12 | 2 | 32 | Laundry Room | 2296010 | Laundry Room | 0.00052955
Garage door opener | Compact Fluorescent |  | Twist | 1 | 15 | Garage | 2296011 | Garage | 0.00052955
Ceiling Fixture | Compact Fluorescent |  | Twist | 1 | 15 | Hall | 2296012 | Hall | 0.00052955
Chandelier (Hanging) | Compact Fluorescent |  | Twist | 1 | 15 | Kitchen | 2296013 | Kitchen | 0.00052955
Recessed Can | Incandescent |  | Reflector | 1 | 65 | Kitchen | 2296013 | Kitchen | 0.00052955
Track | Compact Fluorescent |  | Pin base | 1 | 15 | Kitchen | 2296013 | Kitchen | 0.00052955
Track | Incandescent |  | Reflector | 1 | 65 | Family Room | 2296015 | Family Room | 0.00052955
Ceiling Fan | Incandescent |  | Standard A Lamp | 3 | 55 | Family Room | 2296015 | Family Room | 0.00052955
Table | Incandescent |  | 3-Way Incandescent | 1 | 100 | Family Room | 2296015 | Family Room | 0.00052955
Ceiling Fan | Compact Fluorescent |  | Twist | 3 | 15 | Family Room | 2296015 | Family Room | 0.00052955
Ceiling Fixture | Compact Fluorescent |  | Twist | 2 | 13 | Family Room | 229651 | Family Room | 0.00040077
Chandelier (Hanging) | Incandescent |  | Globe | 1 | 100 | Kitchen | 229652 | Kitchen | 0.00040077
Recessed Can | Compact Fluorescent |  | Twist | 1 | 23 | Kitchen | 229652 | Kitchen | 0.00040077
Recessed Can | Compact Fluorescent |  | Twist | 1 | 13 | Kitchen | 229652 | Kitchen | 0.00040077
Wall Mount | Compact Fluorescent |  | Twist | 2 | 13 | Bathroom | 229653 | Bathroom | 0.00040077
Ceiling Fan | Compact Fluorescent |  | Twist | 3 | 13 | Bedroom | 229654 | Bedroom | 0.00040077
Chandelier (Hanging) | Compact Fluorescent |  | Twist | 5 | 13 | Family Room | 229655 | Family Room | 0.00040077
Chandelier (Hanging) | Incandescent |  | Standard A Lamp | 1 | 40 | Family Room | 229655 | Family Room | 0.00040077
Floor lamp | Compact Fluorescent |  | Twist | 1 | 13 | Family Room | 229655 | Family Room | 0.00040077
Ceiling Fixture | Compact Fluorescent |  | Reflector | 1 | 23 | Garage | 229656 | Garage | 0.00040077
Chandelier (Hanging) | Compact Fluorescent |  | Twist | 3 | 13 | Hall | 229657 | Hall | 0.00040077
Recessed Can | Compact Fluorescent |  | Twist | 1 | 13 | Hall | 229657 | Hall | 0.00040077
Ceiling Fixture | Compact Fluorescent |  | Twist | 2 | 13 | Laundry Room | 229658 | Laundry Room | 0.00040077
Recessed Can | Compact Fluorescent |  | Twist | 1 | 23 | Living Room | 229659 | Living Room | 0.00040077
Torchiere | Compact Fluorescent |  | Twist | 1 | 23 | Living Room | 229659 | Living Room | 0.00040077
Wall Mount | Compact Fluorescent |  | Globe | 1 | 9 | Bathroom | 2296510 | Bathroom | 0.00040077
Floor lamp | Compact Fluorescent |  | Twist | 1 | 23 | Master Bedroom | 2296511 | Master Bedroom | 0.00040077
Ceiling Fixture | Compact Fluorescent |  | Twist | 2 | 13 | Closet | 2296512 | Closet | 0.00040077
Recessed Can | Compact Fluorescent |  | Twist | 1 | 13 | Hall | 2296513 | Hall | 0.00040077
Wall Mount | Compact Fluorescent |  | Globe | 4 | 9 | Bathroom | 2296514 | Bathroom | 0.00040077
Ceiling Fixture | Compact Fluorescent |  | Twist | 2 | 13 | Bedroom | 2296515 | Bedroom | 0.00040077
Floor lamp | Compact Fluorescent |  | Twist | 1 | 13 | Bedroom | 2296515 | Bedroom | 0.00040077
Ceiling Fixture | Compact Fluorescent |  | Twist | 1 | 13 | Bedroom | 2296516 | Bedroom | 0.00040077
Recessed Can | Compact Fluorescent |  | Twist | 1 | 13 | Hall | 2296517 | Hall | 0.00040077
Ceiling Fixture | Compact Fluorescent |  | Twist | 1 | 15 | Garage | 229661 | Garage | 0.00052955
Ceiling Fixture | Linear Fluorescent | 96 | T-12 | 2 | 100 | Garage | 229661 | Garage | 0.00052955
Ceiling Fixture | Compact Fluorescent |  | Twist | 1 | 15 | Other | 229662 | Other | 0.00052955
Wall Mount | Compact Fluorescent |  | Twist | 3 | 15 | Bathroom | 229663 | Bathroom | 0.00052955
Ceiling Fixture | Compact Fluorescent |  | Twist | 1 | 15 | Bedroom | 229664 | Bedroom | 0.00052955
Ceiling Fan | Compact Fluorescent |  | Twist | 2 | 15 | Dining Room | 229665 | Dining Room | 0.00052955
Table | Compact Fluorescent |  | Twist | 1 | 15 | Dining Room | 229665 | Dining Room | 0.00052955
Table | Compact Fluorescent |  | Twist | 1 | 15 | Family Room | 229666 | Family Room | 0.00052955
Ceiling Fixture | Linear Fluorescent | 48 | T-8 | 2 | 40 | Garage | 229667 | Garage | 0.00052955
Ceiling Fan | Compact Fluorescent |  | Twist | 3 | 15 | Kitchen | 229668 | Kitchen | 0.00052955
Ceiling Fixture | Compact Fluorescent |  | Twist | 2 | 23 | Bedroom | 229691 | Bedroom | 0.0005169
Floor lamp | Compact Fluorescent |  | Twist | 1 | 13 | Bedroom | 229691 | Bedroom | 0.0005169
Wall Mount | Incandescent |  | Standard A Lamp | 2 | 75 | Bathroom | 229692 | Bathroom | 0.0005169
Chandelier (Hanging) | Incandescent |  | Standard A Lamp | 9 | 60 | Other | 229693 | Other | 0.0005169
Ceiling Fixture | Compact Fluorescent |  | Twist | 1 | 13 | Other | 229693 | Other | 0.0005169
Chandelier (Hanging) | Incandescent |  | Globe | 5 | 40 | Other | 229693 | Other | 0.0005169
Ceiling Fixture | Compact Fluorescent |  | Twist | 1 | 23 | Garage | 229694 | Garage | 0.0005169
Chandelier (Hanging) | Incandescent |  | Standard A Lamp | 5 | 60 | Kitchen | 229695 | Kitchen | 0.0005169
Ceiling Fixture | Compact Fluorescent |  | Twist | 1 | 13 | Kitchen | 229695 | Kitchen | 0.0005169
Recessed Can | Incandescent |  | Reflector | 1 | 65 | Kitchen | 229695 | Kitchen | 0.0005169
Ceiling Fixture | Compact Fluorescent |  | Twist | 1 | 23 | Laundry Room | 229696 | Laundry Room | 0.0005169
Floor lamp | Compact Fluorescent |  | Twist | 1 | 13 | Living Room | 229697 | Living Room | 0.0005169
Torchiere | Incandescent |  | Reflector | 1 | 65 | Living Room | 229697 | Living Room | 0.0005169
Ceiling Fixture | Compact Fluorescent |  | Twist | 2 | 13 | Living Room | 229698 | Living Room | 0.0005169
Wall Mount | Incandescent |  | Globe | 8 | 40 | Bathroom | 229699 | Bathroom | 0.0005169
Ceiling Fan | Incandescent |  | Standard A Lamp | 3 | 60 | Master Bedroom | 2296910 | Master Bedroom | 0.0005169
Floor lamp | Incandescent |  | Standard A Lamp | 1 | 60 | Master Bedroom | 2296910 | Master Bedroom | 0.0005169
Torchiere | Compact Fluorescent |  | Twist | 1 | 23 | Office | 2296911 | Office | 0.0005169
Chandelier (Hanging) | Incandescent |  | Standard A Lamp | 5 | 60 | Dining Room | 2296912 | Dining Room | 0.0005169
Floor lamp | Compact Fluorescent |  | Twist | 1 | 13 | Dining Room | 2296912 | Dining Room | 0.0005169
Chandelier (Hanging) | Compact Fluorescent |  | Twist | 2 | 13 | Hall | 2296914 | Hall | 0.0005169
Wall Mount | Incandescent |  | Globe | 5 | 40 | Bathroom | 2296915 | Bathroom | 0.0005169
Ceiling Fixture | Compact Fluorescent |  | Twist | 1 | 23 | Hall | 2296916 | Hall | 0.0005169
Ceiling Fixture | Compact Fluorescent |  | Twist | 2 | 13 | Office | 2296917 | Office | 0.0005169
Low bay | Linear Fluorescent | 96 | T-12 | 2 | 100 | Other | 229771 | Other | 0.0004784
Wall Mount | Incandescent |  | Globe | 4 | 40 | Bathroom | 229772 | Bathroom | 0.0004784
Ceiling Fan | Incandescent |  | Standard A Lamp | 1 | 60 | Bathroom | 229772 | Bathroom | 0.0004784
Chandelier (Hanging) | Compact Fluorescent |  | Twist | 1 | 15 | Bedroom | 229773 | Bedroom | 0.0004784
Table | Compact Fluorescent |  | Twist | 1 | 15 | Bedroom | 229773 | Bedroom | 0.0004784
Floor lamp | Incandescent |  | Standard A Lamp | 1 | 75 | Bedroom | 229773 | Bedroom | 0.0004784
Wall Mount | Incandescent |  | Globe | 3 | 40 | Bathroom | 229774 | Bathroom | 0.0004784
Ceiling Fixture | Incandescent |  | Standard A Lamp | 1 | 60 | Closet | 229775 | Closet | 0.0004784
Ceiling Fixture | Incandescent |  | Standard A Lamp | 1 | 60 | Closet | 229776 | Closet | 0.0004784
Ceiling Fixture | Incandescent |  | Standard A Lamp | 1 | 60 | Closet | 229777 | Closet | 0.0004784
Ceiling Fixture | Linear Fluorescent | 40 | T-12 | 2 | 32 | Hall | 229778 | Hall | 0.0004784
Recessed Can | Incandescent |  | Reflector | 1 | 65 | Hall | 229778 | Hall | 0.0004784
Recessed Can | Incandescent |  | Reflector | 1 | 65 | Kitchen | 229779 | Kitchen | 0.0004784
Floor lamp | Compact Fluorescent |  | Straight Tube | 1 | 28 | Kitchen | 229779 | Kitchen | 0.0004784
Chandelier (Hanging) | Incandescent |  | Clear | 3 | 40 | Family Room | 2297710 | Family Room | 0.0004784
Chandelier (Hanging) | Incandescent |  | Globe | 1 | 75 | Family Room | 2297710 | Family Room | 0.0004784
Floor lamp | Incandescent |  | Standard A Lamp | 1 | 60 | Family Room | 2297710 | Family Room | 0.0004784
Low bay | Linear Fluorescent | 96 | T-12 | 2 | 100 | Garage | 2297711 | Garage | 0.0004784
Garage door opener | Incandescent |  | Standard A Lamp | 1 | 60 | Garage | 2297711 | Garage | 0.0004784
Recessed Can | Incandescent |  | Reflector | 1 | 65 | Kitchen | 2297712 | Kitchen | 0.0004784
Recessed Can | Incandescent |  | Reflector | 1 | 65 | Kitchen | 2297713 | Kitchen | 0.0004784
Recessed Can | Incandescent |  | Reflector | 1 | 65 | Kitchen | 2297713 | Kitchen | 0.0004784
Recessed Can | Compact Fluorescent |  | Reflector | 1 | 22 | Kitchen | 2297713 | Kitchen | 0.0004784
Wall Mount | Linear Fluorescent | 44 | T-8 | 1 | 32 | Kitchen | 2297713 | Kitchen | 0.0004784
Table | Compact Fluorescent |  | Straight Tube | 1 | 15 | Living Room | 2297714 | Living Room | 0.0004784
Table | Incandescent |  | 3-Way Incandescent | 1 | 75 | Living Room | 2297714 | Living Room | 0.0004784
Chandelier (Hanging) | Incandescent |  | Decorative | 4 | 60 | Living Room | 2297714 | Living Room | 0.0004784
Wall Mount | Incandescent |  | Globe | 5 | 40 | Bathroom | 2297715 | Bathroom | 0.0004784
Ceiling Fan | Incandescent |  | Standard A Lamp | 1 | 60 | Bathroom | 2297715 | Bathroom | 0.0004784
Ceiling Fan | Incandescent |  | Standard A Lamp | 1 | 60 | Bathroom | 2297715 | Bathroom | 0.0004784
Chandelier (Hanging) | Incandescent |  | Globe | 1 | 75 | Master Bedroom | 2297716 | Master Bedroom | 0.0004784
Floor lamp | Incandescent |  | Standard A Lamp | 1 | 60 | Master Bedroom | 2297716 | Master Bedroom | 0.0004784
Table | Compact Fluorescent |  | Twist | 1 | 15 | Master Bedroom | 2297716 | Master Bedroom | 0.0004784
Table | Incandescent |  | Standard A Lamp | 2 | 60 | Master Bedroom | 2297716 | Master Bedroom | 0.0004784
Table | Compact Fluorescent |  | Twist | 1 | 15 | Master Bedroom | 2297716 | Master Bedroom | 0.0004784
Recessed Can | Incandescent |  | Reflector | 1 | 65 | Closet | 2297717 | Closet | 0.0004784
Recessed Can | Compact Fluorescent |  | Twist | 1 | 15 | Office | 2297718 | Office | 0.0004784
Ceiling Fan | Incandescent |  | Reflector | 1 | 65 | Office | 2297718 | Office | 0.0004784
Recessed Can | Compact Fluorescent |  | Reflector | 1 | 15 | Office | 2297718 | Office | 0.0004784
Ceiling Fixture | Linear Fluorescent | 44 | T-12 | 2 | 32 | Closet | 2297719 | Closet | 0.0004784
Ceiling Fixture | Incandescent |  | Standard A Lamp | 1 | 90 | Other | 2297720 | Other | 0.0004784
Ceiling Fixture | Incandescent |  | Standard A Lamp | 2 | 60 | Laundry Room | 2297721 | Laundry Room | 0.0004784
Ceiling Fixture | Linear Fluorescent | 96 | T-12 | 2 | 100 | Closet | 2297722 | Closet | 0.0004784
Ceiling Fixture | Linear Fluorescent | 44 | T-12 | 2 | 40 | Other | 2297723 | Other | 0.0004784
Wall Mount | Incandescent |  | Globe | 8 | 40 | Bathroom | 229821 | Bathroom | 0.0005169
Ceiling Fixture | Incandescent |  | Standard A Lamp | 3 | 60 | Bedroom | 229822 | Bedroom | 0.0005169
Chandelier (Hanging) | Incandescent |  | Globe | 8 | 40 | Dining Room | 229823 | Dining Room | 0.0005169
Wall Mount | Incandescent |  | Standard A Lamp | 1 | 25 | Dining Room | 229823 | Dining Room | 0.0005169
Floor lamp | Incandescent |  | 3-Way Incandescent | 1 | 150 | Family Room | 229824 | Family Room | 0.0005169
Ceiling Fixture | Linear Fluorescent | 48 | T-12 | 2 | 40 | Garage | 229825 | Garage | 0.0005169
Wall Mount | Incandescent |  | Standard A Lamp | 1 | 60 | Bathroom | 229826 | Bathroom | 0.0005169
Recessed Can | Incandescent |  | Reflector | 1 | 75 | Other | 229827 | Other | 0.0005169
Chandelier (Hanging) | Incandescent |  | Decorative | 12 | 60 | Other | 229827 | Other | 0.0005169
Chandelier (Hanging) | Incandescent |  | Globe | 1 | 40 | Kitchen | 229828 | Kitchen | 0.0005169
Ceiling Fixture | Incandescent |  | Standard A Lamp | 1 | 40 | Laundry Room | 229829 | Laundry Room | 0.0005169
Floor lamp | Compact Fluorescent |  | Twist | 1 | 23 | Living Room | 2298210 | Living Room | 0.0005169
Floor lamp | Incandescent |  | Standard A Lamp | 1 | 60 | Living Room | 2298210 | Living Room | 0.0005169
Wall Mount | Incandescent |  | Globe | 8 | 40 | Bathroom | 2298211 | Bathroom | 0.0005169
Floor lamp | Incandescent |  | Standard A Lamp | 1 | 100 | Master Bedroom | 2298212 | Master Bedroom | 0.0005169
Ceiling Fixture | Incandescent |  | Standard A Lamp | 1 | 40 | Master Bedroom | 2298212 | Master Bedroom | 0.0005169
Floor lamp | Compact Fluorescent |  | Twist | 1 | 13 | Master Bedroom | 2298212 | Master Bedroom | 0.0005169
Ceiling Fixture | Compact Fluorescent |  | Twist | 2 | 13 | Office | 2298213 | Office | 0.0005169
Floor lamp | Halogen |  | Quartz Tube | 1 | 100 | Office | 2298213 | Office | 0.0005169
Ceiling Fixture | Linear Fluorescent | 48 | T-12 | 2 | 40 | Other | 2298214 | Other | 0.0005169
Ceiling Fixture | Compact Fluorescent |  | Twist | 2 | 13 | Bedroom | 2298215 | Bedroom | 0.0005169
Floor lamp | Compact Fluorescent |  | Twist | 1 | 13 | Bedroom | 2298215 | Bedroom | 0.0005169
Ceiling Fixture | Incandescent |  | Standard A Lamp | 2 | 60 | Bedroom | 2298216 | Bedroom | 0.0005169
Floor lamp | Compact Fluorescent |  | Twist | 1 | 15 | Bedroom | 2298216 | Bedroom | 0.0005169
Floor lamp | Incandescent |  | Standard A Lamp | 1 | 60 | Bedroom | 2298216 | Bedroom | 0.0005169
Recessed Can | Incandescent |  | Reflector | 1 | 75 | Hall | 2298217 | Hall | 0.0005169
Wall Mount | Halogen |  | PAR | 2 | 100 | Bathroom | 229851 | Bathroom | 0.0017229
Recessed Can | Compact Fluorescent |  | Flood | 1 | 13 | Closet | 229852 | Closet | 0.0017229
Ceiling Fixture | Compact Fluorescent |  | Twist | 1 | 13 | Closet | 229853 | Closet | 0.0017229
Recessed Can | Incandescent |  | Reflector | 1 | 50 | Other | 229854 | Other | 0.0017229
Ceiling Fixture | Incandescent |  | Standard A Lamp | 1 | 150 | Garage | 229855 | Garage | 0.0017229
Ceiling Fixture | Compact Fluorescent |  | Flood | 1 | 13 | Bedroom | 229856 | Bedroom | 0.0017229
Floor lamp | Compact Fluorescent |  | Twist | 1 | 18 | Bedroom | 229856 | Bedroom | 0.0017229
Ceiling Fixture | Incandescent |  | Standard A Lamp | 1 | 65 | Bathroom | 229857 | Bathroom | 0.0017229
Recessed Can | Compact Fluorescent |  | Flood | 1 | 13 | Hall | 229858 | Hall | 0.0017229
Recessed Can | Compact Fluorescent |  | Flood | 1 | 13 | Kitchen | 229859 | Kitchen | 0.0017229
Ceiling Fixture | Compact Fluorescent |  | Flood | 1 | 13 | Laundry Room | 2298510 | Laundry Room | 0.0017229
Torchiere | Incandescent |  | Standard A Lamp | 1 | 250 | Living Room | 2298511 | Living Room | 0.0017229
Floor lamp | Compact Fluorescent |  | Twist | 1 | 13 | Living Room | 2298511 | Living Room | 0.0017229
Recessed Can | Incandescent |  | Reflector | 1 | 65 | Living Room | 2298511 | Living Room | 0.0017229
Wall Mount | Halogen |  | PAR | 2 | 100 | Bathroom | 2298512 | Bathroom | 0.0017229
Recessed Can | Compact Fluorescent |  | Flood | 1 | 13 | Bathroom | 2298512 | Bathroom | 0.0017229
Chandelier (Hanging) | Incandescent |  | Decorative | 4 | 40 | Bathroom | 2298512 | Bathroom | 0.0017229
Ceiling Fan | Halogen |  | PAR | 1 | 100 | Master Bedroom | 2298513 | Master Bedroom | 0.0017229
Floor lamp | Compact Fluorescent |  | Twist | 1 | 18 | Office | 2298514 | Office | 0.0017229
Ceiling Fan | Halogen |  | PAR | 1 | 100 | Office | 2298514 | Office | 0.0017229
Recessed Can | Incandescent |  | Reflector | 1 | 50 | Family Room | 2298515 | Family Room | 0.0017229
Wall Mount | Incandescent |  | Standard A Lamp | 2 | 60 | Bathroom | 229931 | Bathroom | 0.0020539
Ceiling Fixture | Incandescent |  | Standard A Lamp | 1 | 60 | Bathroom | 229931 | Bathroom | 0.0020539
Wall Mount | Incandescent |  | Standard A Lamp | 4 | 60 | Bathroom | 229932 | Bathroom | 0.0020539
Ceiling Fixture | Incandescent |  | Standard A Lamp | 1 | 60 | Bathroom | 229932 | Bathroom | 0.0020539
Table | Incandescent |  | Standard A Lamp | 1 | 100 | Bedroom | 229933 | Bedroom | 0.0020539
Floor lamp | Incandescent |  | Standard A Lamp | 3 | 100 | Bedroom | 229933 | Bedroom | 0.0020539
Recessed - other | Incandescent |  | Reflector | 1 | 50 | Bedroom | 229934 | Bedroom | 0.0020539
Ceiling Fixture | Incandescent |  | Standard A Lamp | 1 | 60 | Closet | 229935 | Closet | 0.0020539
Ceiling Fixture | Linear Fluorescent | 48 | T-8 | 4 | 32 | Closet | 229935 | Closet | 0.0020539
Recessed - other | Incandescent |  | Standard A Lamp | 1 | 40 | Closet | 229935 | Closet | 0.0020539
Recessed Can | Incandescent |  | Reflector | 1 | 65 | Closet | 229936 | Closet | 0.0020539
Recessed Can | Incandescent |  | Reflector | 1 | 65 | Closet | 229937 | Closet | 0.0020539
Recessed Can | Incandescent |  | Reflector | 1 | 65 | Hall | 229938 | Hall | 0.0020539
Ceiling Fixture | Incandescent |  | Standard A Lamp | 1 | 100 | Hall | 229938 | Hall | 0.0020539
Chandelier (Hanging) | Incandescent |  | Globe | 4 | 60 | Kitchen | 229939 | Kitchen | 0.0020539
Ceiling Fixture | Incandescent |  | Reflector | 2 | 25 | Kitchen | 229939 | Kitchen | 0.0020539
Table | Incandescent |  | Standard A Lamp | 1 | 200 | Living Room | 2299310 | Living Room | 0.0020539
Table | Incandescent |  | Standard A Lamp | 1 | 60 | Living Room | 2299310 | Living Room | 0.0020539
Wall Mount | Halogen |  | PAR | 1 | 50 | Living Room | 2299310 | Living Room | 0.0020539
Ceiling Fixture | Incandescent |  | Standard A Lamp | 1 | 100 | Other | 2299311 | Other | 0.0020539
Ceiling Fixture | Halogen |  | MR | 1 | 100 | Other | 2299311 | Other | 0.0020539
Wall Mount | Incandescent |  | Standard A Lamp | 3 | 60 | Bathroom | 229941 | Bathroom | 0.00040077
Ceiling Fixture | Incandescent |  | Heat Lamp | 2 | 250 | Bathroom | 229941 | Bathroom | 0.00040077
Ceiling Fan | Incandescent |  | Decorative | 3 | 60 | Bedroom | 229942 | Bedroom | 0.00040077
Ceiling Fan | Incandescent |  | Standard A Lamp | 1 | 60 | Bedroom | 229943 | Bedroom | 0.00040077
Floor lamp | Compact Fluorescent |  | Twist | 1 | 13 | Bedroom | 229943 | Bedroom | 0.00040077
Chandelier (Hanging) | Incandescent |  | Decorative | 5 | 40 | Dining Room | 229944 | Dining Room | 0.00040077
Ceiling Fixture | Incandescent |  | Standard A Lamp | 1 | 60 | Hall | 229945 | Hall | 0.00040077
Ceiling Fixture | Incandescent |  | Standard A Lamp | 3 | 60 | Kitchen | 229946 | Kitchen | 0.00040077
Ceiling Fixture | Compact Fluorescent |  | Twist | 1 | 13 | Kitchen | 229946 | Kitchen | 0.00040077
Ceiling Fixture | Compact Fluorescent |  | Twist | 1 | 23 | Laundry Room | 229947 | Laundry Room | 0.00040077
Floor lamp | Incandescent |  | Standard A Lamp | 1 | 60 | Living Room | 229948 | Living Room | 0.00040077
Floor lamp | Compact Fluorescent |  | Twist | 3 | 13 | Living Room | 229948 | Living Room | 0.00040077
Wall Mount | Incandescent |  | Decorative | 1 | 40 | Hall | 229949 | Hall | 0.00040077
Ceiling Fixture | Incandescent |  | Standard A Lamp | 2 | 60 | Bathroom | 2299410 | Bathroom | 0.00040077
Ceiling Fan | Incandescent |  | Standard A Lamp | 1 | 60 | Bedroom | 2299411 | Bedroom | 0.00040077
Floor lamp | Incandescent |  | Standard A Lamp | 1 | 60 | Bedroom | 2299411 | Bedroom | 0.00040077
Ceiling Fixture | Linear Fluorescent | 48 | T-12 | 3 | 40 | Other | 230031 | Other | 0.0005169
Recessed Can | Incandescent |  | Reflector | 1 | 65 | Bathroom | 230032 | Bathroom | 0.0005169
Ceiling Fan | Incandescent |  | Globe | 4 | 40 | Bedroom | 230033 | Bedroom | 0.0005169
Table | Halogen |  | MR | 5 | 10 | Bedroom | 230033 | Bedroom | 0.0005169
Ceiling Fan | Incandescent |  | Globe | 4 | 60 | Office | 230034 | Office | 0.0005169
Ceiling Fixture | Compact Fluorescent |  | Twist | 1 | 15 | Hall | 230035 | Hall | 0.0005169
Ceiling Fixture | Halogen |  | MR | 1 | 50 | Kitchen | 230036 | Kitchen | 0.0005169
Chandelier (Hanging) | Incandescent |  | Globe | 3 | 40 | Kitchen | 230036 | Kitchen | 0.0005169
Chandelier (Hanging) | Halogen |  | Quartz Tube | 1 | 50 | Kitchen | 230036 | Kitchen | 0.0005169
Recessed Can | Incandescent |  | Reflector | 1 | 65 | Living Room | 230037 | Living Room | 0.0005169
Table | Incandescent |  | Decorative | 2 | 25 | Living Room | 230037 | Living Room | 0.0005169
Wall Mount | Incandescent |  | Decorative | 1 | 25 | Living Room | 230037 | Living Room | 0.0005169
Other | Compact Fluorescent |  | Mini base | 1 | 7 | Living Room | 230037 | Living Room | 0.0005169
Floor lamp | Halogen |  | MR | 5 | 20 | Living Room | 230037 | Living Room | 0.0005169
Ceiling Fixture | Incandescent |  | Standard A Lamp | 1 | 100 | Other | 230171 | Other | 0.00094081
Ceiling Fixture | Incandescent |  | Standard A Lamp | 1 | 100 | Other | 230172 | Other | 0.00094081
Wall Mount | Incandescent |  | Clear | 4 | 60 | Bathroom | 230173 | Bathroom | 0.00094081
Recessed Can | Incandescent |  | Reflector | 1 | 65 | Hall | 230174 | Hall | 0.00094081
Ceiling Fixture | Incandescent |  | Standard A Lamp | 1 | 60 | Garage | 230175 | Garage | 0.00094081
Recessed Can | Incandescent |  | Reflector | 1 | 65 | Kitchen | 230176 | Kitchen | 0.00094081
Chandelier (Hanging) | Incandescent |  | Decorative | 1 | 60 | Kitchen | 230176 | Kitchen | 0.00094081
Ceiling Fixture | Compact Fluorescent | 24 | Circline (Screw Base) | 2 | 28 | Laundry Room | 230177 | Laundry Room | 0.00094081
Recessed Can | Incandescent |  | Reflector | 1 | 65 | Living Room | 230178 | Living Room | 0.00094081
Wall Mount | Incandescent |  | Clear | 6 | 60 | Bathroom | 230179 | Bathroom | 0.00094081
Ceiling Fan | Incandescent |  | Standard A Lamp | 3 | 60 | Master Bedroom | 2301710 | Master Bedroom | 0.00094081
Recessed Can | Incandescent |  | Reflector | 1 | 65 | Master Bedroom | 2301710 | Master Bedroom | 0.00094081
Ceiling Fixture | Compact Fluorescent | 24 | Circline (Screw Base) | 2 | 28 | Closet | 2301711 | Closet | 0.00094081
Ceiling Fixture | Incandescent |  | Reflector | 1 | 65 | Office | 2301712 | Office | 0.00094081
Ceiling Fixture | Compact Fluorescent | 24 | Circline (Screw Base) | 2 | 26 | Closet | 2301713 | Closet | 0.00094081
Ceiling Fixture | Incandescent |  | Reflector | 1 | 65 | Other | 2301714 | Other | 0.00094081
Ceiling Fixture | Incandescent |  | Standard A Lamp | 1 | 60 | Bathroom | 230211 | Bathroom | 0.00028447
Wall Mount | Incandescent |  | Globe | 4 | 40 | Bathroom | 230211 | Bathroom | 0.00028447
Ceiling Fixture | Incandescent |  | Standard A Lamp | 2 | 60 | Closet | 230212 | Closet | 0.00028447
Ceiling Fan | Compact Fluorescent |  | Twist | 3 | 22 | Other | 230213 | Other | 0.00028447
Ceiling Fixture | Incandescent |  | Standard A Lamp | 2 | 60 | Hall | 230214 | Hall | 0.00028447
Ceiling Fixture | Incandescent |  | Decorative | 3 | 40 | Hall | 230215 | Hall | 0.00028447
Ceiling Fixture | Incandescent |  | Standard A Lamp | 1 | 65 | Hall | 230216 | Hall | 0.00028447
Recessed Can | Halogen |  | MR | 1 | 50 | Kitchen | 230217 | Kitchen | 0.00028447
Chandelier (Hanging) | Incandescent |  | Mini base | 1 | 40 | Kitchen | 230217 | Kitchen | 0.00028447
Ceiling Fan | Incandescent |  | Globe | 4 | 40 | Kitchen | 230217 | Kitchen | 0.00028447
Ceiling Fixture | Linear Fluorescent | 48 | T-12 | 2 | 40 | Laundry Room | 230218 | Laundry Room | 0.00028447
Table | Incandescent |  | 3-Way Incandescent | 1 | 90 | Living Room | 230219 | Living Room | 0.00028447
Floor lamp | Incandescent |  | 3-Way Incandescent | 1 | 75 | Living Room | 230219 | Living Room | 0.00028447
Wall Mount | Compact Fluorescent |  | Twist | 3 | 15 | Bathroom | 2302110 | Bathroom | 0.00028447
Ceiling Fixture | Incandescent |  | Standard A Lamp | 1 | 75 | Bathroom | 2302110 | Bathroom | 0.00028447
Ceiling Fan | Incandescent |  | Decorative | 3 | 60 | Master Bedroom | 2302111 | Master Bedroom | 0.00028447
Table | Incandescent |  | Decorative | 1 | 40 | Master Bedroom | 2302111 | Master Bedroom | 0.00028447
Chandelier (Hanging) | Compact Fluorescent |  | Twist | 1 | 22 | Family Room | 2302112 | Family Room | 0.00028447
Floor lamp | Compact Fluorescent |  | Straight Tube | 1 | 28 | Family Room | 2302112 | Family Room | 0.00028447
Table | Incandescent |  | Mini base | 1 | 40 | Family Room | 2302112 | Family Room | 0.00028447
Table | Compact Fluorescent |  | Twist | 2 | 15 | Office | 2302113 | Office | 0.00028447
Floor lamp | Halogen |  | MR | 2 | 150 | Office | 2302113 | Office | 0.00028447
Floor lamp | Compact Fluorescent |  | Straight Tube | 1 | 28 | Office | 2302113 | Office | 0.00028447
Wall Mount | Incandescent |  | Mini base | 3 | 60 | Bathroom | 230281 | Bathroom | 0.0030496
Wall Mount | Incandescent |  | Globe | 4 | 60 | Bathroom | 230282 | Bathroom | 0.0030496
Table | Incandescent |  | Decorative | 1 | 60 | Bedroom | 230283 | Bedroom | 0.0030496
Table | Incandescent |  | Standard A Lamp | 1 | 60 | Bedroom | 230283 | Bedroom | 0.0030496
Ceiling Fixture | Incandescent |  | Reflector | 1 | 75 | Bedroom | 230283 | Bedroom | 0.0030496
Ceiling Fixture | Compact Fluorescent |  | Twist | 2 | 13 | Bedroom | 230284 | Bedroom | 0.0030496
Table | Incandescent |  | Standard A Lamp | 1 | 40 | Bedroom | 230284 | Bedroom | 0.0030496
Table | Halogen |  | MR | 1 | 50 | Bedroom | 230284 | Bedroom | 0.0030496
Ceiling Fixture | Compact Fluorescent |  | Twist | 2 | 13 | Bedroom | 230285 | Bedroom | 0.0030496
Floor lamp | Compact Fluorescent |  | Twist | 3 | 26 | Bedroom | 230285 | Bedroom | 0.0030496
Table | Compact Fluorescent |  | Twist | 1 | 13 | Bedroom | 230285 | Bedroom | 0.0030496
Ceiling Fixture | Linear Fluorescent | 48 | T-12 | 2 | 40 | Bedroom | 230286 | Bedroom | 0.0030496
Table | Incandescent |  | Standard A Lamp | 1 | 40 | Bedroom | 230286 | Bedroom | 0.0030496
Ceiling Fixture | Linear Fluorescent | 48 | T-12 | 2 | 40 | Bedroom | 230287 | Bedroom | 0.0030496
Table | Incandescent |  | Decorative | 1 | 60 | Bedroom | 230287 | Bedroom | 0.0030496
Ceiling Fixture | Linear Fluorescent | 48 | T-12 | 2 | 40 | Bedroom | 230288 | Bedroom | 0.0030496
Table | Incandescent |  | Standard A Lamp | 1 | 75 | Bedroom | 230288 | Bedroom | 0.0030496
Chandelier (Hanging) | Incandescent |  | Mini base | 5 | 60 | Dining Room | 230289 | Dining Room | 0.0030496
Table | Incandescent |  | Standard A Lamp | 1 | 40 | Dining Room | 230289 | Dining Room | 0.0030496
Recessed Can | Compact Fluorescent |  | Twist | 1 | 26 | Family Room | 2302810 | Family Room | 0.0030496
Recessed Can | Incandescent |  | Reflector | 1 | 75 | Family Room | 2302810 | Family Room | 0.0030496
Ceiling Fixture | Compact Fluorescent |  | Twist | 1 | 26 | Other | 2302811 | Other | 0.0030496
Garage door opener | Incandescent |  | Standard A Lamp | 1 | 60 | Garage | 2302812 | Garage | 0.0030496
Ceiling Fixture | Incandescent |  | Reflector | 1 | 75 | Garage | 2302812 | Garage | 0.0030496
Wall Mount | Incandescent |  | Mini base | 1 | 60 | Hall | 2302813 | Hall | 0.0030496
Chandelier (Hanging) | Incandescent |  | Standard A Lamp | 3 | 60 | Hall | 2302813 | Hall | 0.0030496
Wall Mount | Incandescent |  | Standard A Lamp | 1 | 40 | Hall | 2302814 | Hall | 0.0030496
Chandelier (Hanging) | Halogen |  | MR | 1 | 50 | Kitchen | 2302815 | Kitchen | 0.0030496
Recessed Can | Incandescent |  | Reflector | 1 | 75 | Kitchen | 2302815 | Kitchen | 0.0030496
Ceiling Fixture | Linear Fluorescent | 48 | T-12 | 2 | 40 | Laundry Room | 2302816 | Laundry Room | 0.0030496
Recessed Can | Incandescent |  | Reflector | 1 | 65 | Living Room | 2302817 | Living Room | 0.0030496
Table | Compact Fluorescent |  | Twist | 1 | 26 | Living Room | 2302817 | Living Room | 0.0030496
Table | Compact Fluorescent |  | Twist | 1 | 20 | Living Room | 2302817 | Living Room | 0.0030496
Table | Incandescent |  | Mini base | 1 | 60 | Living Room | 2302817 | Living Room | 0.0030496
Wall Mount | Incandescent |  | Globe | 8 | 60 | Bathroom | 2302818 | Bathroom | 0.0030496
Ceiling Fixture | Incandescent |  | Standard A Lamp | 1 | 60 | Bathroom | 2302818 | Bathroom | 0.0030496
Track | Incandescent |  | Reflector | 2 | 75 | Master Bedroom | 2302819 | Master Bedroom | 0.0030496
Table | Incandescent |  | Standard A Lamp | 1 | 60 | Master Bedroom | 2302819 | Master Bedroom | 0.0030496
Table | Incandescent |  | Standard A Lamp | 1 | 40 | Master Bedroom | 2302819 | Master Bedroom | 0.0030496
Recessed Can | Incandescent |  | Reflector | 1 | 75 | Closet | 2302820 | Closet | 0.0030496
Ceiling Fixture | Linear Fluorescent | 48 | T-12 | 2 | 40 | Garage | 2302821 | Garage | 0.0030496
Architectural | Compact Fluorescent |  | Twist | 1 | 15 | Hall | 2302822 | Hall | 0.0030496
Chandelier (Hanging) | Incandescent |  | Decorative | 3 | 40 | Other | 230291 | Other | 0.00040077
Ceiling Fixture | Incandescent |  | Standard A Lamp | 1 | 60 | Garage | 230292 | Garage | 0.00040077
Garage door opener | Incandescent |  | Standard A Lamp | 2 | 40 | Garage | 230292 | Garage | 0.00040077
Recessed Can | Compact Fluorescent |  | Flood | 1 | 18 | Bedroom | 230293 | Bedroom | 0.00040077
Floor lamp | Incandescent |  | Standard A Lamp | 1 | 60 | Bedroom | 230293 | Bedroom | 0.00040077
Floor lamp | Incandescent |  | Reflector | 3 | 60 | Bedroom | 230293 | Bedroom | 0.00040077
Chandelier (Hanging) | Incandescent |  | Globe | 5 | 40 | Kitchen | 230294 | Kitchen | 0.00040077
Recessed Can | Compact Fluorescent |  | Flood | 1 | 18 | Kitchen | 230294 | Kitchen | 0.00040077
Ceiling Fixture | Incandescent |  | Standard A Lamp | 1 | 60 | Laundry Room | 230295 | Laundry Room | 0.00040077
Ceiling Fixture | Compact Fluorescent |  | Twist | 2 | 25 | Office | 230296 | Office | 0.00040077
Floor lamp | Incandescent |  | 3-Way Incandescent | 1 | 250 | Office | 230296 | Office | 0.00040077
Ceiling Fixture | Compact Fluorescent |  | Twist | 2 | 25 | Office | 230296 | Office | 0.00040077
Wall Mount | Incandescent |  | Decorative | 2 | 40 | Office | 230296 | Office | 0.00040077
Wall Mount | Incandescent |  | Standard A Lamp | 1 | 75 | Office | 230296 | Office | 0.00040077
Floor lamp | Compact Fluorescent |  | Twist | 1 | 15 | Living Room | 230297 | Living Room | 0.00040077
Floor lamp | Incandescent |  | 3-Way Incandescent | 1 | 150 | Living Room | 230297 | Living Room | 0.00040077
Floor lamp | Incandescent |  | Reflector | 2 | 65 | Living Room | 230297 | Living Room | 0.00040077
Wall Mount | Incandescent |  | Globe | 3 | 40 | Bathroom | 230298 | Bathroom | 0.00040077
Ceiling Fixture | Incandescent |  | Standard A Lamp | 1 | 60 | Hall | 230299 | Hall | 0.00040077
Ceiling Fixture | Incandescent |  | Standard A Lamp | 1 | 60 | Bathroom | 2302910 | Bathroom | 0.00040077
Ceiling Fan | Incandescent |  | Standard A Lamp | 4 | 40 | Master Bedroom | 2302911 | Master Bedroom | 0.00040077
Recessed Can | Compact Fluorescent |  | Flood | 1 | 18 | Master Bedroom | 2302911 | Master Bedroom | 0.00040077
Torchiere | Compact Fluorescent |  | Twist | 1 | 25 | Master Bedroom | 2302911 | Master Bedroom | 0.00040077
Floor lamp | Incandescent |  | 3-Way Incandescent | 1 | 150 | Master Bedroom | 2302911 | Master Bedroom | 0.00040077
Floor lamp | Compact Fluorescent |  | Twist | 1 | 25 | Master Bedroom | 2302911 | Master Bedroom | 0.00040077
Chandelier (Hanging) | Incandescent |  | Globe | 1 | 40 | Office | 2302912 | Office | 0.00040077
Floor lamp | Incandescent |  | Reflector | 3 | 50 | Office | 2302912 | Office | 0.00040077
Ceiling Fixture | Incandescent |  | Standard A Lamp | 4 | 40 | Bedroom | 2302913 | Bedroom | 0.00040077
Floor lamp | Compact Fluorescent |  | Twist | 1 | 25 | Bedroom | 2302913 | Bedroom | 0.00040077
Floor lamp | Incandescent |  | Mini base | 1 | 20 | Bedroom | 2302913 | Bedroom | 0.00040077
Recessed Can | Compact Fluorescent |  | Flood | 1 | 18 | Bedroom | 2302913 | Bedroom | 0.00040077
Chandelier (Hanging) | Incandescent |  | Standard A Lamp | 1 | 100 | Hall | 2302914 | Hall | 0.00040077
Ceiling Fixture | Compact Fluorescent |  | Twist | 1 | 25 | Bedroom | 2302915 | Bedroom | 0.00040077
Wall Mount | Incandescent |  | Globe | 3 | 40 | Bathroom | 2302916 | Bathroom | 0.00040077
Ceiling Fixture | Incandescent |  | Standard A Lamp | 1 | 25 | Bathroom | 2302916 | Bathroom | 0.00040077
Ceiling Fixture | Compact Fluorescent |  | Twist | 2 | 15 | Living Room | 230341 | Living Room | 0.00029634
Chandelier (Hanging) | Incandescent |  | Standard A Lamp | 3 | 40 | Hall | 230342 | Hall | 0.00029634
Ceiling Fixture | Incandescent |  | Standard A Lamp | 1 | 60 | Other | 230343 | Other | 0.00029634
Chandelier (Hanging) | Incandescent |  | Standard A Lamp | 2 | 100 | Dining Room | 230344 | Dining Room | 0.00029634
Recessed Can | Compact Fluorescent |  | Flood | 1 | 22 | Kitchen | 230345 | Kitchen | 0.00029634
Table | Compact Fluorescent |  | Twist | 1 | 15 | Bedroom | 230346 | Bedroom | 0.00029634
Wall Mount | Incandescent |  | Mini base | 1 | 60 | Hall | 230347 | Hall | 0.00029634
Wall Mount | Incandescent |  | Standard A Lamp | 3 | 40 | Bathroom | 230348 | Bathroom | 0.00029634
Ceiling Fan | Incandescent |  | Decorative | 3 | 25 | Master Bedroom | 230349 | Master Bedroom | 0.00029634
Wall Mount | Compact Fluorescent |  | Twist | 1 | 15 | Master Bedroom | 230349 | Master Bedroom | 0.00029634
Table | Compact Fluorescent |  | Twist | 1 | 15 | Master Bedroom | 230349 | Master Bedroom | 0.00029634
Table | Incandescent |  | Standard A Lamp | 2 | 60 | Office | 2303410 | Office | 0.00029634
Ceiling Fixture | Compact Fluorescent |  | Twist | 2 | 15 | Closet | 2303411 | Closet | 0.00029634
Ceiling Fixture | Incandescent |  | Clear | 1 | 40 | Other | 230491 | Other | 0.00094081
Table | Compact Fluorescent |  | Twist | 1 | 14 | Other | 230491 | Other | 0.00094081
Wall Mount | Compact Fluorescent |  | Twist | 2 | 14 | Bathroom | 230492 | Bathroom | 0.00094081
Ceiling Fixture | Compact Fluorescent |  | Twist | 3 | 14 | Bedroom | 230493 | Bedroom | 0.00094081
Ceiling Fixture | Compact Fluorescent |  | Twist | 3 | 14 | Bedroom | 230494 | Bedroom | 0.00094081
Ceiling Fixture | Compact Fluorescent |  | Twist | 3 | 14 | Bedroom | 230495 | Bedroom | 0.00094081
Ceiling Fixture | Compact Fluorescent |  | Twist | 1 | 14 | Hall | 230496 | Hall | 0.00094081
Ceiling Fixture | Compact Fluorescent |  | Twist | 2 | 14 | Family Room | 230497 | Family Room | 0.00094081
Torchiere | Halogen |  | Quartz Tube | 1 | 300 | Family Room | 230497 | Family Room | 0.00094081
Ceiling Fixture | Linear Fluorescent | 48 | T-12 | 2 | 40 | Garage | 230498 | Garage | 0.00094081
Ceiling Fixture | Compact Fluorescent |  | Twist | 1 | 14 | Garage | 230498 | Garage | 0.00094081
Track | Incandescent |  | Reflector | 8 | 75 | Hall | 230499 | Hall | 0.00094081
Ceiling Fixture | Halogen |  | PAR | 2 | 50 | Kitchen | 2304910 | Kitchen | 0.00094081
Track | Compact Fluorescent |  | Reflector | 3 | 15 | Kitchen | 2304910 | Kitchen | 0.00094081
Ceiling Fan | Compact Fluorescent |  | Twist | 1 | 14 | Kitchen | 2304910 | Kitchen | 0.00094081
Ceiling Fixture | Linear Fluorescent | 48 | T-12 | 2 | 40 | Laundry Room | 2304911 | Laundry Room | 0.00094081
Track | Compact Fluorescent |  | Reflector | 7 | 14 | Living Room | 2304912 | Living Room | 0.00094081
Torchiere | Halogen |  | Quartz Tube | 1 | 300 | Living Room | 2304912 | Living Room | 0.00094081
Ceiling Fixture | Compact Fluorescent |  | Twist | 5 | 14 | Bathroom | 2304913 | Bathroom | 0.00094081
Ceiling Fixture | Halogen |  | PAR | 1 | 50 | Master Bedroom | 2304914 | Master Bedroom | 0.00094081
Ceiling Fixture | Linear Fluorescent | 48 | T-12 | 2 | 40 | Master Bedroom | 2304914 | Master Bedroom | 0.00094081
Table | Compact Fluorescent |  | Twist | 1 | 14 | Office | 2304915 | Office | 0.00094081
Ceiling Fixture | Compact Fluorescent |  | Twist | 2 | 14 | Office | 2304916 | Office | 0.00094081
Wall Mount | Incandescent |  | Clear | 6 | 40 | Bathroom | 230841 | Bathroom | 0.0005169
Table | Incandescent |  | Standard A Lamp | 1 | 60 | Bedroom | 230842 | Bedroom | 0.0005169
Ceiling Fixture | Incandescent |  | Standard A Lamp | 1 | 60 | Bedroom | 230843 | Bedroom | 0.0005169
Chandelier (Hanging) | Incandescent |  | Clear | 5 | 60 | Dining Room | 230844 | Dining Room | 0.0005169
Recessed Can | Incandescent |  | Reflector | 1 | 65 | Dining Room | 230844 | Dining Room | 0.0005169
Recessed Can | Incandescent |  | Reflector | 1 | 65 | Other | 230845 | Other | 0.0005169
Recessed Can | Incandescent |  | Reflector | 1 | 65 | Family Room | 230846 | Family Room | 0.0005169
Ceiling Fixture | Incandescent |  | Decorative | 3 | 25 | Other | 230847 | Other | 0.0005169
Ceiling Fixture | Incandescent |  | Reflector | 3 | 65 | Garage | 230848 | Garage | 0.0005169
Garage door opener | Incandescent |  | Standard A Lamp | 1 | 60 | Garage | 230848 | Garage | 0.0005169
Ceiling Fixture | Linear Fluorescent | 96 | T-12 | 2 | 40 | Garage | 230848 | Garage | 0.0005169
Ceiling Fixture | Incandescent |  | Decorative | 3 | 25 | Hall | 230849 | Hall | 0.0005169
Recessed Can | Incandescent |  | Reflector | 1 | 65 | Kitchen | 2308410 | Kitchen | 0.0005169
Ceiling Fixture | Linear Fluorescent | 48 | T-12 | 2 | 32 | Laundry Room | 2308411 | Laundry Room | 0.0005169
Recessed Can | Incandescent |  | Reflector | 1 | 65 | Living Room | 2308412 | Living Room | 0.0005169
Table | Incandescent |  | 3-Way Incandescent | 1 | 150 | Living Room | 2308412 | Living Room | 0.0005169
Wall Mount | Incandescent |  | Clear | 6 | 40 | Bathroom | 2308413 | Bathroom | 0.0005169
Ceiling Fan | Incandescent |  | Standard A Lamp | 1 | 60 | Bathroom | 2308413 | Bathroom | 0.0005169
Recessed Can | Incandescent |  | Reflector | 1 | 65 | Bathroom | 2308413 | Bathroom | 0.0005169
Recessed Can | Incandescent |  | Reflector | 1 | 65 | Master Bedroom | 2308414 | Master Bedroom | 0.0005169
Table | Incandescent |  | Standard A Lamp | 1 | 60 | Master Bedroom | 2308414 | Master Bedroom | 0.0005169
Ceiling Fixture | Linear Fluorescent | 24 | T-4 | 1 | 20 | Other | 2308415 | Other | 0.0005169
Recessed Can | Incandescent |  | Reflector | 1 | 65 | Dining Room | 2308416 | Dining Room | 0.0005169
Track | Incandescent |  | Reflector | 3 | 65 | Office | 2308417 | Office | 0.0005169
Wall Mount | Incandescent |  | Clear | 5 | 40 | Bathroom | 2308418 | Bathroom | 0.0005169
Recessed Can | Incandescent |  | Clear | 1 | 65 | Bathroom | 2308418 | Bathroom | 0.0005169
Table | Incandescent |  | Standard A Lamp | 1 | 40 | Living Room | 231101 | Living Room | 0.00094081
Table | Incandescent |  | Standard A Lamp | 1 | 100 | Living Room | 231101 | Living Room | 0.00094081
Ceiling Fixture | Incandescent |  | Standard A Lamp | 4 | 100 | Living Room | 231101 | Living Room | 0.00094081
Wall Mount | Incandescent |  | Standard A Lamp | 1 | 40 | Living Room | 231101 | Living Room | 0.00094081
Ceiling Fixture | Incandescent |  | Standard A Lamp | 1 | 100 | Living Room | 231101 | Living Room | 0.00094081
Ceiling Fixture | Incandescent |  | Standard A Lamp | 1 | 40 | Hall | 231102 | Hall | 0.00094081
Ceiling Fixture | Incandescent |  | Standard A Lamp | 1 | 100 | Bedroom | 231103 | Bedroom | 0.00094081
Wall Mount | Incandescent |  | Standard A Lamp | 2 | 100 | Bathroom | 231104 | Bathroom | 0.00094081
Ceiling Fixture | Compact Fluorescent |  | Twist | 1 | 15 | Master Bedroom | 231105 | Master Bedroom | 0.00094081
Wall Mount | Incandescent |  | Standard A Lamp | 4 | 60 | Bathroom | 231111 | Bathroom | 0.00029634
Ceiling Fixture | Incandescent |  | Standard A Lamp | 3 | 60 | Bedroom | 231112 | Bedroom | 0.00029634
Table | Incandescent |  | Decorative | 1 | 60 | Bedroom | 231112 | Bedroom | 0.00029634
Ceiling Fixture | Incandescent |  | Standard A Lamp | 3 | 60 | Bedroom | 231113 | Bedroom | 0.00029634
Table | Incandescent |  | Decorative | 2 | 40 | Bedroom | 231113 | Bedroom | 0.00029634
Recessed Can | Incandescent |  | Reflector | 1 | 65 | Other | 231114 | Other | 0.00029634
Exit | Incandescent |  | Standard A Lamp | 2 | 60 | Garage | 231115 | Garage | 0.00029634
Ceiling Fixture | Incandescent |  | Standard A Lamp | 1 | 100 | Garage | 231115 | Garage | 0.00029634
Recessed Can | Incandescent |  | Reflector | 1 | 65 | Kitchen | 231116 | Kitchen | 0.00029634
Chandelier (Hanging) | Incandescent |  | Clear | 1 | 40 | Kitchen | 231116 | Kitchen | 0.00029634
Chandelier (Hanging) | Incandescent |  | Decorative | 6 | 40 | Kitchen | 231116 | Kitchen | 0.00029634
Ceiling Fixture | Incandescent |  | Standard A Lamp | 2 | 60 | Laundry Room | 231117 | Laundry Room | 0.00029634
Recessed Can | Incandescent |  | Reflector | 1 | 60 | Living Room | 231118 | Living Room | 0.00029634
Ceiling Fan | Incandescent |  | Standard A Lamp | 2 | 60 | Living Room | 231118 | Living Room | 0.00029634
Floor lamp | Incandescent |  | Standard A Lamp | 1 | 150 | Living Room | 231118 | Living Room | 0.00029634
Ceiling Fixture | Incandescent |  | Standard A Lamp | 2 | 60 | Bathroom | 231119 | Bathroom | 0.00029634
Wall Mount | Incandescent |  | Standard A Lamp | 3 | 60 | Bathroom | 231119 | Bathroom | 0.00029634
Recessed Can | Incandescent |  | Reflector | 1 | 65 | Bathroom | 231119 | Bathroom | 0.00029634
Ceiling Fixture | Incandescent |  | Standard A Lamp | 2 | 60 | Closet | 2311110 | Closet | 0.00029634
Ceiling Fan | Incandescent |  | Standard A Lamp | 2 | 60 | Master Bedroom | 2311111 | Master Bedroom | 0.00029634
Recessed Can | Incandescent |  | Clear | 1 | 40 | Master Bedroom | 2311111 | Master Bedroom | 0.00029634
Table | Incandescent |  | Standard A Lamp | 1 | 60 | Master Bedroom | 2311111 | Master Bedroom | 0.00029634
Wall Mount | Incandescent |  | Standard A Lamp | 2 | 60 | Other | 2311112 | Other | 0.00029634
Ceiling Fixture | Incandescent |  | Standard A Lamp | 2 | 60 | Other | 2311113 | Other | 0.00029634
Ceiling Fixture | Incandescent |  | Standard A Lamp | 3 | 60 | Office | 2311114 | Office | 0.00029634
Table | Incandescent |  | Decorative | 1 | 60 | Office | 2311114 | Office | 0.00029634
Wall Mount | Incandescent |  | Standard A Lamp | 3 | 60 | Bathroom | 2311115 | Bathroom | 0.00029634
Ceiling Fixture | Incandescent |  | Standard A Lamp | 2 | 60 | Hall | 2311116 | Hall | 0.00029634
Ceiling Fixture | Incandescent |  | Standard A Lamp | 3 | 60 | Hall | 2311116 | Hall | 0.00029634
Table | Incandescent |  | Decorative | 1 | 60 | Hall | 2311116 | Hall | 0.00029634
Ceiling Fixture | Incandescent |  | Standard A Lamp | 3 | 60 | Bedroom | 2311117 | Bedroom | 0.00029634
Ceiling Fixture | Incandescent |  | Standard A Lamp | 2 | 60 | Bedroom | 2311117 | Bedroom | 0.00029634
Table | Incandescent |  | Decorative | 3 | 40 | Bedroom | 2311117 | Bedroom | 0.00029634
Ceiling Fixture | Incandescent |  | Standard A Lamp | 1 | 60 | Other | 2311118 | Other | 0.00029634
Ceiling Fixture | Linear Fluorescent | 96 | T-12 | 2 | 60 | Other | 2311119 | Other | 0.00029634
Garage door opener | Incandescent |  | Standard A Lamp | 1 | 60 | Other | 2311119 | Other | 0.00029634
Ceiling Fixture | Incandescent |  | Standard A Lamp | 3 | 60 | Bedroom | 2311120 | Bedroom | 0.00029634
Ceiling Fixture | Incandescent |  | Standard A Lamp | 2 | 60 | Hall | 2311121 | Hall | 0.00029634
Chandelier (Hanging) | Incandescent |  | Decorative | 9 | 60 | Hall | 2311121 | Hall | 0.00029634
Wall Mount | Incandescent |  | Mini base | 1 | 25 | Hall | 2311122 | Hall | 0.00029634
Ceiling Fixture | Incandescent |  | Standard A Lamp | 3 | 60 | Other | 2311123 | Other | 0.00029634
Wall Mount | Incandescent |  | Standard A Lamp | 3 | 60 | Bathroom | 2311124 | Bathroom | 0.00029634
Wall Mount | Incandescent |  | Standard A Lamp | 2 | 60 | Bathroom | 231121 | Bathroom | 0.00047324
Ceiling Fixture | Incandescent |  | Heat Lamp | 1 | 150 | Bathroom | 231121 | Bathroom | 0.00047324
Ceiling Fixture | Incandescent |  | Standard A Lamp | 2 | 60 | Bedroom | 231122 | Bedroom | 0.00047324
Ceiling Fixture | Incandescent |  | Standard A Lamp | 1 | 60 | Garage | 231123 | Garage | 0.00047324
Garage door opener | Incandescent |  | Standard A Lamp | 1 | 60 | Garage | 231123 | Garage | 0.00047324
Recessed Can | Compact Fluorescent |  | Reflector | 1 | 22 | Hall | 231124 | Hall | 0.00047324
Chandelier (Hanging) | Incandescent |  | Standard A Lamp | 3 | 60 | Kitchen | 231125 | Kitchen | 0.00047324
Recessed Can | Compact Fluorescent |  | Reflector | 1 | 22 | Kitchen | 231125 | Kitchen | 0.00047324
Chandelier (Hanging) | Compact Fluorescent |  | Decorative | 1 | 7 | Kitchen | 231125 | Kitchen | 0.00047324
Ceiling Fixture | Compact Fluorescent |  | Twist | 2 | 22 | Laundry Room | 231126 | Laundry Room | 0.00047324
Recessed Can | Compact Fluorescent |  | Reflector | 1 | 22 | Living Room | 231127 | Living Room | 0.00047324
Architectural | Linear Fluorescent | 60 | T-8 | 1 | 32 | Living Room | 231127 | Living Room | 0.00047324
Table | Incandescent |  | Standard A Lamp | 1 | 60 | Living Room | 231127 | Living Room | 0.00047324
Wall Mount | Incandescent |  | Standard A Lamp | 4 | 40 | Bathroom | 231128 | Bathroom | 0.00047324
Ceiling Fixture | Incandescent |  | Standard A Lamp | 3 | 65 | Master Bedroom | 231129 | Master Bedroom | 0.00047324
Table | Incandescent |  | 3-Way Incandescent | 1 | 75 | Master Bedroom | 231129 | Master Bedroom | 0.00047324
Ceiling Fixture | Incandescent |  | Standard A Lamp | 2 | 60 | Office | 2311210 | Office | 0.00047324
Wall Mount | Incandescent |  | Globe | 4 | 60 | Bathroom | 231131 | Bathroom | 0.00028447
Wall Mount | Incandescent |  | Globe | 4 | 40 | Bathroom | 231132 | Bathroom | 0.00028447
Wall Mount | Incandescent |  | Standard A Lamp | 1 | 60 | Bathroom | 231132 | Bathroom | 0.00028447
Ceiling Fixture | Compact Fluorescent |  | Twist | 2 | 15 | Bedroom | 231133 | Bedroom | 0.00028447
Table | Linear Fluorescent | 72 | T-4 | 4 | 32 | Bedroom | 231133 | Bedroom | 0.00028447
Ceiling Fixture | Compact Fluorescent |  | Twist | 2 | 15 | Bedroom | 231134 | Bedroom | 0.00028447
Floor lamp | Linear Fluorescent | 72 | T-4 | 4 | 32 | Bedroom | 231134 | Bedroom | 0.00028447
Ceiling Fixture | Incandescent |  | Standard A Lamp | 1 | 60 | Closet | 231135 | Closet | 0.00028447
Ceiling Fan | Compact Fluorescent |  | Twist | 3 | 15 | Dining Room | 231136 | Dining Room | 0.00028447
Ceiling Fixture | Incandescent |  | Standard A Lamp | 2 | 65 | Family Room | 231137 | Family Room | 0.00028447
Floor lamp | Compact Fluorescent |  | Twist | 1 | 15 | Family Room | 231137 | Family Room | 0.00028447
Ceiling Fixture | Incandescent |  | Standard A Lamp | 1 | 60 | Garage | 231138 | Garage | 0.00028447
Ceiling Fixture | Linear Fluorescent | 48 | T-5 | 2 | 32 | Garage | 231138 | Garage | 0.00028447
Ceiling Fixture | Incandescent |  | Standard A Lamp | 1 | 60 | Hall | 231139 | Hall | 0.00028447
Ceiling Fixture | Linear Fluorescent | 60 | T-8 | 2 | 40 | Kitchen | 2311310 | Kitchen | 0.00028447
Recessed Can | Compact Fluorescent |  | Twist | 1 | 15 | Kitchen | 2311310 | Kitchen | 0.00028447
Ceiling Fixture | Incandescent |  | Standard A Lamp | 2 | 60 | Laundry Room | 2311311 | Laundry Room | 0.00028447
Ceiling Fan | Compact Fluorescent |  | Twist | 4 | 15 | Living Room | 2311312 | Living Room | 0.00028447
Floor lamp | Compact Fluorescent |  | Twist | 1 | 15 | Living Room | 2311312 | Living Room | 0.00028447
Ceiling Fixture | Incandescent |  | Standard A Lamp | 1 | 60 | Living Room | 2311312 | Living Room | 0.00028447
Wall Mount | Compact Fluorescent |  | Globe | 8 | 15 | Bathroom | 2311313 | Bathroom | 0.00028447
Ceiling Fixture | Compact Fluorescent |  | Twist | 2 | 15 | Master Bedroom | 2311314 | Master Bedroom | 0.00028447
Floor lamp | Incandescent |  | Standard A Lamp | 1 | 150 | Master Bedroom | 2311314 | Master Bedroom | 0.00028447
Floor lamp | Linear Fluorescent | 72 | T-4 | 4 | 32 | Master Bedroom | 2311314 | Master Bedroom | 0.00028447
Ceiling Fixture | Linear Fluorescent | 48 | T-8 | 2 | 32 | Office | 2311315 | Office | 0.00028447
Recessed Can | Incandescent |  | Standard A Lamp | 1 | 65 | Other | 231191 | Other | 0.00040077
Ceiling Fixture | Incandescent |  | Standard A Lamp | 1 | 60 | Bathroom | 231192 | Bathroom | 0.00040077
Wall Mount | Incandescent |  | Globe | 3 | 75 | Bathroom | 231193 | Bathroom | 0.00040077
Recessed Can | Incandescent |  | Standard A Lamp | 1 | 65 | Bathroom | 231193 | Bathroom | 0.00040077
Ceiling Fixture | Incandescent |  | Standard A Lamp | 2 | 65 | Bedroom | 231194 | Bedroom | 0.00040077
Chandelier (Hanging) | Incandescent |  | Standard A Lamp | 2 | 75 | Dining Room | 231195 | Dining Room | 0.00040077
Recessed Can | Incandescent |  | Reflector | 1 | 65 | Hall | 231196 | Hall | 0.00040077
Recessed - other | Compact Fluorescent |  | Reflector | 1 | 22 | Hall | 231197 | Hall | 0.00040077
Recessed - other | Compact Fluorescent |  | Reflector | 1 | 22 | Hall | 231198 | Hall | 0.00040077
Recessed - other | Compact Fluorescent |  | Reflector | 1 | 22 | Hall | 231199 | Hall | 0.00040077
Recessed Can | Incandescent |  | Reflector | 1 | 75 | Kitchen | 2311910 | Kitchen | 0.00040077
Track | Incandescent |  | Standard A Lamp | 2 | 60 | Kitchen | 2311910 | Kitchen | 0.00040077
Chandelier (Hanging) | Incandescent |  | Standard A Lamp | 1 | 60 | Kitchen | 2311910 | Kitchen | 0.00040077
Recessed Can | Incandescent |  | Reflector | 1 | 65 | Laundry Room | 2311911 | Laundry Room | 0.00040077
Floor lamp | Incandescent |  | Standard A Lamp | 1 | 100 | Living Room | 2311912 | Living Room | 0.00040077
Wall Mount | Incandescent |  | Standard A Lamp | 2 | 65 | Living Room | 2311912 | Living Room | 0.00040077
Chandelier (Hanging) | Incandescent |  | Standard A Lamp | 1 | 60 | Living Room | 2311912 | Living Room | 0.00040077
Recessed - other | Compact Fluorescent |  | Twist | 4 | 22 | Bathroom | 2311913 | Bathroom | 0.00040077
Wall Mount | Incandescent |  | Standard A Lamp | 1 | 60 | Bathroom | 2311913 | Bathroom | 0.00040077
Table | Compact Fluorescent |  | Twist | 1 | 22 | Bedroom | 2311914 | Bedroom | 0.00040077
Wall Mount | Incandescent |  | Standard A Lamp | 1 | 65 | Bedroom | 2311914 | Bedroom | 0.00040077
Recessed Can | Compact Fluorescent |  | Reflector | 1 | 22 | Closet | 2311915 | Closet | 0.00040077
Table | Compact Fluorescent |  | Twist | 1 | 22 | Office | 2311916 | Office | 0.00040077
Ceiling Fixture | Incandescent |  | Standard A Lamp | 3 | 60 | Bedroom | 2311917 | Bedroom | 0.00040077
Table | Incandescent |  | Standard A Lamp | 1 | 60 | Bedroom | 2311917 | Bedroom | 0.00040077
Low bay | Linear Fluorescent | 48 | T-12 | 2 | 40 | Other | 2311918 | Other | 0.00040077
Ceiling Fixture | Incandescent |  | Standard A Lamp | 1 | 65 | Other | 2311918 | Other | 0.00040077
Ceiling Fixture | Incandescent |  | Standard A Lamp | 1 | 65 | Other | 2311919 | Other | 0.00040077
Recessed Can | Incandescent |  | Standard A Lamp | 1 | 65 | Other | 2311920 | Other | 0.00040077
Wall Mount | Compact Fluorescent |  | Twist | 2 | 15 | Bathroom | 231221 | Bathroom | 0.0005169
Wall Mount | Compact Fluorescent |  | Twist | 2 | 15 | Bathroom | 231222 | Bathroom | 0.0005169
Wall Mount | Compact Fluorescent |  | Twist | 2 | 15 | Bathroom | 231223 | Bathroom | 0.0005169
Ceiling Fixture | Compact Fluorescent |  | Twist | 1 | 15 | Closet | 231224 | Closet | 0.0005169
Ceiling Fixture | Compact Fluorescent |  | Twist | 3 | 15 | Dining Room | 231225 | Dining Room | 0.0005169
Chandelier (Hanging) | Compact Fluorescent |  | Twist | 1 | 42 | Hall | 231226 | Hall | 0.0005169
Ceiling Fixture | Compact Fluorescent |  | Twist | 2 | 15 | Hall | 231226 | Hall | 0.0005169
Chandelier (Hanging) | Incandescent |  | Standard A Lamp | 5 | 60 | Family Room | 231227 | Family Room | 0.0005169
Torchiere | Compact Fluorescent |  | Twist | 1 | 36 | Family Room | 231227 | Family Room | 0.0005169
Floor lamp | Compact Fluorescent |  | Twist | 1 | 22 | Family Room | 231227 | Family Room | 0.0005169
Ceiling Fixture | Compact Fluorescent |  | Straight Tube | 1 | 22 | Garage | 231228 | Garage | 0.0005169
Ceiling Fixture | Linear Fluorescent | 48 | T-12 | 4 | 32 | Kitchen | 231229 | Kitchen | 0.0005169
Ceiling Fixture | Compact Fluorescent |  | Twist | 1 | 15 | Kitchen | 231229 | Kitchen | 0.0005169
Architectural | Halogen |  | Quartz Tube | 1 | 20 | Kitchen | 231229 | Kitchen | 0.0005169
Chandelier (Hanging) | Compact Fluorescent |  | Twist | 1 | 15 | Laundry Room | 2312210 | Laundry Room | 0.0005169
Torchiere | Compact Fluorescent |  | Twist | 1 | 36 | Living Room | 2312211 | Living Room | 0.0005169
Floor lamp | Compact Fluorescent |  | Twist | 1 | 22 | Living Room | 2312211 | Living Room | 0.0005169
Ceiling Fan | Incandescent |  | Standard A Lamp | 2 | 60 | Living Room | 2312211 | Living Room | 0.0005169
Ceiling Fixture | Compact Fluorescent |  | Twist | 2 | 22 | Master Bedroom | 2312212 | Master Bedroom | 0.0005169
Table | Compact Fluorescent |  | Twist | 1 | 15 | Master Bedroom | 2312212 | Master Bedroom | 0.0005169
Ceiling Fixture | Compact Fluorescent |  | Twist | 2 | 15 | Office | 2312213 | Office | 0.0005169
Ceiling Fixture | Compact Fluorescent |  | Twist | 2 | 15 | Bedroom | 2312214 | Bedroom | 0.0005169
Table | Incandescent |  | Standard A Lamp | 1 | 60 | Bedroom | 2312214 | Bedroom | 0.0005169
Ceiling Fixture | Compact Fluorescent |  | Circline (Screw Base) | 1 | 28 | Closet | 2312215 | Closet | 0.0005169
Ceiling Fixture | Compact Fluorescent |  | Twist | 2 | 15 | Bedroom | 2312216 | Bedroom | 0.0005169
Ceiling Fixture | Compact Fluorescent |  | Twist | 2 | 22 | Bathroom | 231231 | Bathroom | 0.00052955
Ceiling Fixture | Compact Fluorescent |  | Twist | 1 | 22 | Bedroom | 231232 | Bedroom | 0.00052955
Ceiling Fixture | Compact Fluorescent |  | Twist | 1 | 22 | Dining Room | 231233 | Dining Room | 0.00052955
Ceiling Fixture | Compact Fluorescent |  | Twist | 3 | 22 | Kitchen | 231234 | Kitchen | 0.00052955
Ceiling Fixture | Incandescent |  | Standard A Lamp | 1 | 60 | Laundry Room | 231235 | Laundry Room | 0.00052955
Floor lamp | Compact Fluorescent |  | Twist | 1 | 22 | Living Room | 231236 | Living Room | 0.00052955
Table | Compact Fluorescent |  | Twist | 1 | 22 | Living Room | 231236 | Living Room | 0.00052955
Ceiling Fixture | Compact Fluorescent |  | Twist | 1 | 22 | Living Room | 231236 | Living Room | 0.00052955
Ceiling Fixture | Compact Fluorescent |  | Twist | 1 | 22 | Office | 231237 | Office | 0.00052955
Table | Compact Fluorescent |  | Twist | 1 | 22 | Office | 231237 | Office | 0.00052955
Wall Mount | Compact Fluorescent |  | Twist | 2 | 13 | Bathroom | 231381 | Bathroom | 0.00047324
Wall Mount | Incandescent |  | Globe | 4 | 60 | Bathroom | 231382 | Bathroom | 0.00047324
Ceiling Fan | Compact Fluorescent |  | Twist | 3 | 13 | Master Bedroom | 231383 | Master Bedroom | 0.00047324
Table | Incandescent |  | Decorative | 2 | 60 | Master Bedroom | 231383 | Master Bedroom | 0.00047324
Ceiling Fixture | Compact Fluorescent |  | Twist | 2 | 13 | Bedroom | 231384 | Bedroom | 0.00047324
Ceiling Fixture | Compact Fluorescent |  | Twist | 2 | 13 | Bedroom | 231385 | Bedroom | 0.00047324
Table | Incandescent |  | Standard A Lamp | 1 | 60 | Bedroom | 231385 | Bedroom | 0.00047324
Ceiling Fixture | Compact Fluorescent |  | Twist | 2 | 13 | Bedroom | 231386 | Bedroom | 0.00047324
Table | Compact Fluorescent |  | Twist | 1 | 13 | Bedroom | 231386 | Bedroom | 0.00047324
Ceiling Fixture | Compact Fluorescent |  | Twist | 2 | 13 | Bedroom | 231387 | Bedroom | 0.00047324
Table | Compact Fluorescent |  | Twist | 1 | 13 | Bedroom | 231387 | Bedroom | 0.00047324
Chandelier (Hanging) | Compact Fluorescent |  | Twist | 3 | 13 | Dining Room | 231388 | Dining Room | 0.00047324
Ceiling Fixture | Compact Fluorescent |  | Twist | 2 | 15 | Family Room | 231389 | Family Room | 0.00047324
Other | Linear Fluorescent | 24 | T-8 | 1 | 20 | Family Room | 231389 | Family Room | 0.00047324
Other | Linear Fluorescent | 18 | T-8 | 1 | 15 | Family Room | 231389 | Family Room | 0.00047324
Ceiling Fixture | Linear Fluorescent | 48 | T-12 | 4 | 40 | Garage | 2313810 | Garage | 0.00047324
Ceiling Fixture | Incandescent |  | Standard A Lamp | 1 | 60 | Garage | 2313810 | Garage | 0.00047324
Ceiling Fixture | Linear Fluorescent | 96 | T-12 | 1 | 75 | Garage | 2313810 | Garage | 0.00047324
Ceiling Fixture | Incandescent |  | Standard A Lamp | 1 | 60 | Hall | 2313811 | Hall | 0.00047324
Chandelier (Hanging) | Compact Fluorescent |  | Twist | 6 | 15 | Kitchen | 2313812 | Kitchen | 0.00047324
Ceiling Fixture | Compact Fluorescent |  | Twist | 3 | 13 | Kitchen | 2313812 | Kitchen | 0.00047324
Ceiling Fixture | Incandescent |  | Standard A Lamp | 1 | 60 | Kitchen | 2313812 | Kitchen | 0.00047324
Architectural | Incandescent |  | Mini base | 2 | 40 | Kitchen | 2313812 | Kitchen | 0.00047324
Recessed Can | Incandescent |  | Reflector | 1 | 65 | Kitchen | 2313812 | Kitchen | 0.00047324
Other | Linear Fluorescent | 18 | T-8 | 1 | 12 | Living Room | 2313813 | Living Room | 0.00047324
Table | Incandescent |  | Standard A Lamp | 1 | 40 | Living Room | 2313813 | Living Room | 0.00047324
Ceiling Fixture | Compact Fluorescent |  | Twist | 2 | 15 | Office | 2313814 | Office | 0.00047324
Table | Incandescent |  | Standard A Lamp | 1 | 60 | Office | 2313814 | Office | 0.00047324
Ceiling Fixture | Incandescent |  | Standard A Lamp | 1 | 60 | Other | 2313815 | Other | 0.00047324
Ceiling Fixture | Linear Fluorescent | 48 | T-12 | 4 | 40 | Other | 2313815 | Other | 0.00047324
Ceiling Fixture | Compact Fluorescent |  | Twist | 1 | 13 | Other | 2313815 | Other | 0.00047324
Wall Mount | Compact Fluorescent |  | Twist | 3 | 15 | Bathroom | 231451 | Bathroom | 0.00094081
Wall Mount | Compact Fluorescent |  | Twist | 4 | 15 | Bathroom | 231452 | Bathroom | 0.00094081
Ceiling Fixture | Compact Fluorescent |  | Twist | 2 | 15 | Bedroom | 231453 | Bedroom | 0.00094081
Floor lamp | Incandescent |  | Standard A Lamp | 1 | 100 | Bedroom | 231453 | Bedroom | 0.00094081
Ceiling Fixture | Compact Fluorescent |  | Twist | 2 | 15 | Bedroom | 231454 | Bedroom | 0.00094081
Ceiling Fixture | Compact Fluorescent |  | Twist | 2 | 15 | Bedroom | 231455 | Bedroom | 0.00094081
Table | Incandescent |  | Decorative | 1 | 40 | Bedroom | 231455 | Bedroom | 0.00094081
Ceiling Fixture | Incandescent |  | Standard A Lamp | 2 | 60 | Bedroom | 231456 | Bedroom | 0.00094081
Ceiling Fixture | Incandescent |  | Clear | 1 | 60 | Dining Room | 231457 | Dining Room | 0.00094081
Garage door opener | Incandescent |  | Standard A Lamp | 1 | 60 | Dining Room | 231457 | Dining Room | 0.00094081
Ceiling Fixture | Incandescent |  | Standard A Lamp | 2 | 60 | Laundry Room | 231458 | Laundry Room | 0.00094081
Floor lamp | Incandescent |  | Standard A Lamp | 1 | 75 | Kitchen | 231459 | Kitchen | 0.00094081
Chandelier (Hanging) | Compact Fluorescent |  | Twist | 4 | 15 | Kitchen | 231459 | Kitchen | 0.00094081
Wall Mount | Incandescent |  | Clear | 1 | 60 | Kitchen | 231459 | Kitchen | 0.00094081
Recessed Can | Incandescent |  | Reflector | 1 | 65 | Kitchen | 231459 | Kitchen | 0.00094081
Ceiling Fixture | Incandescent |  | Standard A Lamp | 2 | 60 | Kitchen | 231459 | Kitchen | 0.00094081
Chandelier (Hanging) | Compact Fluorescent |  | Twist | 5 | 15 | Living Room | 2314510 | Living Room | 0.00094081
Ceiling Fixture | Compact Fluorescent |  | Twist | 1 | 15 | Living Room | 2314510 | Living Room | 0.00094081
Ceiling Fixture | Compact Fluorescent |  | Twist | 2 | 15 | Bathroom | 2314511 | Bathroom | 0.00094081
Wall Mount | Compact Fluorescent |  | Twist | 4 | 15 | Bathroom | 2314511 | Bathroom | 0.00094081
Ceiling Fixture | Compact Fluorescent |  | Twist | 2 | 15 | Master Bedroom | 2314512 | Master Bedroom | 0.00094081
Table | Compact Fluorescent |  | Twist | 1 | 15 | Master Bedroom | 2314512 | Master Bedroom | 0.00094081
Table | Incandescent |  | Clear | 1 | 60 | Master Bedroom | 2314512 | Master Bedroom | 0.00094081
Ceiling Fixture | Compact Fluorescent |  | Twist | 1 | 15 | Hall | 2314513 | Hall | 0.00094081
Chandelier (Hanging) | Incandescent |  | Decorative | 3 | 60 | Hall | 2314513 | Hall | 0.00094081
Wall Mount | Incandescent |  | Globe | 4 | 60 | Bathroom | 231511 | Bathroom | 0.0030496
Wall Mount | Incandescent |  | Globe | 8 | 60 | Bathroom | 231512 | Bathroom | 0.0030496
Ceiling Fixture | Incandescent |  | Standard A Lamp | 2 | 60 | Bedroom | 231513 | Bedroom | 0.0030496
Table | Halogen |  | Quartz Tube | 1 | 30 | Bedroom | 231513 | Bedroom | 0.0030496
Torchiere | Halogen |  | Quartz Tube | 1 | 150 | Master Bedroom | 231514 | Master Bedroom | 0.0030496
Ceiling Fixture | Incandescent |  | Standard A Lamp | 2 | 60 | Master Bedroom | 231514 | Master Bedroom | 0.0030496
Table | Incandescent |  | Mini base | 1 | 25 | Master Bedroom | 231514 | Master Bedroom | 0.0030496
Ceiling Fixture | Incandescent |  | Standard A Lamp | 2 | 60 | Bedroom | 231515 | Bedroom | 0.0030496
Table | Incandescent |  | Standard A Lamp | 1 | 40 | Bedroom | 231515 | Bedroom | 0.0030496
Ceiling Fixture | Incandescent |  | Standard A Lamp | 2 | 60 | Bedroom | 231516 | Bedroom | 0.0030496
Ceiling Fixture | Incandescent |  | Standard A Lamp | 2 | 60 | Closet | 231517 | Closet | 0.0030496
Ceiling Fixture | Incandescent |  | Standard A Lamp | 1 | 60 | Closet | 231518 | Closet | 0.0030496
Chandelier (Hanging) | Incandescent |  | Mini base | 8 | 25 | Dining Room | 231519 | Dining Room | 0.0030496
Ceiling Fixture | Incandescent |  | Standard A Lamp | 1 | 100 | Hall | 2315110 | Hall | 0.0030496
Ceiling Fixture | Compact Fluorescent |  | Twist | 1 | 15 | Hall | 2315111 | Hall | 0.0030496
Ceiling Fixture | Incandescent |  | Standard A Lamp | 2 | 60 | Hall | 2315112 | Hall | 0.0030496
Chandelier (Hanging) | Incandescent |  | Mini base | 16 | 40 | Hall | 2315112 | Hall | 0.0030496
Ceiling Fixture | Linear Fluorescent | 48 | T-8 | 4 | 40 | Kitchen | 2315113 | Kitchen | 0.0030496
Recessed Can | Incandescent |  | Reflector | 1 | 75 | Kitchen | 2315113 | Kitchen | 0.0030496
Architectural | Incandescent |  | Mini base | 2 | 40 | Kitchen | 2315113 | Kitchen | 0.0030496
Ceiling Fixture | Linear Fluorescent | 48 | T-8 | 2 | 40 | Laundry Room | 2315114 | Laundry Room | 0.0030496
Torchiere | Incandescent |  | Standard A Lamp | 2 | 75 | Living Room | 2315115 | Living Room | 0.0030496
Table | Incandescent |  | Standard A Lamp | 1 | 100 | Living Room | 2315115 | Living Room | 0.0030496
Ceiling Fan | Incandescent |  | Reflector | 4 | 75 | Living Room | 2315115 | Living Room | 0.0030496
Wall Mount | Incandescent |  | Globe | 8 | 60 | Bathroom | 2315116 | Bathroom | 0.0030496
Recessed - other | Incandescent |  | Clear | 1 | 75 | Bathroom | 2315116 | Bathroom | 0.0030496
Recessed Can | Incandescent |  | Reflector | 1 | 75 | Bathroom | 2315116 | Bathroom | 0.0030496
Torchiere | Incandescent |  | Standard A Lamp | 2 | 60 | Family Room | 2315117 | Family Room | 0.0030496
Recessed Can | Incandescent |  | Reflector | 1 | 75 | Family Room | 2315117 | Family Room | 0.0030496
Ceiling Fixture | Incandescent |  | Standard A Lamp | 3 | 60 | Family Room | 2315117 | Family Room | 0.0030496
Ceiling Fixture | Linear Fluorescent | 96 | T-12 | 2 | 100 | Garage | 2315118 | Garage | 0.0030496
Garage door opener | Compact Fluorescent |  | Twist | 4 | 22 | Garage | 2315118 | Garage | 0.0030496
Wall Mount | Compact Fluorescent |  | Twist | 1 | 15 | Bathroom | 231551 | Bathroom | 0.0005169
Ceiling Fan | Incandescent |  | Standard A Lamp | 1 | 60 | Bathroom | 231551 | Bathroom | 0.0005169
Wall Mount | Incandescent |  | Globe | 4 | 40 | Bathroom | 231552 | Bathroom | 0.0005169
Ceiling Fan | Incandescent |  | Standard A Lamp | 1 | 60 | Bathroom | 231552 | Bathroom | 0.0005169
Recessed Can | Incandescent |  | Reflector | 1 | 100 | Bathroom | 231552 | Bathroom | 0.0005169
Table | Incandescent |  | Mini base | 1 | 5 | Bedroom | 231553 | Bedroom | 0.0005169
Floor lamp | Halogen |  | Quartz Tube | 1 | 100 | Bedroom | 231554 | Bedroom | 0.0005169
Ceiling Fixture | Incandescent |  | Standard A Lamp | 1 | 60 | Closet | 231555 | Closet | 0.0005169
Ceiling Fixture | Incandescent |  | Standard A Lamp | 1 | 60 | Closet | 231556 | Closet | 0.0005169
Recessed Can | Incandescent |  | Reflector | 1 | 40 | Family Room | 231557 | Family Room | 0.0005169
Garage door opener | Incandescent |  | Standard A Lamp | 1 | 100 | Garage | 231558 | Garage | 0.0005169
Ceiling Fixture | Incandescent |  | Standard A Lamp | 1 | 40 | Hall | 231559 | Hall | 0.0005169
Recessed Can | Incandescent |  | Standard A Lamp | 1 | 60 | Hall | 2315510 | Hall | 0.0005169
Recessed - other | Linear Fluorescent | 48 | T-12 | 2 | 32 | Kitchen | 2315511 | Kitchen | 0.0005169
Chandelier (Hanging) | Halogen |  | MR | 1 | 20 | Living Room | 2315512 | Living Room | 0.0005169
Table | Incandescent |  | Standard A Lamp | 1 | 60 | Living Room | 2315512 | Living Room | 0.0005169
Recessed Can | Incandescent |  | Reflector | 1 | 60 | Hall | 2315513 | Hall | 0.0005169
Ceiling Fixture | Compact Fluorescent |  | Twist | 2 | 15 | Kitchen | 231781 | Kitchen | 0.00094081
Ceiling Fan | Compact Fluorescent |  | Twist | 1 | 22 | Kitchen | 231781 | Kitchen | 0.00094081
Ceiling Fixture | Incandescent |  | Standard A Lamp | 2 | 60 | Bathroom | 231782 | Bathroom | 0.00094081
Table | Compact Fluorescent |  | Twist | 1 | 15 | Office | 231783 | Office | 0.00094081
Ceiling Fixture | Compact Fluorescent |  | Twist | 1 | 22 | Office | 231783 | Office | 0.00094081
Table | Incandescent |  | Standard A Lamp | 1 | 40 | Master Bedroom | 231784 | Master Bedroom | 0.00094081
Ceiling Fixture | Incandescent |  | Decorative | 2 | 40 | Master Bedroom | 231784 | Master Bedroom | 0.00094081
Table | Compact Fluorescent |  | Twist | 1 | 22 | Master Bedroom | 231784 | Master Bedroom | 0.00094081
Garage door opener | Incandescent |  | Standard A Lamp | 2 | 60 | Garage | 231785 | Garage | 0.00094081
Chandelier (Hanging) | Incandescent |  | Standard A Lamp | 1 | 60 | Living Room | 231786 | Living Room | 0.00094081
Table | Compact Fluorescent |  | 3-Way CFL | 1 | 18 | Living Room | 231786 | Living Room | 0.00094081
Ceiling Fixture | Linear Fluorescent | 48 | T-8 | 2 | 32 | Living Room | 231786 | Living Room | 0.00094081
Ceiling Fixture | Linear Fluorescent | 48 | T-8 | 2 | 32 | Laundry Room | 231787 | Laundry Room | 0.00094081
Ceiling Fixture | Incandescent |  | Standard A Lamp | 1 | 60 | Hall | 231788 | Hall | 0.00094081
Ceiling Fixture | Compact Fluorescent |  | Twist | 2 | 15 | Bathroom | 231789 | Bathroom | 0.00094081
Ceiling Fixture | Incandescent |  | Standard A Lamp | 1 | 60 | Bedroom | 2317810 | Bedroom | 0.00094081
Table | Compact Fluorescent |  | Twist | 3 | 15 | Bedroom | 2317810 | Bedroom | 0.00094081
Ceiling Fixture | Linear Fluorescent | 48 | T-8 | 2 | 32 | Office | 2317811 | Office | 0.00094081
Table | Compact Fluorescent |  | Twist | 1 | 22 | Office | 2317811 | Office | 0.00094081
Ceiling Fixture | Compact Fluorescent |  | Twist | 3 | 15 | Living Room | 2317812 | Living Room | 0.00094081
Table | Compact Fluorescent |  | 3-Way CFL | 1 | 15 | Living Room | 2317812 | Living Room | 0.00094081
Torchiere | Compact Fluorescent |  | Twist | 1 | 15 | Living Room | 2317812 | Living Room | 0.00094081
Ceiling Fixture | Compact Fluorescent |  | Twist | 1 | 15 | Hall | 2317813 | Hall | 0.00094081
Ceiling Fixture | Incandescent |  | Decorative | 2 | 60 | Bathroom | 231831 | Bathroom | 0.00094081
Track | Incandescent |  | Standard A Lamp | 3 | 60 | Bathroom | 231831 | Bathroom | 0.00094081
Wall Mount | Incandescent |  | Clear | 8 | 60 | Bathroom | 231831 | Bathroom | 0.00094081
Recessed Can | Compact Fluorescent |  | Reflector | 1 | 22 | Kitchen | 231832 | Kitchen | 0.00094081
Chandelier (Hanging) | Incandescent |  | Standard A Lamp | 1 | 60 | Kitchen | 231832 | Kitchen | 0.00094081
Ceiling Fan | Incandescent |  | Decorative | 4 | 60 | Living Room | 231833 | Living Room | 0.00094081
Table | Incandescent |  | Standard A Lamp | 2 | 60 | Living Room | 231833 | Living Room | 0.00094081
Ceiling Fixture | Linear Fluorescent | 48 | T-8 | 2 | 32 | Laundry Room | 231834 | Laundry Room | 0.00094081
Torchiere | Compact Fluorescent |  | 3-Way CFL | 1 | 22 | Office | 231835 | Office | 0.00094081
Table | Incandescent |  | Standard A Lamp | 2 | 60 | Office | 231835 | Office | 0.00094081
Ceiling Fixture | Incandescent |  | Standard A Lamp | 1 | 60 | Hall | 231836 | Hall | 0.00094081
Track | Compact Fluorescent |  | Flood | 3 | 28 | Bedroom | 231837 | Bedroom | 0.00094081
Ceiling Fixture | Incandescent |  | Standard A Lamp | 1 | 90 | Hall | 231838 | Hall | 0.00094081
Chandelier (Hanging) | Incandescent |  | Decorative | 6 | 60 | Dining Room | 231839 | Dining Room | 0.00094081
Wall Mount | Incandescent |  | Globe | 4 | 60 | Bathroom | 2318310 | Bathroom | 0.00094081
Ceiling Fan | Incandescent |  | Standard A Lamp | 2 | 60 | Other | 2318311 | Other | 0.00094081
Ceiling Fixture | Incandescent |  | Standard A Lamp | 2 | 60 | Master Bedroom | 2318312 | Master Bedroom | 0.00094081
Ceiling Fixture | Incandescent |  | Standard A Lamp | 1 | 65 | Family Room | 231851 | Family Room | 0.00028447
Ceiling Fixture | Linear Fluorescent | 48 | T-12 | 2 | 60 | Family Room | 231851 | Family Room | 0.00028447
Floor lamp | Incandescent |  | Standard A Lamp | 2 | 60 | Family Room | 231851 | Family Room | 0.00028447
Recessed Can | Incandescent |  | Heat Lamp | 2 | 150 | Bathroom | 231852 | Bathroom | 0.00028447
Wall Mount | Incandescent |  | Standard A Lamp | 4 | 60 | Bathroom | 231852 | Bathroom | 0.00028447
Ceiling Fixture | Incandescent |  | Standard A Lamp | 1 | 100 | Closet | 231853 | Closet | 0.00028447
Ceiling Fixture | Incandescent |  | Standard A Lamp | 1 | 40 | Closet | 231854 | Closet | 0.00028447
Chandelier (Hanging) | Incandescent |  | Mini base | 5 | 40 | Dining Room | 231855 | Dining Room | 0.00028447
Recessed Can | Incandescent |  | Reflector | 2 | 65 | Dining Room | 231855 | Dining Room | 0.00028447
Ceiling Fixture | Incandescent |  | Standard A Lamp | 2 | 40 | Hall | 231856 | Hall | 0.00028447
Ceiling Fixture | Incandescent |  | Standard A Lamp | 2 | 60 | Bedroom | 231857 | Bedroom | 0.00028447
Table | Incandescent |  | Standard A Lamp | 1 | 60 | Bedroom | 231857 | Bedroom | 0.00028447
Wall Mount | Incandescent |  | Globe | 2 | 40 | Bathroom | 231858 | Bathroom | 0.00028447
Recessed Can | Incandescent |  | Reflector | 1 | 65 | Kitchen | 231859 | Kitchen | 0.00028447
Ceiling Fixture | Linear Fluorescent | 48 | T-8 | 4 | 32 | Kitchen | 231859 | Kitchen | 0.00028447
Ceiling Fixture | Linear Fluorescent | 48 | T-12 | 2 | 60 | Laundry Room | 2318510 | Laundry Room | 0.00028447
Recessed Can | Incandescent |  | Reflector | 1 | 65 | Living Room | 2318511 | Living Room | 0.00028447
Recessed Can | Halogen |  | PAR | 1 | 75 | Living Room | 2318511 | Living Room | 0.00028447
Table | Compact Fluorescent |  | Twist | 1 | 22 | Living Room | 2318511 | Living Room | 0.00028447
Floor lamp | Compact Fluorescent |  | A shape bulb | 1 | 15 | Living Room | 2318511 | Living Room | 0.00028447
Ceiling Fixture | Incandescent |  | Standard A Lamp | 2 | 60 | Master Bedroom | 2318512 | Master Bedroom | 0.00028447
Table | Compact Fluorescent |  | A shape bulb | 1 | 15 | Master Bedroom | 2318512 | Master Bedroom | 0.00028447
Ceiling Fixture | Incandescent |  | Standard A Lamp | 1 | 100 | Closet | 2318513 | Closet | 0.00028447
Wall Mount | Incandescent |  | Standard A Lamp | 1 | 100 | Closet | 2318513 | Closet | 0.00028447
Ceiling Fixture | Incandescent |  | Standard A Lamp | 2 | 65 | Office | 2318514 | Office | 0.00028447
Recessed Can | Halogen |  | Other | 1 | 50 | Office | 2318514 | Office | 0.00028447
Chandelier (Hanging) | Incandescent |  | Mini base | 4 | 40 | Hall | 2318515 | Hall | 0.00028447
Ceiling Fixture | Incandescent |  | Standard A Lamp | 1 | 60 | Hall | 2318516 | Hall | 0.00028447
Ceiling Fixture | Incandescent |  | Standard A Lamp | 1 | 100 | Closet | 2318517 | Closet | 0.00028447
Recessed Can | Incandescent |  | Reflector | 1 | 65 | Bathroom | 2318518 | Bathroom | 0.00028447
Wall Mount | Incandescent |  | Globe | 5 | 40 | Bathroom | 2318518 | Bathroom | 0.00028447
Ceiling Fixture | Incandescent |  | Standard A Lamp | 2 | 65 | Bedroom | 2318519 | Bedroom | 0.00028447
Table | Incandescent |  | Standard A Lamp | 1 | 60 | Bedroom | 2318519 | Bedroom | 0.00028447
Ceiling Fixture | Linear Fluorescent | 24 | T-12 | 1 | 60 | Closet | 2318520 | Closet | 0.00028447
Recessed Can | Incandescent |  | Reflector | 1 | 65 | Family Room | 2318521 | Family Room | 0.00028447
Wall Mount | Incandescent |  | Standard A Lamp | 6 | 40 | Closet | 2318522 | Closet | 0.00028447
Ceiling Fixture | Incandescent |  | Standard A Lamp | 2 | 60 | Closet | 2318522 | Closet | 0.00028447
Ceiling Fixture | Incandescent |  | Standard A Lamp | 1 | 75 | Other | 2318523 | Other | 0.00028447
Table | Incandescent |  | Standard A Lamp | 1 | 60 | Other | 2318523 | Other | 0.00028447
Ceiling Fixture | Incandescent |  | Standard A Lamp | 1 | 60 | Bathroom | 231881 | Bathroom | 0.0005169
Wall Mount | Incandescent |  | Standard A Lamp | 4 | 60 | Bathroom | 231881 | Bathroom | 0.0005169
Ceiling Fixture | Incandescent |  | Standard A Lamp | 1 | 60 | Bathroom | 231881 | Bathroom | 0.0005169
Ceiling Fixture | Compact Fluorescent |  | Twist | 2 | 15 | Bedroom | 231882 | Bedroom | 0.0005169
Ceiling Fixture | Compact Fluorescent |  | Twist | 1 | 15 | Bedroom | 231883 | Bedroom | 0.0005169
Ceiling Fixture | Incandescent |  | Standard A Lamp | 1 | 60 | Bedroom | 231884 | Bedroom | 0.0005169
Chandelier (Hanging) | Incandescent |  | Standard A Lamp | 1 | 60 | Bedroom | 231885 | Bedroom | 0.0005169
Table | Compact Fluorescent |  | Twist | 1 | 22 | Bedroom | 231885 | Bedroom | 0.0005169
Ceiling Fixture | Incandescent |  | Standard A Lamp | 1 | 60 | Hall | 231886 | Hall | 0.0005169
Ceiling Fixture | Linear Fluorescent | 48 | T-12 | 2 | 32 | Laundry Room | 231887 | Laundry Room | 0.0005169
Architectural | Linear Fluorescent | 18 | T-4 | 2 | 100 | Laundry Room | 231887 | Laundry Room | 0.0005169
Ceiling Fixture | Linear Fluorescent | 42 | T-12 | 2 | 32 | Laundry Room | 231888 | Laundry Room | 0.0005169
Ceiling Fan | Incandescent |  | Standard A Lamp | 2 | 60 | Living Room | 231889 | Living Room | 0.0005169
Ceiling Fan | Compact Fluorescent |  | Twist | 4 | 15 | Living Room | 231889 | Living Room | 0.0005169
Floor lamp | Incandescent |  | Standard A Lamp | 1 | 60 | Living Room | 231889 | Living Room | 0.0005169
Table | Incandescent |  | 3-Way Incandescent | 1 | 75 | Living Room | 231889 | Living Room | 0.0005169
Ceiling Fixture | Compact Fluorescent |  | Twist | 1 | 15 | Hall | 2318810 | Hall | 0.0005169
Wall Mount | Incandescent |  | Globe | 4 | 60 | Bathroom | 231921 | Bathroom | 0.00047324
Wall Mount | Incandescent |  | Globe | 4 | 60 | Bathroom | 231922 | Bathroom | 0.00047324
Ceiling Fan | Compact Fluorescent |  | A shape bulb | 4 | 15 | Bedroom | 231923 | Bedroom | 0.00047324
Table | Compact Fluorescent |  | Twist | 1 | 15 | Bedroom | 231923 | Bedroom | 0.00047324
Ceiling Fixture | Incandescent |  | Standard A Lamp | 2 | 60 | Bedroom | 231924 | Bedroom | 0.00047324
Ceiling Fan | Compact Fluorescent |  | Twist | 3 | 15 | Bedroom | 231925 | Bedroom | 0.00047324
Ceiling Fixture | Incandescent |  | Standard A Lamp | 2 | 60 | Bedroom | 231926 | Bedroom | 0.00047324
Ceiling Fixture | Incandescent |  | Standard A Lamp | 1 | 75 | Closet | 231927 | Closet | 0.00047324
Chandelier (Hanging) | Compact Fluorescent |  | Twist | 3 | 15 | Dining Room | 231928 | Dining Room | 0.00047324
Ceiling Fan | Incandescent |  | Standard A Lamp | 2 | 60 | Family Room | 231929 | Family Room | 0.00047324
Floor lamp | Compact Fluorescent |  | Twist | 2 | 15 | Family Room | 231929 | Family Room | 0.00047324
Table | Compact Fluorescent |  | Twist | 1 | 28 | Family Room | 231929 | Family Room | 0.00047324
Ceiling Fan | Incandescent |  | Standard A Lamp | 3 | 60 | Family Room | 2319210 | Family Room | 0.00047324
Ceiling Fixture | Compact Fluorescent |  | Twist | 2 | 15 | Family Room | 2319210 | Family Room | 0.00047324
Ceiling Fixture | Compact Fluorescent |  | Twist | 1 | 22 | Garage | 2319211 | Garage | 0.00047324
Ceiling Fixture | Compact Fluorescent |  | Twist | 2 | 15 | Hall | 2319212 | Hall | 0.00047324
Recessed Can | Incandescent |  | Reflector | 1 | 65 | Kitchen | 2319213 | Kitchen | 0.00047324
Architectural | Incandescent |  | Mini base | 2 | 40 | Kitchen | 2319213 | Kitchen | 0.00047324
Ceiling Fixture | Incandescent |  | Standard A Lamp | 2 | 60 | Laundry Room | 2319214 | Laundry Room | 0.00047324
Wall Mount | Incandescent |  | Globe | 4 | 60 | Bathroom | 2319215 | Bathroom | 0.00047324
Recessed Can | Compact Fluorescent |  | Reflector | 1 | 15 | Bathroom | 2319215 | Bathroom | 0.00047324
Recessed - other | Incandescent |  | Reflector | 1 | 65 | Bathroom | 2319215 | Bathroom | 0.00047324
Ceiling Fan | Incandescent |  | Standard A Lamp | 3 | 60 | Master Bedroom | 2319216 | Master Bedroom | 0.00047324
Table | Incandescent |  | Clear | 1 | 60 | Master Bedroom | 2319216 | Master Bedroom | 0.00047324
Ceiling Fixture | Compact Fluorescent |  | Twist | 1 | 15 | Closet | 2319217 | Closet | 0.00047324
Ceiling Fixture | Compact Fluorescent |  | Twist | 2 | 15 | Office | 2319218 | Office | 0.00047324
Table | Incandescent |  | Standard A Lamp | 1 | 60 | Office | 2319218 | Office | 0.00047324
Table | Halogen |  | MR | 1 | 20 | Office | 2319218 | Office | 0.00047324
Ceiling Fixture | Compact Fluorescent |  | Twist | 1 | 15 | Living Room | 2319219 | Living Room | 0.00047324
Floor lamp | Incandescent |  | Standard A Lamp | 1 | 60 | Living Room | 2319219 | Living Room | 0.00047324
Table | Compact Fluorescent |  | Twist | 1 | 15 | Living Room | 2319219 | Living Room | 0.00047324
Ceiling Fixture | Compact Fluorescent |  | Pin base | 2 | 15 | Other | 2319220 | Other | 0.00047324
Low bay | Incandescent |  | Standard A Lamp | 3 | 60 | Dining Room | 231961 | Dining Room | 0.0005169
Ceiling Fixture | Incandescent |  | Standard A Lamp | 2 | 60 | Office | 231962 | Office | 0.0005169
Ceiling Fixture | Incandescent |  | Standard A Lamp | 1 | 60 | Family Room | 231963 | Family Room | 0.0005169
Wall Mount | Linear Fluorescent | 18 | Fluorescent Other | 1 | 16 | Bathroom | 231964 | Bathroom | 0.0005169
Ceiling Fixture | Compact Fluorescent |  | Twist | 1 | 15 | Hall | 231965 | Hall | 0.0005169
Ceiling Fixture | Incandescent |  | Standard A Lamp | 1 | 75 | Kitchen | 231966 | Kitchen | 0.0005169
Ceiling Fixture | Incandescent |  | Standard A Lamp | 1 | 60 | Kitchen | 231966 | Kitchen | 0.0005169
Ceiling Fixture | Incandescent |  | Standard A Lamp | 1 | 60 | Laundry Room | 231967 | Laundry Room | 0.0005169
Table | Incandescent |  | 3-Way Incandescent | 1 | 150 | Garage | 231968 | Garage | 0.0005169
Torchiere | Halogen |  | Quartz Tube | 1 | 300 | Garage | 231968 | Garage | 0.0005169
Ceiling Fixture | Incandescent |  | Clear | 2 | 60 | Garage | 231968 | Garage | 0.0005169
Wall Mount | Incandescent |  | Globe | 1 | 40 | Bathroom | 231969 | Bathroom | 0.0005169
Ceiling Fixture | Incandescent |  | Standard A Lamp | 2 | 60 | Master Bedroom | 2319610 | Master Bedroom | 0.0005169
Ceiling Fixture | Incandescent |  | Standard A Lamp | 1 | 60 | Other | 2319611 | Other | 0.0005169
Ceiling Fixture | Linear Fluorescent | 48 | T-12 | 2 | 40 | Other | 2319612 | Other | 0.0005169
Ceiling Fixture | Incandescent |  | Standard A Lamp | 2 | 60 | Bathroom | 232111 | Bathroom | 0.00052955
Wall Mount | Incandescent |  | Standard A Lamp | 1 | 60 | Bathroom | 232111 | Bathroom | 0.00052955
Recessed Can | Halogen |  | PAR | 1 | 50 | Bathroom | 232112 | Bathroom | 0.00052955
Recessed Can | Halogen |  | Quartz Tube | 1 | 30 | Bathroom | 232112 | Bathroom | 0.00052955
Ceiling Fixture | Incandescent |  | Standard A Lamp | 2 | 60 | Bathroom | 232113 | Bathroom | 0.00052955
Wall Mount | Incandescent |  | Standard A Lamp | 1 | 60 | Bathroom | 232113 | Bathroom | 0.00052955
Ceiling Fixture | Incandescent |  | Standard A Lamp | 2 | 60 | Bedroom | 232114 | Bedroom | 0.00052955
Ceiling Fixture | Incandescent |  | Standard A Lamp | 2 | 60 | Bedroom | 232115 | Bedroom | 0.00052955
Ceiling Fixture | Incandescent |  | Standard A Lamp | 3 | 60 | Bedroom | 232116 | Bedroom | 0.00052955
Ceiling Fixture | Incandescent |  | Standard A Lamp | 2 | 60 | Bedroom | 232117 | Bedroom | 0.00052955
Table | Incandescent |  | Standard A Lamp | 2 | 75 | Bedroom | 232117 | Bedroom | 0.00052955
Table | Incandescent |  | 3-Way Incandescent | 1 | 150 | Family Room | 232118 | Family Room | 0.00052955
Architectural | Linear Fluorescent | 60 | T-8 | 2 | 40 | Family Room | 232118 | Family Room | 0.00052955
Ceiling Fixture | Incandescent |  | Standard A Lamp | 3 | 60 | Family Room | 232118 | Family Room | 0.00052955
Recessed Can | Incandescent |  | Reflector | 1 | 65 | Family Room | 232118 | Family Room | 0.00052955
Recessed Can | Halogen |  | MR | 1 | 75 | Hall | 232119 | Hall | 0.00052955
Chandelier (Hanging) | Incandescent |  | Standard A Lamp | 5 | 75 | Kitchen | 2321110 | Kitchen | 0.00052955
Ceiling Fixture | Linear Fluorescent | 48 | T-12 | 2 | 40 | Kitchen | 2321110 | Kitchen | 0.00052955
Ceiling Fixture | Compact Fluorescent |  | Circline (Screw Base) | 1 | 28 | Kitchen | 2321110 | Kitchen | 0.00052955
Ceiling Fixture | Incandescent |  | Standard A Lamp | 1 | 65 | Kitchen | 2321110 | Kitchen | 0.00052955
Recessed Can | Incandescent |  | Reflector | 1 | 65 | Laundry Room | 2321111 | Laundry Room | 0.00052955
Ceiling Fan | Compact Fluorescent |  | Twist | 2 | 15 | Living Room | 2321112 | Living Room | 0.00052955
Recessed Can | Incandescent |  | Standard A Lamp | 1 | 60 | Living Room | 2321112 | Living Room | 0.00052955
Table | Compact Fluorescent |  | Twist | 1 | 15 | Living Room | 2321112 | Living Room | 0.00052955
Wall Mount | Incandescent |  | Mini base | 1 | 60 | Living Room | 2321112 | Living Room | 0.00052955
Ceiling Fixture | Incandescent |  | Standard A Lamp | 1 | 60 | Living Room | 2321112 | Living Room | 0.00052955
Ceiling Fixture | Incandescent |  | Standard A Lamp | 3 | 65 | Master Bedroom | 2321113 | Master Bedroom | 0.00052955
Table | Incandescent |  | Standard A Lamp | 1 | 40 | Master Bedroom | 2321113 | Master Bedroom | 0.00052955
Ceiling Fixture | Incandescent |  | Standard A Lamp | 1 | 60 | Closet | 2321114 | Closet | 0.00052955
Ceiling Fixture | Linear Fluorescent | 48 | T-8 | 4 | 60 | Office | 2321115 | Office | 0.00052955
Table | Incandescent |  | Standard A Lamp | 2 | 60 | Office | 2321115 | Office | 0.00052955
Track | Halogen |  | MR | 15 | 50 | Other | 2321116 | Other | 0.00052955
Ceiling Fixture | Linear Fluorescent | 36 | T-8 | 4 | 60 | Other | 2321116 | Other | 0.00052955
Table | Compact Fluorescent |  | Twist | 1 | 22 | Other | 2321116 | Other | 0.00052955
Ceiling Fixture | Incandescent |  | Standard A Lamp | 1 | 60 | Hall | 2321117 | Hall | 0.00052955
Ceiling Fixture | Incandescent |  | Standard A Lamp | 1 | 60 | Closet | 2321118 | Closet | 0.00052955
Ceiling Fixture | Incandescent |  | Standard A Lamp | 1 | 60 | Closet | 2321119 | Closet | 0.00052955
Ceiling Fixture | Incandescent |  | Standard A Lamp | 1 | 65 | Closet | 2321120 | Closet | 0.00052955
Ceiling Fixture | Halogen |  | PAR | 4 | 50 | Other | 232131 | Other | 0.00052955
Ceiling Fixture | Incandescent |  | Decorative | 3 | 25 | Bathroom | 232132 | Bathroom | 0.00052955
Ceiling Fixture | Incandescent |  | Standard A Lamp | 1 | 100 | Bathroom | 232133 | Bathroom | 0.00052955
Ceiling Fixture | Linear Fluorescent | 24 | T-5 | 1 | 40 | Bathroom | 232133 | Bathroom | 0.00052955
Ceiling Fixture | Incandescent |  | Standard A Lamp | 2 | 60 | Bedroom | 232134 | Bedroom | 0.00052955
Table | Incandescent |  | Decorative | 1 | 40 | Bedroom | 232134 | Bedroom | 0.00052955
Ceiling Fixture | Incandescent |  | Standard A Lamp | 1 | 60 | Bedroom | 232135 | Bedroom | 0.00052955
Ceiling Fixture | Linear Fluorescent | 36 | T-8 | 2 | 60 | Bedroom | 232136 | Bedroom | 0.00052955
Table | Incandescent |  | Decorative | 1 | 40 | Bedroom | 232136 | Bedroom | 0.00052955
Ceiling Fixture | Incandescent |  | Standard A Lamp | 1 | 65 | Dining Room | 232137 | Dining Room | 0.00052955
Ceiling Fixture | Incandescent |  | Standard A Lamp | 1 | 60 | Other | 232138 | Other | 0.00052955
Ceiling Fixture | Incandescent |  | Standard A Lamp | 1 | 60 | Hall | 232139 | Hall | 0.00052955
Ceiling Fixture | Linear Fluorescent | 36 | T-8 | 2 | 60 | Hall | 2321310 | Hall | 0.00052955
Ceiling Fixture | Linear Fluorescent | 48 | T-8 | 4 | 60 | Kitchen | 2321311 | Kitchen | 0.00052955
Ceiling Fixture | Incandescent |  | Standard A Lamp | 1 | 60 | Laundry Room | 2321312 | Laundry Room | 0.00052955
Table | Compact Fluorescent |  | Twist | 1 | 28 | Living Room | 2321313 | Living Room | 0.00052955
Ceiling Fixture | Compact Fluorescent |  | Twist | 2 | 22 | Office | 2321314 | Office | 0.00052955
Ceiling Fixture | Incandescent |  | Decorative | 4 | 40 | Office | 2321315 | Office | 0.00052955
Table | Incandescent |  | Standard A Lamp | 1 | 60 | Office | 2321315 | Office | 0.00052955
Ceiling Fixture | Linear Fluorescent | 36 | T-8 | 2 | 60 | Office | 2321316 | Office | 0.00052955
Ceiling Fixture | Incandescent |  | Standard A Lamp | 1 | 60 | Other | 2321317 | Other | 0.00052955
Ceiling Fixture | Compact Fluorescent |  | Twist | 1 | 22 | Other | 2321318 | Other | 0.00052955
Ceiling Fixture | Incandescent |  | Standard A Lamp | 1 | 60 | Bathroom | 232331 | Bathroom | 0.00047324
Wall Mount | Incandescent |  | Globe | 4 | 60 | Bathroom | 232331 | Bathroom | 0.00047324
Wall Mount | Incandescent |  | Globe | 6 | 60 | Bathroom | 232332 | Bathroom | 0.00047324
Chandelier (Hanging) | Incandescent |  | Decorative | 6 | 40 | Bedroom | 232333 | Bedroom | 0.00047324
Table | Compact Fluorescent |  | Pin base | 1 | 15 | Bedroom | 232333 | Bedroom | 0.00047324
Ceiling Fixture | Incandescent |  | Standard A Lamp | 3 | 60 | Bedroom | 232334 | Bedroom | 0.00047324
Ceiling Fan | Incandescent |  | Standard A Lamp | 1 | 60 | Bedroom | 232335 | Bedroom | 0.00047324
Table | Compact Fluorescent |  | Pin base | 1 | 15 | Bedroom | 232335 | Bedroom | 0.00047324
Table | Incandescent |  | Standard A Lamp | 1 | 40 | Bedroom | 232335 | Bedroom | 0.00047324
Ceiling Fixture | Linear Fluorescent | 48 | T-12 | 2 | 40 | Bedroom | 232336 | Bedroom | 0.00047324
Table | Compact Fluorescent |  | Twist | 1 | 15 | Bedroom | 232336 | Bedroom | 0.00047324
Ceiling Fixture | Compact Fluorescent |  | Circline (Screw Base) | 1 | 22 | Closet | 232337 | Closet | 0.00047324
Recessed Can | Compact Fluorescent |  | Reflector | 1 | 22 | Other | 232338 | Other | 0.00047324
Ceiling Fixture | Linear Fluorescent | 48 | T-8 | 2 | 32 | Garage | 232339 | Garage | 0.00047324
Ceiling Fixture | Linear Fluorescent | 48 | T-12 | 1 | 40 | Garage | 232339 | Garage | 0.00047324
Garage door opener | Incandescent |  | Standard A Lamp | 2 | 60 | Garage | 232339 | Garage | 0.00047324
Ceiling Fixture | Linear Fluorescent | 48 | T-12 | 4 | 40 | Kitchen | 2323310 | Kitchen | 0.00047324
Ceiling Fixture | Linear Fluorescent | 48 | T-12 | 2 | 40 | Laundry Room | 2323311 | Laundry Room | 0.00047324
Recessed Can | Incandescent |  | Reflector | 1 | 65 | Living Room | 2323312 | Living Room | 0.00047324
Ceiling Fan | Incandescent |  | Standard A Lamp | 5 | 60 | Living Room | 2323312 | Living Room | 0.00047324
Ceiling Fixture | Incandescent |  | Standard A Lamp | 1 | 60 | Living Room | 2323312 | Living Room | 0.00047324
Ceiling Fixture | Incandescent |  | Standard A Lamp | 1 | 60 | Other | 2323313 | Other | 0.00047324
Ceiling Fixture | Linear Fluorescent | 48 | T-12 | 2 | 40 | Other | 2323314 | Other | 0.00047324
Recessed Can | Incandescent |  | Reflector | 1 | 65 | Other | 2323315 | Other | 0.00047324
Ceiling Fan | Incandescent |  | Decorative | 4 | 60 | Other | 2323315 | Other | 0.00047324
Ceiling Fixture | Compact Fluorescent |  | Twist | 1 | 15 | Hall | 232351 | Hall | 0.00040077
Ceiling Fixture | Incandescent |  | Standard A Lamp | 1 | 60 | Bedroom | 232352 | Bedroom | 0.00040077
Ceiling Fixture | Incandescent |  | Standard A Lamp | 1 | 60 | Kitchen | 232353 | Kitchen | 0.00040077
Ceiling Fixture | Compact Fluorescent |  | Twist | 1 | 15 | Laundry Room | 232354 | Laundry Room | 0.00040077
Ceiling Fixture | Compact Fluorescent |  | Twist | 1 | 15 | Living Room | 232355 | Living Room | 0.00040077
Ceiling Fixture | Incandescent |  | Standard A Lamp | 1 | 60 | Bathroom | 232356 | Bathroom | 0.00040077
Ceiling Fixture | Incandescent |  | Standard A Lamp | 1 | 60 | Closet | 232357 | Closet | 0.00040077
Ceiling Fixture | Incandescent |  | Standard A Lamp | 1 | 60 | Bedroom | 232358 | Bedroom | 0.00040077
Ceiling Fixture | Incandescent |  | Standard A Lamp | 1 | 60 | Bedroom | 232359 | Bedroom | 0.00040077
Table | Incandescent |  | Standard A Lamp | 1 | 60 | Office | 2323510 | Office | 0.00040077
Ceiling Fixture | Compact Fluorescent |  | Twist | 1 | 22 | Kitchen | 232411 | Kitchen | 0.0005169
Wall Mount | Compact Fluorescent |  | Twist | 3 | 15 | Bathroom | 232412 | Bathroom | 0.0005169
Ceiling Fixture | Incandescent |  | Standard A Lamp | 2 | 60 | Bathroom | 232412 | Bathroom | 0.0005169
Recessed - other | Halogen |  | PAR | 1 | 20 | Bathroom | 232412 | Bathroom | 0.0005169
Ceiling Fixture | Incandescent |  | Standard A Lamp | 1 | 75 | Other | 232413 | Other | 0.0005169
Ceiling Fixture | Linear Fluorescent | 48 | T-12 | 2 | 40 | Other | 232414 | Other | 0.0005169
Table | Incandescent |  | Standard A Lamp | 1 | 60 | Other | 232414 | Other | 0.0005169
Ceiling Fixture | Linear Fluorescent | 72 | T-12 | 2 | 60 | Other | 232414 | Other | 0.0005169
Track | Compact Fluorescent |  | Twist | 1 | 15 | Other | 232414 | Other | 0.0005169
Ceiling Fixture | Incandescent |  | Standard A Lamp | 1 | 60 | Closet | 232415 | Closet | 0.0005169
Ceiling Fixture | Linear Fluorescent | 48 | T-12 | 2 | 40 | Garage | 232416 | Garage | 0.0005169
Garage door opener | Incandescent |  | Standard A Lamp | 1 | 40 | Garage | 232416 | Garage | 0.0005169
Ceiling Fixture | Incandescent |  | Standard A Lamp | 1 | 60 | Garage | 232416 | Garage | 0.0005169
Ceiling Fixture | Compact Fluorescent |  | A shape bulb | 1 | 22 | Dining Room | 232417 | Dining Room | 0.0005169
Recessed Can | Compact Fluorescent |  | Twist | 1 | 15 | Living Room | 232418 | Living Room | 0.0005169
Wall Mount | Incandescent |  | Standard A Lamp | 1 | 25 | Laundry Room | 232419 | Laundry Room | 0.0005169
Track | Compact Fluorescent |  | Twist | 3 | 22 | Hall | 2324110 | Hall | 0.0005169
Ceiling Fixture | Compact Fluorescent |  | Twist | 1 | 15 | Hall | 2324110 | Hall | 0.0005169
Ceiling Fixture | Incandescent |  | Clear | 1 | 40 | Bathroom | 2324111 | Bathroom | 0.0005169
Track | Compact Fluorescent |  | Twist | 1 | 15 | Bathroom | 2324111 | Bathroom | 0.0005169
Ceiling Fixture | Compact Fluorescent |  | Twist | 2 | 15 | Office | 2324112 | Office | 0.0005169
Table | Halogen |  | MR | 1 | 30 | Office | 2324112 | Office | 0.0005169
Other | Incandescent |  | Other | 1 | 60 | Office | 2324112 | Office | 0.0005169
Ceiling Fixture | Compact Fluorescent |  | Twist | 1 | 15 | Bedroom | 2324113 | Bedroom | 0.0005169
Table | Compact Fluorescent |  | Twist | 1 | 15 | Master Bedroom | 2324114 | Master Bedroom | 0.0005169
Table | Halogen |  | MR | 1 | 50 | Master Bedroom | 2324114 | Master Bedroom | 0.0005169
Recessed Can | Incandescent |  | Reflector | 1 | 65 | Bathroom | 232601 | Bathroom | 0.00047324
Table | Incandescent |  | Standard A Lamp | 1 | 75 | Bathroom | 232601 | Bathroom | 0.00047324
Recessed Can | Incandescent |  | Reflector | 1 | 65 | Bathroom | 232602 | Bathroom | 0.00047324
Table | Incandescent |  | Standard A Lamp | 1 | 100 | Living Room | 232603 | Living Room | 0.00047324
Table | Incandescent |  | Standard A Lamp | 1 | 60 | Living Room | 232603 | Living Room | 0.00047324
Recessed Can | Compact Fluorescent |  | Twist | 1 | 15 | Kitchen | 232604 | Kitchen | 0.00047324
Recessed Can | Incandescent |  | Reflector | 1 | 65 | Hall | 232605 | Hall | 0.00047324
Recessed Can | Incandescent |  | Reflector | 1 | 65 | Laundry Room | 232606 | Laundry Room | 0.00047324
Recessed Can | Incandescent |  | Reflector | 1 | 65 | Bedroom | 232607 | Bedroom | 0.00047324
Recessed Can | Incandescent |  | Reflector | 1 | 65 | Bathroom | 232608 | Bathroom | 0.00047324
Recessed Can | Incandescent |  | Reflector | 1 | 65 | Bedroom | 232609 | Bedroom | 0.00047324
Recessed Can | Compact Fluorescent |  | Reflector | 1 | 22 | Bathroom | 232621 | Bathroom | 0.00040077
Wall Mount | Compact Fluorescent |  | A shape bulb | 1 | 15 | Bathroom | 232621 | Bathroom | 0.00040077
Wall Mount | Incandescent |  | Globe | 3 | 75 | Bathroom | 232622 | Bathroom | 0.00040077
Chandelier (Hanging) | Incandescent |  | Standard A Lamp | 1 | 60 | Bedroom | 232623 | Bedroom | 0.00040077
Table | Incandescent |  | Standard A Lamp | 1 | 60 | Bedroom | 232623 | Bedroom | 0.00040077
Chandelier (Hanging) | Incandescent |  | Standard A Lamp | 1 | 60 | Bedroom | 232624 | Bedroom | 0.00040077
Ceiling Fixture | Compact Fluorescent |  | Twist | 3 | 15 | Bedroom | 232625 | Bedroom | 0.00040077
Table | Incandescent |  | Standard A Lamp | 1 | 60 | Bedroom | 232625 | Bedroom | 0.00040077
Chandelier (Hanging) | Incandescent |  | Globe | 1 | 75 | Dining Room | 232626 | Dining Room | 0.00040077
Recessed Can | Compact Fluorescent |  | Reflector | 1 | 22 | Dining Room | 232626 | Dining Room | 0.00040077
Ceiling Fixture | Compact Fluorescent |  | Twist | 1 | 22 | Family Room | 232627 | Family Room | 0.00040077
Floor lamp | Incandescent |  | Standard A Lamp | 1 | 60 | Family Room | 232627 | Family Room | 0.00040077
Ceiling Fixture | Compact Fluorescent |  | Twist | 1 | 42 | Garage | 232628 | Garage | 0.00040077
Garage door opener | Incandescent |  | Standard A Lamp | 1 | 60 | Garage | 232628 | Garage | 0.00040077
Chandelier (Hanging) | Compact Fluorescent |  | Twist | 2 | 22 | Hall | 232629 | Hall | 0.00040077
Ceiling Fan | Compact Fluorescent |  | Twist | 2 | 22 | Kitchen | 2326210 | Kitchen | 0.00040077
Ceiling Fixture | Incandescent |  | Standard A Lamp | 1 | 65 | Laundry Room | 2326211 | Laundry Room | 0.00040077
Floor lamp | Compact Fluorescent |  | Twist | 1 | 22 | Bedroom | 2326212 | Bedroom | 0.00040077
Table | Compact Fluorescent |  | Straight Tube | 1 | 22 | Bedroom | 2326212 | Bedroom | 0.00040077
Ceiling Fixture | Incandescent |  | Standard A Lamp | 3 | 60 | Other | 232671 | Other | 0.0020539
Ceiling Fixture | Incandescent |  | Standard A Lamp | 1 | 75 | Bedroom | 232672 | Bedroom | 0.0020539
Table | Incandescent |  | Standard A Lamp | 1 | 60 | Bedroom | 232672 | Bedroom | 0.0020539
Ceiling Fan | Incandescent |  | Standard A Lamp | 1 | 65 | Other | 232673 | Other | 0.0020539
Table | Incandescent |  | Standard A Lamp | 1 | 60 | Other | 232673 | Other | 0.0020539
Ceiling Fan | Incandescent |  | Standard A Lamp | 1 | 75 | Dining Room | 232674 | Dining Room | 0.0020539
Ceiling Fan | Incandescent |  | Decorative | 4 | 40 | Dining Room | 232674 | Dining Room | 0.0020539
Table | Incandescent |  | Standard A Lamp | 1 | 60 | Dining Room | 232674 | Dining Room | 0.0020539
Ceiling Fixture | Linear Fluorescent | 96 | T-12 | 2 | 80 | Garage | 232675 | Garage | 0.0020539
Ceiling Fixture | Linear Fluorescent | 48 | T-12 | 2 | 40 | Garage | 232675 | Garage | 0.0020539
Ceiling Fixture | Incandescent |  | Standard A Lamp | 1 | 55 | Kitchen | 232677 | Kitchen | 0.0020539
Ceiling Fixture | Compact Fluorescent |  | 3-Way CFL | 1 | 23 | Kitchen | 232677 | Kitchen | 0.0020539
Ceiling Fixture | Incandescent |  | Standard A Lamp | 1 | 60 | Laundry Room | 232678 | Laundry Room | 0.0020539
Ceiling Fan | Incandescent |  | Standard A Lamp | 1 | 60 | Living Room | 232679 | Living Room | 0.0020539
Floor lamp | Incandescent |  | Standard A Lamp | 1 | 65 | Living Room | 232679 | Living Room | 0.0020539
Floor lamp | Incandescent |  | Decorative | 4 | 40 | Living Room | 232679 | Living Room | 0.0020539
Ceiling Fixture | Incandescent |  | Standard A Lamp | 1 | 65 | Bathroom | 2326710 | Bathroom | 0.0020539
Ceiling Fixture | Incandescent |  | Standard A Lamp | 1 | 65 | Master Bedroom | 2326711 | Master Bedroom | 0.0020539
Table | Incandescent |  | Standard A Lamp | 1 | 50 | Master Bedroom | 2326711 | Master Bedroom | 0.0020539
Ceiling Fan | Incandescent |  | Standard A Lamp | 4 | 40 | Other | 2326712 | Other | 0.0020539
Table | Incandescent |  | Standard A Lamp | 1 | 60 | Bedroom | 232741 | Bedroom | 0.00028447
Recessed Can | Incandescent |  | Reflector | 1 | 60 | Bedroom | 232741 | Bedroom | 0.00028447
Ceiling Fixture | Incandescent |  | Standard A Lamp | 1 | 60 | Bedroom | 232742 | Bedroom | 0.00028447
Recessed Can | Incandescent |  | Reflector | 1 | 60 | Bedroom | 232742 | Bedroom | 0.00028447
Table | Incandescent |  | Standard A Lamp | 1 | 60 | Bedroom | 232743 | Bedroom | 0.00028447
Ceiling Fixture | Incandescent |  | Standard A Lamp | 1 | 60 | Bedroom | 232743 | Bedroom | 0.00028447
Recessed Can | Incandescent |  | Reflector | 1 | 60 | Family Room | 232744 | Family Room | 0.00028447
Recessed Can | Incandescent |  | Reflector | 1 | 60 | Family Room | 232745 | Family Room | 0.00028447
Floor lamp | Incandescent |  | Standard A Lamp | 1 | 60 | Family Room | 232745 | Family Room | 0.00028447
Chandelier (Hanging) | Incandescent |  | Standard A Lamp | 1 | 60 | Family Room | 232745 | Family Room | 0.00028447
Garage door opener | Incandescent |  | Clear | 2 | 40 | Garage | 232746 | Garage | 0.00028447
Ceiling Fixture | Incandescent |  | Standard A Lamp | 1 | 60 | Garage | 232746 | Garage | 0.00028447
Ceiling Fixture | Linear Fluorescent | 48 | T-4 | 2 | 40 | Other | 232747 | Other | 0.00028447
Chandelier (Hanging) | Incandescent |  | Standard A Lamp | 6 | 60 | Kitchen | 232748 | Kitchen | 0.00028447
Recessed Can | Incandescent |  | Reflector | 1 | 60 | Kitchen | 232748 | Kitchen | 0.00028447
Ceiling Fixture | Incandescent |  | Standard A Lamp | 1 | 60 | Laundry Room | 232749 | Laundry Room | 0.00028447
Ceiling Fixture | Linear Fluorescent | 48 | T-4 | 2 | 40 | Laundry Room | 232749 | Laundry Room | 0.00028447
Ceiling Fixture | Incandescent |  | Standard A Lamp | 3 | 60 | Living Room | 2327410 | Living Room | 0.00028447
Table | Incandescent |  | Standard A Lamp | 1 | 60 | Living Room | 2327410 | Living Room | 0.00028447
Ceiling Fixture | Incandescent |  | Reflector | 3 | 60 | Other | 2327411 | Other | 0.00028447
Wall Mount | Compact Fluorescent |  | Twist | 2 | 14 | Bathroom | 232781 | Bathroom | 0.00040077
Ceiling Fixture | Compact Fluorescent |  | Twist | 2 | 14 | Bedroom | 232782 | Bedroom | 0.00040077
Ceiling Fixture | Compact Fluorescent |  | Twist | 2 | 14 | Bedroom | 232783 | Bedroom | 0.00040077
Floor lamp | Compact Fluorescent |  | Twist | 1 | 14 | Bedroom | 232783 | Bedroom | 0.00040077
Ceiling Fixture | Incandescent |  | Standard A Lamp | 1 | 60 | Garage | 232784 | Garage | 0.00040077
Ceiling Fixture | Compact Fluorescent |  | Twist | 1 | 14 | Hall | 232785 | Hall | 0.00040077
Ceiling Fixture | Compact Fluorescent |  | Twist | 2 | 14 | Kitchen | 232786 | Kitchen | 0.00040077
Ceiling Fan | Incandescent |  | Globe | 5 | 40 | Kitchen | 232786 | Kitchen | 0.00040077
Floor lamp | Compact Fluorescent |  | Twist | 1 | 14 | Living Room | 232787 | Living Room | 0.00040077
Wall Mount | Compact Fluorescent |  | Twist | 2 | 14 | Bathroom | 232788 | Bathroom | 0.00040077
Ceiling Fan | Compact Fluorescent |  | Twist | 1 | 14 | Master Bedroom | 232789 | Master Bedroom | 0.00040077
Floor lamp | Incandescent |  | Standard A Lamp | 1 | 25 | Master Bedroom | 232789 | Master Bedroom | 0.00040077
Table | Incandescent |  | Standard A Lamp | 1 | 150 | Bedroom | 232821 | Bedroom | 0.00094081
Table | Incandescent |  | Standard A Lamp | 1 | 100 | Bedroom | 232821 | Bedroom | 0.00094081
Ceiling Fixture | Linear Fluorescent | 96 | T-12 | 2 | 60 | Other | 232822 | Other | 0.00094081
Ceiling Fixture | Compact Fluorescent |  | Twist | 2 | 22 | Other | 232822 | Other | 0.00094081
Ceiling Fixture | Linear Fluorescent | 48 | T-12 | 2 | 40 | Other | 232822 | Other | 0.00094081
Ceiling Fixture | Incandescent |  | Standard A Lamp | 1 | 100 | Other | 232822 | Other | 0.00094081
Ceiling Fixture | Incandescent |  | Standard A Lamp | 1 | 40 | Other | 232823 | Other | 0.00094081
Ceiling Fixture | Incandescent |  | Standard A Lamp | 1 | 100 | Other | 232823 | Other | 0.00094081
Ceiling Fixture | Compact Fluorescent |  | Twist | 2 | 22 | Office | 232824 | Office | 0.00094081
Ceiling Fixture | Linear Fluorescent | 96 | T-12 | 2 | 60 | Office | 232824 | Office | 0.00094081
Table | Incandescent |  | Standard A Lamp | 1 | 60 | Office | 232824 | Office | 0.00094081
Table | Incandescent |  | Clear | 1 | 25 | Office | 232824 | Office | 0.00094081
Wall Mount | Incandescent |  | Globe | 8 | 40 | Bathroom | 232825 | Bathroom | 0.00094081
Recessed Can | Incandescent |  | Reflector | 1 | 75 | Bathroom | 232825 | Bathroom | 0.00094081
Table | Incandescent |  | Standard A Lamp | 1 | 75 | Bedroom | 232826 | Bedroom | 0.00094081
Floor lamp | Compact Fluorescent |  | Pin base | 1 | 22 | Bedroom | 232826 | Bedroom | 0.00094081
Ceiling Fixture | Incandescent |  | Standard A Lamp | 1 | 100 | Bedroom | 232827 | Bedroom | 0.00094081
Table | Incandescent |  | Standard A Lamp | 2 | 100 | Bedroom | 232827 | Bedroom | 0.00094081
Table | Incandescent |  | Standard A Lamp | 1 | 75 | Bedroom | 232827 | Bedroom | 0.00094081
Table | Incandescent |  | Decorative | 2 | 60 | Bedroom | 232827 | Bedroom | 0.00094081
Ceiling Fixture | Incandescent |  | Standard A Lamp | 1 | 150 | Garage | 232828 | Garage | 0.00094081
Garage door opener | Incandescent |  | Standard A Lamp | 1 | 75 | Garage | 232828 | Garage | 0.00094081
Ceiling Fixture | Compact Fluorescent |  | Twist | 1 | 15 | Hall | 232829 | Hall | 0.00094081
Chandelier (Hanging) | Incandescent |  | Standard A Lamp | 1 | 100 | Kitchen | 2328210 | Kitchen | 0.00094081
Recessed Can | Incandescent |  | Reflector | 1 | 75 | Laundry Room | 2328211 | Laundry Room | 0.00094081
Chandelier (Hanging) | Compact Fluorescent |  | Twist | 2 | 15 | Laundry Room | 2328211 | Laundry Room | 0.00094081
Ceiling Fixture | Incandescent |  | Standard A Lamp | 1 | 40 | Office | 2328212 | Office | 0.00094081
Floor lamp | Compact Fluorescent |  | Twist | 1 | 22 | Living Room | 2328213 | Living Room | 0.00094081
Floor lamp | Compact Fluorescent |  | Twist | 2 | 15 | Living Room | 2328213 | Living Room | 0.00094081
Table | Incandescent |  | Decorative | 1 | 40 | Living Room | 2328213 | Living Room | 0.00094081
Table | Incandescent |  | Standard A Lamp | 1 | 40 | Living Room | 2328213 | Living Room | 0.00094081
Ceiling Fixture | Compact Fluorescent |  | Twist | 1 | 22 | Hall | 2328214 | Hall | 0.00094081
Wall Mount | Compact Fluorescent |  | Twist | 6 | 15 | Bathroom | 232831 | Bathroom | 0.0004784
Ceiling Fan | Incandescent |  | Standard A Lamp | 1 | 65 | Bathroom | 232831 | Bathroom | 0.0004784
Ceiling Fixture | Incandescent |  | Standard A Lamp | 2 | 60 | Bedroom | 232832 | Bedroom | 0.0004784
Table | Incandescent |  | Standard A Lamp | 1 | 60 | Bedroom | 232832 | Bedroom | 0.0004784
Wall Mount | Incandescent |  | Standard A Lamp | 3 | 60 | Bathroom | 232833 | Bathroom | 0.0004784
Wall Mount | Incandescent |  | Standard A Lamp | 3 | 60 | Bathroom | 232834 | Bathroom | 0.0004784
Ceiling Fixture | Incandescent |  | Reflector | 1 | 90 | Bathroom | 232834 | Bathroom | 0.0004784
Ceiling Fixture | Incandescent |  | Standard A Lamp | 9 | 60 | Dining Room | 232835 | Dining Room | 0.0004784
Ceiling Fixture | Incandescent |  | Standard A Lamp | 2 | 60 | Hall | 232836 | Hall | 0.0004784
Low bay | Linear Fluorescent | 96 | T-12 | 2 | 100 | Garage | 232837 | Garage | 0.0004784
Ceiling Fixture | Incandescent |  | Reflector | 1 | 65 | Garage | 232837 | Garage | 0.0004784
Garage door opener | Compact Fluorescent |  | A shape bulb | 1 | 15 | Garage | 232837 | Garage | 0.0004784
Ceiling Fixture | Incandescent |  | Standard A Lamp | 2 | 60 | Hall | 232838 | Hall | 0.0004784
Ceiling Fixture | Incandescent |  | Standard A Lamp | 2 | 60 | Hall | 232839 | Hall | 0.0004784
Recessed Can | Incandescent |  | Reflector | 1 | 65 | Kitchen | 2328310 | Kitchen | 0.0004784
Ceiling Fixture | Incandescent |  | Standard A Lamp | 2 | 60 | Laundry Room | 2328311 | Laundry Room | 0.0004784
Floor lamp | Compact Fluorescent |  | Straight Tube | 1 | 28 | Living Room | 2328312 | Living Room | 0.0004784
Floor lamp | Incandescent |  | Standard A Lamp | 1 | 100 | Living Room | 2328312 | Living Room | 0.0004784
Torchiere | Incandescent |  | Standard A Lamp | 2 | 60 | Living Room | 2328312 | Living Room | 0.0004784
Torchiere | Compact Fluorescent |  | Twist | 1 | 15 | Living Room | 2328312 | Living Room | 0.0004784
Ceiling Fan | Incandescent |  | Mini base | 3 | 40 | Master Bedroom | 2328313 | Master Bedroom | 0.0004784
Table | Incandescent |  | Standard A Lamp | 2 | 60 | Master Bedroom | 2328313 | Master Bedroom | 0.0004784
Table | Compact Fluorescent |  | Twist | 1 | 15 | Master Bedroom | 2328313 | Master Bedroom | 0.0004784
Ceiling Fixture | Incandescent |  | Standard A Lamp | 2 | 60 | Office | 2328314 | Office | 0.0004784
Floor lamp | Incandescent |  | Standard A Lamp | 1 | 60 | Office | 2328314 | Office | 0.0004784
Ceiling Fixture | Incandescent |  | Standard A Lamp | 1 | 60 | Closet | 2328316 | Closet | 0.0004784
Ceiling Fixture | Incandescent |  | Standard A Lamp | 2 | 60 | Office | 2328317 | Office | 0.0004784
Low bay | Linear Fluorescent | 36 | T-12 | 2 | 32 | Office | 2328317 | Office | 0.0004784
Ceiling Fixture | Incandescent |  | Standard A Lamp | 2 | 60 | Dining Room | 2328318 | Dining Room | 0.0004784
Ceiling Fixture | Incandescent |  | Standard A Lamp | 2 | 60 | Hall | 2328319 | Hall | 0.0004784
Wall Mount | Compact Fluorescent |  | Twist | 4 | 15 | Bathroom | 232841 | Bathroom | 0.00094081
Ceiling Fixture | Incandescent |  | Standard A Lamp | 1 | 60 | Bedroom | 232842 | Bedroom | 0.00094081
Table | Incandescent |  | Standard A Lamp | 1 | 70 | Bedroom | 232842 | Bedroom | 0.00094081
Table | Incandescent |  | Standard A Lamp | 1 | 40 | Bedroom | 232842 | Bedroom | 0.00094081
Ceiling Fixture | Compact Fluorescent |  | Twist | 1 | 15 | Bedroom | 232843 | Bedroom | 0.00094081
Ceiling Fixture | Compact Fluorescent |  | Twist | 2 | 15 | Bedroom | 232843 | Bedroom | 0.00094081
Chandelier (Hanging) | Incandescent |  | Mini base | 10 | 40 | Dining Room | 232844 | Dining Room | 0.00094081
Ceiling Fixture | Compact Fluorescent |  | Twist | 1 | 15 | Hall | 232845 | Hall | 0.00094081
Ceiling Fixture | Linear Fluorescent | 48 | T-12 | 2 | 60 | Kitchen | 232846 | Kitchen | 0.00094081
Ceiling Fixture | Linear Fluorescent | 48 | T-12 | 4 | 60 | Kitchen | 232846 | Kitchen | 0.00094081
Chandelier (Hanging) | Incandescent |  | Standard A Lamp | 2 | 60 | Living Room | 232847 | Living Room | 0.00094081
Table | Incandescent |  | Standard A Lamp | 1 | 60 | Living Room | 232847 | Living Room | 0.00094081
Table | Compact Fluorescent |  | Twist | 1 | 15 | Living Room | 232847 | Living Room | 0.00094081
Ceiling Fixture | Compact Fluorescent |  | Twist | 2 | 15 | Office | 232848 | Office | 0.00094081
Ceiling Fixture | Compact Fluorescent |  | Twist | 1 | 15 | Closet | 232849 | Closet | 0.00094081
Wall Mount | Incandescent |  | Standard A Lamp | 3 | 100 | Bathroom | 232871 | Bathroom | 0.00040077
Recessed Can | Incandescent |  | Heat Lamp | 1 | 125 | Bathroom | 232871 | Bathroom | 0.00040077
Wall Mount | Incandescent |  | Standard A Lamp | 3 | 100 | Bathroom | 232872 | Bathroom | 0.00040077
Recessed Can | Incandescent |  | Reflector | 1 | 60 | Hall | 232873 | Hall | 0.00040077
Ceiling Fixture | Compact Fluorescent |  | Twist | 2 | 15 | Hall | 232873 | Hall | 0.00040077
Ceiling Fan | Incandescent |  | Decorative | 3 | 60 | Family Room | 232874 | Family Room | 0.00040077
Floor lamp | Incandescent |  | Standard A Lamp | 1 | 65 | Family Room | 232874 | Family Room | 0.00040077
Ceiling Fixture | Incandescent |  | Standard A Lamp | 1 | 100 | Garage | 232875 | Garage | 0.00040077
Recessed Can | Incandescent |  | Reflector | 1 | 60 | Bedroom | 232876 | Bedroom | 0.00040077
Table | Incandescent |  | Standard A Lamp | 1 | 100 | Bedroom | 232876 | Bedroom | 0.00040077
Recessed Can | Incandescent |  | Reflector | 1 | 60 | Hall | 232877 | Hall | 0.00040077
Recessed Can | Incandescent |  | Reflector | 1 | 60 | Kitchen | 232878 | Kitchen | 0.00040077
High bay | Halogen |  |  | 4 | 20 | Kitchen | 232878 | Kitchen | 0.00040077
High bay | Halogen |  | PAR | 2 | 30 | Kitchen | 232878 | Kitchen | 0.00040077
Recessed Can | Incandescent |  | Reflector | 1 | 60 | Bedroom | 232879 | Bedroom | 0.00040077
Table | Incandescent |  | Standard A Lamp | 1 | 75 | Bedroom | 232879 | Bedroom | 0.00040077
Recessed Can | Incandescent |  | Reflector | 1 | 60 | Living Room | 2328710 | Living Room | 0.00040077
Ceiling Fixture | Compact Fluorescent |  | Twist | 2 | 28 | Laundry Room | 2328711 | Laundry Room | 0.00040077
Ceiling Fixture | Incandescent |  | Standard A Lamp | 2 | 100 | Closet | 2328712 | Closet | 0.00040077
Wall Mount | Incandescent |  | Globe | 4 | 25 | Bathroom | 232941 | Bathroom | 0.00047324
Ceiling Fixture | Incandescent |  | Standard A Lamp | 1 | 60 | Bathroom | 232942 | Bathroom | 0.00047324
Wall Mount | Incandescent |  | Standard A Lamp | 4 | 40 | Bathroom | 232942 | Bathroom | 0.00047324
Wall Mount | Incandescent |  | Globe | 6 | 60 | Bathroom | 232943 | Bathroom | 0.00047324
Ceiling Fan | Incandescent |  | Standard A Lamp | 4 | 40 | Bedroom | 232944 | Bedroom | 0.00047324
Table | Compact Fluorescent |  | Twist | 2 | 22 | Bedroom | 232944 | Bedroom | 0.00047324
Ceiling Fixture | Incandescent |  | Standard A Lamp | 2 | 60 | Bedroom | 232945 | Bedroom | 0.00047324
Ceiling Fixture | Incandescent |  | Decorative | 3 | 40 | Bedroom | 232945 | Bedroom | 0.00047324
Ceiling Fan | Incandescent |  | Decorative | 4 | 40 | Bedroom | 232946 | Bedroom | 0.00047324
Table | Compact Fluorescent |  | Twist | 2 | 22 | Bedroom | 232946 | Bedroom | 0.00047324
Ceiling Fixture | Linear Fluorescent | 48 | T-12 | 2 | 40 | Bedroom | 232947 | Bedroom | 0.00047324
Ceiling Fan | Incandescent |  | Standard A Lamp | 4 | 40 | Family Room | 232948 | Family Room | 0.00047324
Ceiling Fixture | Compact Fluorescent |  | Twist | 1 | 15 | Family Room | 232948 | Family Room | 0.00047324
Ceiling Fixture | Incandescent |  | Standard A Lamp | 2 | 60 | Family Room | 232948 | Family Room | 0.00047324
Low bay | Linear Fluorescent | 48 | T-12 | 2 | 40 | Garage | 232949 | Garage | 0.00047324
Garage door opener | Compact Fluorescent |  | Twist | 2 | 15 | Garage | 232949 | Garage | 0.00047324
Wall Mount | Incandescent |  | Standard A Lamp | 1 | 60 | Hall | 2329410 | Hall | 0.00047324
Wall Mount | Compact Fluorescent |  | Twist | 1 | 15 | Hall | 2329410 | Hall | 0.00047324
Ceiling Fixture | Linear Fluorescent | 24 | T-12 | 4 | 20 | Kitchen | 2329411 | Kitchen | 0.00047324
Ceiling Fixture | Incandescent |  | Standard A Lamp | 1 | 40 | Kitchen | 2329411 | Kitchen | 0.00047324
Recessed Can | Incandescent |  | Reflector | 1 | 65 | Kitchen | 2329411 | Kitchen | 0.00047324
Ceiling Fixture | Compact Fluorescent |  | Twist | 2 | 15 | Bathroom | 2329412 | Bathroom | 0.00047324
Wall Mount | Incandescent |  | Globe | 3 | 60 | Bathroom | 2329412 | Bathroom | 0.00047324
Ceiling Fixture | Incandescent |  | Standard A Lamp | 6 | 40 | Living Room | 2329413 | Living Room | 0.00047324
Table | Compact Fluorescent |  | Twist | 1 | 15 | Living Room | 2329413 | Living Room | 0.00047324
Ceiling Fixture | Linear Fluorescent | 48 | T-12 | 2 | 40 | Office | 2329414 | Office | 0.00047324
Table | Compact Fluorescent |  | Twist | 1 | 15 | Office | 2329414 | Office | 0.00047324
Ceiling Fixture | Linear Fluorescent | 48 | T-12 | 2 | 40 | Other | 2329415 | Other | 0.00047324
Ceiling Fixture | Incandescent |  | Standard A Lamp | 1 | 60 | Other | 2329415 | Other | 0.00047324
Ceiling Fixture | Linear Fluorescent | 48 | T-12 | 2 | 40 | Other | 2329416 | Other | 0.00047324
Table | Incandescent |  | Standard A Lamp | 3 | 60 | Other | 2329416 | Other | 0.00047324
Ceiling Fixture | Incandescent |  | Standard A Lamp | 1 | 60 | Other | 2329417 | Other | 0.00047324
Wall Mount | Incandescent |  | Globe | 3 | 60 | Bathroom | 233001 | Bathroom | 0.0004784
Ceiling Fixture | Incandescent |  | Standard A Lamp | 2 | 60 | Bathroom | 233001 | Bathroom | 0.0004784
Ceiling Fixture | Incandescent |  | Standard A Lamp | 2 | 60 | Bedroom | 233002 | Bedroom | 0.0004784
Table | Compact Fluorescent |  | Twist | 1 | 15 | Bedroom | 233002 | Bedroom | 0.0004784
Ceiling Fixture | Incandescent |  | Standard A Lamp | 1 | 60 | Bedroom | 233003 | Bedroom | 0.0004784
Table | Compact Fluorescent |  | Twist | 1 | 15 | Bedroom | 233003 | Bedroom | 0.0004784
Ceiling Fixture | Incandescent |  | Standard A Lamp | 2 | 60 | Kitchen | 233004 | Kitchen | 0.0004784
Ceiling Fixture | Linear Fluorescent | 48 | T-12 | 2 | 40 | Kitchen | 233004 | Kitchen | 0.0004784
Ceiling Fixture | Incandescent |  | Standard A Lamp | 1 | 60 | Laundry Room | 233005 | Laundry Room | 0.0004784
Ceiling Fixture | Incandescent |  | Standard A Lamp | 2 | 60 | Living Room | 233006 | Living Room | 0.0004784
Ceiling Fan | Incandescent |  | Standard A Lamp | 4 | 40 | Living Room | 233006 | Living Room | 0.0004784
Table | Compact Fluorescent |  | Twist | 1 | 15 | Living Room | 233006 | Living Room | 0.0004784
Ceiling Fixture | Compact Fluorescent |  | Twist | 1 | 15 | Garage | 233007 | Garage | 0.0004784
Ceiling Fixture | Compact Fluorescent |  | Twist | 1 | 22 | Bathroom | 233141 | Bathroom | 0.00052955
Wall Mount | Incandescent |  | Globe | 6 | 60 | Bathroom | 233141 | Bathroom | 0.00052955
Ceiling Fixture | Incandescent |  | Standard A Lamp | 1 | 65 | Bathroom | 233142 | Bathroom | 0.00052955
Wall Mount | Compact Fluorescent |  | Globe | 4 | 15 | Bathroom | 233142 | Bathroom | 0.00052955
Ceiling Fixture | Incandescent |  | Standard A Lamp | 2 | 60 | Bedroom | 233143 | Bedroom | 0.00052955
Table | Incandescent |  | 3-Way Incandescent | 1 | 100 | Bedroom | 233143 | Bedroom | 0.00052955
Ceiling Fixture | Incandescent |  | Standard A Lamp | 2 | 65 | Bedroom | 233144 | Bedroom | 0.00052955
Ceiling Fixture | Incandescent |  | Standard A Lamp | 1 | 40 | Bathroom | 233145 | Bathroom | 0.00052955
Ceiling Fixture | Incandescent |  | Standard A Lamp | 2 | 65 | Family Room | 233146 | Family Room | 0.00052955
Ceiling Fixture | Incandescent |  | Standard A Lamp | 1 | 60 | Family Room | 233146 | Family Room | 0.00052955
Recessed - other | Linear Fluorescent | 24 | T-12 | 1 | 60 | Family Room | 233146 | Family Room | 0.00052955
Ceiling Fixture | Incandescent |  | Standard A Lamp | 2 | 60 | Other | 233147 | Other | 0.00052955
Low bay | Linear Fluorescent | 48 | T-12 | 2 | 20 | Other | 233147 | Other | 0.00052955
Recessed Can | Incandescent |  | Reflector | 1 | 40 | Other | 233148 | Other | 0.00052955
Ceiling Fixture | Incandescent |  | Standard A Lamp | 2 | 60 | Other | 233148 | Other | 0.00052955
Table | Incandescent |  | 3-Way Incandescent | 1 | 150 | Other | 233148 | Other | 0.00052955
Floor lamp | Halogen |  | Quartz Tube | 1 | 20 | Other | 233148 | Other | 0.00052955
Ceiling Fixture | Linear Fluorescent | 40 | T-12 | 2 | 60 | Other | 233149 | Other | 0.00052955
Ceiling Fixture | Incandescent |  | Standard A Lamp | 1 | 60 | Closet | 2331410 | Closet | 0.00052955
Chandelier (Hanging) | Halogen |  | Other | 10 | 20 | Dining Room | 2331411 | Dining Room | 0.00052955
Recessed Can | Incandescent |  | Reflector | 1 | 60 | Dining Room | 2331411 | Dining Room | 0.00052955
Ceiling Fixture | Incandescent |  | Standard A Lamp | 2 | 65 | Hall | 2331412 | Hall | 0.00052955
Recessed Can | Compact Fluorescent |  | Reflector | 1 | 15 | Hall | 2331412 | Hall | 0.00052955
Chandelier (Hanging) | Halogen |  | MR | 1 | 50 | Hall | 2331412 | Hall | 0.00052955
Ceiling Fixture | Incandescent |  | Standard A Lamp | 1 | 65 | Garage | 2331413 | Garage | 0.00052955
Garage door opener | Incandescent |  | Standard A Lamp | 1 | 60 | Garage | 2331413 | Garage | 0.00052955
Ceiling Fixture | Compact Fluorescent |  | Twist | 2 | 15 | Hall | 2331414 | Hall | 0.00052955
Ceiling Fixture | Linear Fluorescent | 24 | T-12 | 2 | 40 | Hall | 2331414 | Hall | 0.00052955
Ceiling Fixture | Linear Fluorescent | 48 | T-12 | 2 | 40 | Kitchen | 2331415 | Kitchen | 0.00052955
Ceiling Fixture | Incandescent |  | Reflector | 1 | 60 | Living Room | 2331416 | Living Room | 0.00052955
Table | Incandescent |  | 3-Way Incandescent | 1 | 150 | Living Room | 2331416 | Living Room | 0.00052955
Torchiere | Incandescent |  | Standard A Lamp | 2 | 65 | Living Room | 2331416 | Living Room | 0.00052955
Ceiling Fixture | Incandescent |  | Standard A Lamp | 1 | 65 | Closet | 2331417 | Closet | 0.00052955
Ceiling Fixture | Compact Fluorescent |  | Twist | 2 | 22 | Office | 2331418 | Office | 0.00052955
Table | Incandescent |  | Standard A Lamp | 1 | 60 | Office | 2331418 | Office | 0.00052955
Wall Mount | Compact Fluorescent |  | Twist | 1 | 15 | Bathroom | 233181 | Bathroom | 0.00028447
Ceiling Fixture | Compact Fluorescent |  | Twist | 1 | 15 | Bedroom | 233182 | Bedroom | 0.00028447
Ceiling Fixture | Compact Fluorescent |  | Twist | 1 | 15 | Bedroom | 233183 | Bedroom | 0.00028447
Ceiling Fixture | Compact Fluorescent |  | Twist | 1 | 22 | Bedroom | 233184 | Bedroom | 0.00028447
Ceiling Fixture | Compact Fluorescent |  | Twist | 1 | 15 | Hall | 233185 | Hall | 0.00028447
Ceiling Fixture | Compact Fluorescent |  | Twist | 1 | 22 | Kitchen | 233186 | Kitchen | 0.00028447
Ceiling Fixture | Compact Fluorescent |  | Twist | 2 | 15 | Living Room | 233187 | Living Room | 0.00028447
Table | Compact Fluorescent |  | Twist | 1 | 22 | Living Room | 233187 | Living Room | 0.00028447
Wall Mount | Incandescent |  | Globe | 8 | 40 | Bathroom | 233351 | Bathroom | 0.00029634
Ceiling Fixture | Incandescent |  | Standard A Lamp | 2 | 60 | Bathroom | 233351 | Bathroom | 0.00029634
Other | Incandescent |  | Mini base | 1 | 25 | Bathroom | 233351 | Bathroom | 0.00029634
Ceiling Fixture | Incandescent |  | Standard A Lamp | 2 | 60 | Bedroom | 233352 | Bedroom | 0.00029634
Table | Incandescent |  | Decorative | 1 | 40 | Bedroom | 233352 | Bedroom | 0.00029634
Ceiling Fixture | Incandescent |  | Standard A Lamp | 2 | 60 | Bedroom | 233353 | Bedroom | 0.00029634
Ceiling Fixture | Incandescent |  | Standard A Lamp | 2 | 60 | Hall | 233354 | Hall | 0.00029634
Ceiling Fixture | Incandescent |  | Standard A Lamp | 1 | 60 | Hall | 233354 | Hall | 0.00029634
Recessed Can | Incandescent |  | Reflector | 1 | 65 | Hall | 233354 | Hall | 0.00029634
Table | Incandescent |  | Decorative | 1 | 60 | Hall | 233354 | Hall | 0.00029634
Ceiling Fan | Incandescent |  | Clear | 4 | 40 | Bedroom | 233355 | Bedroom | 0.00029634
Table | Incandescent |  | Standard A Lamp | 1 | 60 | Bedroom | 233355 | Bedroom | 0.00029634
Ceiling Fan | Incandescent |  | Clear | 4 | 40 | Bedroom | 233356 | Bedroom | 0.00029634
Table | Incandescent |  | Standard A Lamp | 1 | 60 | Bedroom | 233356 | Bedroom | 0.00029634
Ceiling Fixture | Incandescent |  | Standard A Lamp | 2 | 60 | Bedroom | 233357 | Bedroom | 0.00029634
Ceiling Fixture | Incandescent |  | Standard A Lamp | 2 | 60 | Family Room | 233358 | Family Room | 0.00029634
Table | Incandescent |  | Standard A Lamp | 1 | 150 | Family Room | 233358 | Family Room | 0.00029634
Recessed Can | Incandescent |  | Reflector | 1 | 65 | Family Room | 233358 | Family Room | 0.00029634
Table | Incandescent |  | Decorative | 1 | 40 | Family Room | 233358 | Family Room | 0.00029634
Garage door opener | Incandescent |  | Standard A Lamp | 1 | 60 | Garage | 233359 | Garage | 0.00029634
Ceiling Fixture | Incandescent |  | Standard A Lamp | 1 | 75 | Garage | 233359 | Garage | 0.00029634
Wall Mount | Incandescent |  | Standard A Lamp | 3 | 60 | Bathroom | 2333510 | Bathroom | 0.00029634
Recessed Can | Incandescent |  | Reflector | 1 | 65 | Hall | 2333511 | Hall | 0.00029634
Recessed Can | Incandescent |  | Reflector | 1 | 65 | Kitchen | 2333512 | Kitchen | 0.00029634
Other | Incandescent |  | Mini base | 2 | 25 | Kitchen | 2333512 | Kitchen | 0.00029634
Chandelier (Hanging) | Compact Fluorescent |  | Twist | 5 | 15 | Kitchen | 2333512 | Kitchen | 0.00029634
Ceiling Fixture | Linear Fluorescent | 48 | T-12 | 2 | 40 | Laundry Room | 2333513 | Laundry Room | 0.00029634
Recessed Can | Incandescent |  | Reflector | 1 | 65 | Living Room | 2333514 | Living Room | 0.00029634
Recessed Can | Incandescent |  | Reflector | 1 | 65 | Living Room | 2333514 | Living Room | 0.00029634
Table | Incandescent |  | Standard A Lamp | 1 | 150 | Living Room | 2333514 | Living Room | 0.00029634
Table | Incandescent |  | Standard A Lamp | 2 | 60 | Living Room | 2333514 | Living Room | 0.00029634
Wall Mount | Incandescent |  | Standard A Lamp | 1 | 60 | Living Room | 2333514 | Living Room | 0.00029634
Recessed Can | Incandescent |  | Reflector | 1 | 65 | Bathroom | 2333515 | Bathroom | 0.00029634
Wall Mount | Incandescent |  | Standard A Lamp | 2 | 60 | Bathroom | 2333515 | Bathroom | 0.00029634
Ceiling Fixture | Incandescent |  | Standard A Lamp | 2 | 60 | Master Bedroom | 2333516 | Master Bedroom | 0.00029634
Table | Incandescent |  | Decorative | 1 | 25 | Master Bedroom | 2333516 | Master Bedroom | 0.00029634
Ceiling Fan | Incandescent |  | Clear | 4 | 40 | Master Bedroom | 2333516 | Master Bedroom | 0.00029634
Table | Incandescent |  | Standard A Lamp | 1 | 25 | Master Bedroom | 2333516 | Master Bedroom | 0.00029634
Recessed Can | Incandescent |  | Reflector | 1 | 40 | Master Bedroom | 2333516 | Master Bedroom | 0.00029634
Wall Mount | Incandescent |  | Standard A Lamp | 1 | 75 | Other | 2333517 | Other | 0.00029634
Chandelier (Hanging) | Incandescent |  | Standard A Lamp | 9 | 60 | Other | 2333518 | Other | 0.00029634
Recessed Can | Incandescent |  | Reflector | 1 | 65 | Other | 2333518 | Other | 0.00029634
Floor lamp | Incandescent |  | Decorative | 1 | 60 | Other | 2333518 | Other | 0.00029634
Table | Incandescent |  | Standard A Lamp | 1 | 15 | Other | 2333518 | Other | 0.00029634
Ceiling Fixture | Incandescent |  | Standard A Lamp | 1 | 60 | Other | 2333519 | Other | 0.00029634
Wall Mount | Compact Fluorescent |  | Twist | 3 | 15 | Bathroom | 233451 | Bathroom | 0.0005169
Wall Mount | Incandescent |  | Decorative | 3 | 25 | Bathroom | 233452 | Bathroom | 0.0005169
Ceiling Fixture | Incandescent |  | Standard A Lamp | 1 | 40 | Bathroom | 233452 | Bathroom | 0.0005169
Wall Mount | Incandescent |  | Globe | 8 | 40 | Bathroom | 233453 | Bathroom | 0.0005169
Recessed Can | Incandescent |  | Reflector | 1 | 65 | Bathroom | 233453 | Bathroom | 0.0005169
Ceiling Fixture | Incandescent |  | Standard A Lamp | 2 | 60 | Bedroom | 233454 | Bedroom | 0.0005169
Table | Compact Fluorescent |  | Twist | 1 | 15 | Bedroom | 233454 | Bedroom | 0.0005169
Chandelier (Hanging) | Incandescent |  | Standard A Lamp | 2 | 60 | Bedroom | 233455 | Bedroom | 0.0005169
Ceiling Fan | Incandescent |  | Standard A Lamp | 3 | 60 | Bedroom | 233456 | Bedroom | 0.0005169
Table | Compact Fluorescent |  | Twist | 1 | 22 | Bedroom | 233456 | Bedroom | 0.0005169
Ceiling Fixture | Incandescent |  | Standard A Lamp | 1 | 100 | Bedroom | 233456 | Bedroom | 0.0005169
Ceiling Fixture | Linear Fluorescent | 48 | T-12 | 2 | 40 | Other | 233457 | Other | 0.0005169
Ceiling Fixture | Linear Fluorescent | 48 | T-12 | 2 | 40 | Closet | 233458 | Closet | 0.0005169
Recessed Can | Incandescent |  | Reflector | 2 | 65 | Closet | 233459 | Closet | 0.0005169
Chandelier (Hanging) | Incandescent |  | Decorative | 8 | 25 | Dining Room | 2334510 | Dining Room | 0.0005169
Ceiling Fan | Incandescent |  | Decorative | 5 | 60 | Family Room | 2334511 | Family Room | 0.0005169
Floor lamp | Compact Fluorescent |  | Twist | 1 | 22 | Family Room | 2334511 | Family Room | 0.0005169
Table | Compact Fluorescent |  | Twist | 1 | 22 | Family Room | 2334511 | Family Room | 0.0005169
Ceiling Fixture | Compact Fluorescent |  | Reflector | 2 | 22 | Garage | 2334512 | Garage | 0.0005169
Chandelier (Hanging) | Incandescent |  | Decorative | 20 | 25 | Hall | 2334513 | Hall | 0.0005169
Recessed Can | Incandescent |  | Reflector | 1 | 65 | Hall | 2334513 | Hall | 0.0005169
Recessed Can | Other |  | LED Interior | 1 | 6 | Hall | 2334513 | Hall | 0.0005169
Recessed Can | Incandescent |  | Reflector | 1 | 65 | Kitchen | 2334514 | Kitchen | 0.0005169
Recessed Can | Halogen |  | MR | 1 | 50 | Kitchen | 2334514 | Kitchen | 0.0005169
Ceiling Fixture | Halogen |  | MR | 4 | 50 | Kitchen | 2334514 | Kitchen | 0.0005169
Ceiling Fixture | Halogen |  | MR | 4 | 50 | Laundry Room | 2334515 | Laundry Room | 0.0005169
Table | Incandescent |  | Standard A Lamp | 1 | 40 | Living Room | 2334516 | Living Room | 0.0005169
Recessed Can | Incandescent |  | Reflector | 1 | 75 | Living Room | 2334516 | Living Room | 0.0005169
Ceiling Fan | Incandescent |  | Reflector | 4 | 60 | Other | 2334517 | Other | 0.0005169
Ceiling Fan | Compact Fluorescent |  | Twist | 2 | 22 | Office | 2334518 | Office | 0.0005169
Wall Mount | Compact Fluorescent |  | Twist | 4 | 15 | Bathroom | 233551 | Bathroom | 0.00029634
Ceiling Fixture | Compact Fluorescent |  | Twist | 2 | 22 | Bedroom | 233552 | Bedroom | 0.00029634
Table | Incandescent |  | 3-Way Incandescent | 1 | 90 | Bedroom | 233552 | Bedroom | 0.00029634
Ceiling Fan | Compact Fluorescent |  | Twist | 5 | 15 | Dining Room | 233553 | Dining Room | 0.00029634
Ceiling Fixture | Compact Fluorescent |  | Twist | 1 | 22 | Garage | 233554 | Garage | 0.00029634
Ceiling Fixture | Compact Fluorescent |  | Twist | 1 | 22 | Kitchen | 233555 | Kitchen | 0.00029634
Ceiling Fixture | Linear Fluorescent | 48 | T-12 | 2 | 40 | Kitchen | 233555 | Kitchen | 0.00029634
Ceiling Fixture | Linear Fluorescent | 48 | T-12 | 2 | 32 | Laundry Room | 233556 | Laundry Room | 0.00029634
Ceiling Fixture | Linear Fluorescent | 48 | T-12 | 4 | 40 | Living Room | 233557 | Living Room | 0.00029634
Ceiling Fixture | Compact Fluorescent |  | Twist | 2 | 22 | Office | 233558 | Office | 0.00029634
Table | Incandescent |  | Standard A Lamp | 1 | 25 | Office | 233558 | Office | 0.00029634
Ceiling Fixture | Compact Fluorescent |  | Twist | 1 | 22 | Hall | 233559 | Hall | 0.00029634
Ceiling Fixture | Compact Fluorescent |  | Twist | 2 | 22 | Master Bedroom | 2335510 | Master Bedroom | 0.00029634
Table | Incandescent |  | 3-Way Incandescent | 1 | 100 | Master Bedroom | 2335510 | Master Bedroom | 0.00029634
Ceiling Fixture | Incandescent |  | Standard A Lamp | 1 | 60 | Hall | 2335511 | Hall | 0.00029634
Wall Mount | Compact Fluorescent |  | Twist | 1 | 22 | Bathroom | 2335512 | Bathroom | 0.00029634
Ceiling Fixture | Incandescent |  | Standard A Lamp | 1 | 60 | Bathroom | 2335512 | Bathroom | 0.00029634
Ceiling Fixture | Linear Fluorescent | 24 | T-12 | 1 | 20 | Office | 2335513 | Office | 0.00029634
Ceiling Fixture | Compact Fluorescent |  | Twist | 1 | 22 | Closet | 2335514 | Closet | 0.00029634
Wall Mount | Compact Fluorescent |  | Twist | 3 | 25 | Bathroom | 233581 | Bathroom | 0.00052955
Ceiling Fixture | Compact Fluorescent |  | Twist | 1 | 22 | Bedroom | 233582 | Bedroom | 0.00052955
Ceiling Fixture | Compact Fluorescent |  | Twist | 2 | 28 | Bedroom | 233583 | Bedroom | 0.00052955
Table | Incandescent |  | Standard A Lamp | 1 | 25 | Bedroom | 233583 | Bedroom | 0.00052955
Recessed Can | Incandescent |  | Reflector | 1 | 65 | Kitchen | 233584 | Kitchen | 0.00052955
Ceiling Fixture | Linear Fluorescent | 48 | T-12 | 2 | 32 | Laundry Room | 233585 | Laundry Room | 0.00052955
Chandelier (Hanging) | Compact Fluorescent |  | Twist | 1 | 22 | Living Room | 233586 | Living Room | 0.00052955
Floor lamp | Halogen |  | Quartz Tube | 1 | 300 | Living Room | 233586 | Living Room | 0.00052955
Ceiling Fixture | Incandescent |  | Reflector | 1 | 65 | Living Room | 233586 | Living Room | 0.00052955
Table | Incandescent |  | Standard A Lamp | 1 | 100 | Living Room | 233586 | Living Room | 0.00052955
Chandelier (Hanging) | Compact Fluorescent |  | Twist | 4 | 22 | Master Bedroom | 233587 | Master Bedroom | 0.00052955
Table | Incandescent |  | Standard A Lamp | 1 | 60 | Bedroom | 233661 | Bedroom | 0.0004784
Wall Mount | Incandescent |  | Standard A Lamp | 1 | 75 | Bathroom | 233662 | Bathroom | 0.0004784
Ceiling Fixture | Incandescent |  | Standard A Lamp | 1 | 75 | Closet | 233663 | Closet | 0.0004784
Wall Mount | Incandescent |  | Standard A Lamp | 1 | 100 | Bedroom | 233664 | Bedroom | 0.0004784
Ceiling Fixture | Incandescent |  | Standard A Lamp | 1 | 60 | Hall | 233665 | Hall | 0.0004784
Ceiling Fixture | Incandescent |  | Standard A Lamp | 1 | 60 | Closet | 233666 | Closet | 0.0004784
Chandelier (Hanging) | Incandescent |  | Standard A Lamp | 3 | 40 | Other | 233667 | Other | 0.0004784
Track | Incandescent |  | Standard A Lamp | 2 | 60 | Other | 233667 | Other | 0.0004784
Ceiling Fixture | Linear Fluorescent | 48 | T-12 | 1 | 40 | Other | 233667 | Other | 0.0004784
Wall Mount | Incandescent |  | Globe | 5 | 40 | Bathroom | 233668 | Bathroom | 0.0004784
Wall Mount | Incandescent |  | Standard A Lamp | 1 | 60 | Closet | 233669 | Closet | 0.0004784
Torchiere | Halogen |  | Quartz Tube | 1 | 100 | Closet | 2336610 | Closet | 0.0004784
Table | Incandescent |  | Standard A Lamp | 1 | 100 | Closet | 2336611 | Closet | 0.0004784
Garage door opener | Incandescent |  | Standard A Lamp | 1 | 60 | Garage | 2336612 | Garage | 0.0004784
Ceiling Fixture | Linear Fluorescent | 48 | T-12 | 2 | 40 | Garage | 2336612 | Garage | 0.0004784
Wall Mount | Incandescent |  | Standard A Lamp | 1 | 60 | Hall | 2336613 | Hall | 0.0004784
Ceiling Fixture | Linear Fluorescent | 24 | T-12 | 2 | 40 | Kitchen | 2336614 | Kitchen | 0.0004784
Wall Mount | Incandescent |  | Standard A Lamp | 1 | 60 | Other | 2336615 | Other | 0.0004784
Floor lamp | Incandescent |  | Standard A Lamp | 1 | 60 | Other | 2336615 | Other | 0.0004784
Chandelier (Hanging) | Compact Fluorescent |  | Twist | 5 | 15 | Living Room | 2336616 | Living Room | 0.0004784
Ceiling Fan | Incandescent |  | Standard A Lamp | 3 | 60 | Living Room | 2336616 | Living Room | 0.0004784
Floor lamp | Incandescent |  | Standard A Lamp | 1 | 100 | Living Room | 2336616 | Living Room | 0.0004784
Wall Mount | Incandescent |  | Standard A Lamp | 1 | 60 | Living Room | 2336616 | Living Room | 0.0004784
Wall Mount | Incandescent |  | Globe | 6 | 40 | Bathroom | 2336617 | Bathroom | 0.0004784
Wall Mount | Compact Fluorescent |  | Twist | 1 | 15 | Closet | 2336618 | Closet | 0.0004784
Wall Mount | Incandescent |  | Standard A Lamp | 2 | 60 | Closet | 2336619 | Closet | 0.0004784
Wall Mount | Incandescent |  | Standard A Lamp | 1 | 100 | Bathroom | 2336620 | Bathroom | 0.0004784
Ceiling Fixture | Incandescent |  | Standard A Lamp | 2 | 60 | Closet | 2336621 | Closet | 0.0004784
Table | Incandescent |  | Standard A Lamp | 1 | 100 | Master Bedroom | 2336622 | Master Bedroom | 0.0004784
Wall Mount | Incandescent |  | Standard A Lamp | 3 | 60 | Bathroom | 233681 | Bathroom | 0.00040077
Wall Mount | Incandescent |  | Standard A Lamp | 3 | 40 | Bathroom | 233682 | Bathroom | 0.00040077
Ceiling Fixture | Incandescent |  | Standard A Lamp | 1 | 60 | Bedroom | 233683 | Bedroom | 0.00040077
Ceiling Fixture | Incandescent |  | Standard A Lamp | 3 | 60 | Bedroom | 233684 | Bedroom | 0.00040077
Ceiling Fixture | Incandescent |  | Standard A Lamp | 1 | 60 | Closet | 233686 | Closet | 0.00040077
Chandelier (Hanging) | Incandescent |  | Decorative | 3 | 40 | Hall | 233687 | Hall | 0.00040077
Recessed Can | Incandescent |  | Standard A Lamp | 1 | 65 | Hall | 233687 | Hall | 0.00040077
Floor lamp | Compact Fluorescent |  | Straight Tube | 1 | 36 | Family Room | 233688 | Family Room | 0.00040077
Ceiling Fixture | Incandescent |  | Standard A Lamp | 1 | 60 | Garage | 233689 | Garage | 0.00040077
Garage door opener | Incandescent |  | Standard A Lamp | 1 | 60 | Garage | 233689 | Garage | 0.00040077
Recessed Can | Incandescent |  | Reflector | 1 | 65 | Hall | 2336810 | Hall | 0.00040077
Recessed Can | Compact Fluorescent |  | Reflector | 1 | 22 | Kitchen | 2336811 | Kitchen | 0.00040077
Chandelier (Hanging) | Incandescent |  | Globe | 1 | 100 | Kitchen | 2336811 | Kitchen | 0.00040077
Ceiling Fixture | Linear Fluorescent | 24 | T-8 | 2 | 20 | Laundry Room | 2336812 | Laundry Room | 0.00040077
Ceiling Fixture | Incandescent |  | Standard A Lamp | 1 | 75 | Laundry Room | 2336812 | Laundry Room | 0.00040077
Chandelier (Hanging) | Incandescent |  | Decorative | 5 | 40 | Living Room | 2336813 | Living Room | 0.00040077
Chandelier (Hanging) | Compact Fluorescent |  | Twist | 3 | 15 | Other | 233791 | Other | 0.0030496
Ceiling Fixture | Incandescent |  | Mini base | 4 | 25 | Other | 233791 | Other | 0.0030496
Ceiling Fixture | Linear Fluorescent | 48 | T-12 | 2 | 40 | Other | 233791 | Other | 0.0030496
Ceiling Fan | Incandescent |  | Standard A Lamp | 1 | 60 | Other | 233791 | Other | 0.0030496
Wall Mount | Incandescent |  | Standard A Lamp | 1 | 60 | Bathroom | 233792 | Bathroom | 0.0030496
Ceiling Fixture | Linear Fluorescent | 48 | T-12 | 2 | 40 | Bathroom | 233792 | Bathroom | 0.0030496
Ceiling Fixture | Incandescent |  | Standard A Lamp | 1 | 60 | Bathroom | 233792 | Bathroom | 0.0030496
Wall Mount | Compact Fluorescent |  | Twist | 3 | 15 | Bathroom | 233793 | Bathroom | 0.0030496
Ceiling Fixture | Incandescent |  | Standard A Lamp | 1 | 60 | Bathroom | 233793 | Bathroom | 0.0030496
Ceiling Fixture | Incandescent |  | Standard A Lamp | 1 | 60 | Bathroom | 233793 | Bathroom | 0.0030496
Ceiling Fixture | Linear Fluorescent | 48 | T-12 | 2 | 40 | Bedroom | 233794 | Bedroom | 0.0030496
Table | Incandescent |  | Standard A Lamp | 1 | 60 | Bedroom | 233794 | Bedroom | 0.0030496
Ceiling Fixture | Incandescent |  | Standard A Lamp | 1 | 60 | Bedroom | 233795 | Bedroom | 0.0030496
Table | Incandescent |  | Standard A Lamp | 1 | 60 | Bedroom | 233796 | Bedroom | 0.0030496
Ceiling Fixture | Linear Fluorescent | 48 | T-12 | 2 | 40 | Garage | 233797 | Garage | 0.0030496
Ceiling Fixture | Incandescent |  | Standard A Lamp | 1 | 60 | Hall | 233798 | Hall | 0.0030496
Ceiling Fixture | Compact Fluorescent |  | Twist | 2 | 15 | Kitchen | 233799 | Kitchen | 0.0030496
Chandelier (Hanging) | Incandescent |  | Standard A Lamp | 3 | 60 | Kitchen | 233799 | Kitchen | 0.0030496
Table | Compact Fluorescent |  | Twist | 1 | 15 | Kitchen | 233799 | Kitchen | 0.0030496
Table | Incandescent |  | Standard A Lamp | 1 | 60 | Living Room | 2337910 | Living Room | 0.0030496
Chandelier (Hanging) | Incandescent |  | Standard A Lamp | 6 | 60 | Living Room | 2337910 | Living Room | 0.0030496
Wall Mount | Compact Fluorescent |  | Twist | 4 | 13 | Bathroom | 233801 | Bathroom | 0.00094081
Ceiling Fixture | Incandescent |  | Standard A Lamp | 2 | 60 | Bedroom | 233802 | Bedroom | 0.00094081
Table | Incandescent |  | Standard A Lamp | 1 | 60 | Bedroom | 233802 | Bedroom | 0.00094081
Ceiling Fixture | Incandescent |  | Standard A Lamp | 2 | 60 | Bedroom | 233803 | Bedroom | 0.00094081
Table | Compact Fluorescent |  | A shape bulb | 1 | 22 | Bedroom | 233803 | Bedroom | 0.00094081
Ceiling Fixture | Linear Fluorescent | 24 | T-12 | 2 | 32 | Kitchen | 233804 | Kitchen | 0.00094081
Ceiling Fixture | Linear Fluorescent | 48 | T-12 | 2 | 40 | Kitchen | 233804 | Kitchen | 0.00094081
Ceiling Fixture | Linear Fluorescent | 48 | T-12 | 2 | 40 | Laundry Room | 233805 | Laundry Room | 0.00094081
Ceiling Fan | Incandescent |  | Standard A Lamp | 1 | 60 | Laundry Room | 233805 | Laundry Room | 0.00094081
Table | Compact Fluorescent |  | Pin base | 1 | 27 | Living Room | 233806 | Living Room | 0.00094081
Ceiling Fixture | Incandescent |  | Standard A Lamp | 2 | 60 | Bedroom | 233807 | Bedroom | 0.00094081
Recessed Can | Incandescent |  | Standard A Lamp | 1 | 100 | Bedroom | 233811 | Bedroom | 0.0005169
Floor lamp | Compact Fluorescent |  | Twist | 1 | 13 | Bedroom | 233811 | Bedroom | 0.0005169
Recessed Can | Compact Fluorescent |  | Twist | 1 | 23 | Bedroom | 233812 | Bedroom | 0.0005169
Floor lamp | Compact Fluorescent |  | Twist | 1 | 23 | Bedroom | 233812 | Bedroom | 0.0005169
Chandelier (Hanging) | Compact Fluorescent |  | Twist | 6 | 13 | Dining Room | 233813 | Dining Room | 0.0005169
Ceiling Fixture | Incandescent |  | Standard A Lamp | 1 | 40 | Dining Room | 233813 | Dining Room | 0.0005169
Wall Mount | Halogen |  | Other | 3 | 43 | Bathroom | 233814 | Bathroom | 0.0005169
Chandelier (Hanging) | Compact Fluorescent |  | Twist | 1 | 13 | Other | 233815 | Other | 0.0005169
Recessed Can | Incandescent |  | Reflector | 1 | 65 | Other | 233815 | Other | 0.0005169
Ceiling Fixture | Compact Fluorescent |  | A shape bulb | 1 | 15 | Garage | 233816 | Garage | 0.0005169
Ceiling Fixture | Incandescent |  | Standard A Lamp | 1 | 60 | Garage | 233816 | Garage | 0.0005169
Recessed Can | Halogen |  | PAR | 1 | 75 | Kitchen | 233817 | Kitchen | 0.0005169
Recessed Can | Incandescent |  | Reflector | 1 | 65 | Kitchen | 233817 | Kitchen | 0.0005169
Ceiling Fixture | Incandescent |  | Standard A Lamp | 2 | 60 | Laundry Room | 233818 | Laundry Room | 0.0005169
Torchiere | Incandescent |  | Standard A Lamp | 2 | 60 | Living Room | 233819 | Living Room | 0.0005169
Floor lamp | Incandescent |  | Standard A Lamp | 1 | 100 | Living Room | 233819 | Living Room | 0.0005169
Floor lamp | Compact Fluorescent |  | Twist | 1 | 13 | Living Room | 233819 | Living Room | 0.0005169
Recessed - other | Incandescent |  | Standard A Lamp | 1 | 60 | Living Room | 233819 | Living Room | 0.0005169
Wall Mount | Halogen |  | PAR | 1 | 50 | Bathroom | 2338110 | Bathroom | 0.0005169
Ceiling Fixture | Compact Fluorescent |  | Twist | 1 | 13 | Bathroom | 2338110 | Bathroom | 0.0005169
Floor lamp | Compact Fluorescent |  | Twist | 1 | 23 | Master Bedroom | 2338111 | Master Bedroom | 0.0005169
Torchiere | Compact Fluorescent |  | Twist | 1 | 15 | Master Bedroom | 2338111 | Master Bedroom | 0.0005169
Ceiling Fixture | Incandescent |  | Standard A Lamp | 1 | 60 | Closet | 2338112 | Closet | 0.0005169
Ceiling Fixture | Compact Fluorescent |  | Twist | 1 | 13 | Other | 2338113 | Other | 0.0005169
Torchiere | Compact Fluorescent |  | Twist | 1 | 13 | Office | 2338114 | Office | 0.0005169
Other | Incandescent |  | Heat Lamp | 1 | 60 | Office | 2338114 | Office | 0.0005169
Wall Mount | Incandescent |  | Globe | 1 | 40 | Bathroom | 2338115 | Bathroom | 0.0005169
Wall Mount | Incandescent |  | Standard A Lamp | 2 | 40 | Bathroom | 2338115 | Bathroom | 0.0005169
Recessed Can | Compact Fluorescent |  | Reflector | 1 | 26 | Hall | 2338116 | Hall | 0.0005169
Recessed Can | Incandescent |  | Reflector | 1 | 65 | Hall | 2338116 | Hall | 0.0005169
Ceiling Fixture | Halogen |  | MR | 4 | 60 | Bathroom | 233841 | Bathroom | 0.0020539
Wall Mount | Incandescent |  | Mini base | 1 | 4 | Bathroom | 233841 | Bathroom | 0.0020539
Table | Incandescent |  | Mini base | 1 | 4 | Bathroom | 233841 | Bathroom | 0.0020539
Recessed Can | Incandescent |  | Reflector | 1 | 65 | Bathroom | 233841 | Bathroom | 0.0020539
Ceiling Fixture | Incandescent |  | Reflector | 4 | 45 | Office | 233842 | Office | 0.0020539
Table | Incandescent |  | Mini base | 2 | 15 | Family Room | 233843 | Family Room | 0.0020539
Other | Incandescent |  | Other | 1 | 25 | Family Room | 233843 | Family Room | 0.0020539
Floor lamp | Incandescent |  | Globe | 1 | 40 | Family Room | 233843 | Family Room | 0.0020539
Floor lamp | Incandescent |  | Standard A Lamp | 1 | 25 | Family Room | 233843 | Family Room | 0.0020539
Floor lamp | Incandescent |  | Standard A Lamp | 1 | 40 | Family Room | 233843 | Family Room | 0.0020539
Table | Incandescent |  | Mini base | 1 | 4 | Family Room | 233843 | Family Room | 0.0020539
Table | Incandescent |  | Mini base | 1 | 40 | Family Room | 233843 | Family Room | 0.0020539
Table | Incandescent |  | Mini base | 2 | 40 | Family Room | 233843 | Family Room | 0.0020539
Ceiling Fixture | Linear Fluorescent | 48 | T-12 | 2 | 40 | Garage | 233844 | Garage | 0.0020539
Table | Incandescent |  | Standard A Lamp | 1 | 40 | Kitchen | 233845 | Kitchen | 0.0020539
Wall Mount | Linear Fluorescent | 18 | T-8 | 1 | 15 | Kitchen | 233845 | Kitchen | 0.0020539
Recessed Can | Incandescent |  | Reflector | 1 | 65 | Kitchen | 233845 | Kitchen | 0.0020539
Ceiling Fixture | Incandescent |  | Standard A Lamp | 2 | 60 | Living Room | 233846 | Living Room | 0.0020539
Table | Incandescent |  | Mini base | 1 | 4 | Living Room | 233846 | Living Room | 0.0020539
Table | Incandescent |  | Mini base | 1 | 40 | Living Room | 233846 | Living Room | 0.0020539
Table | Incandescent |  | Standard A Lamp | 1 | 60 | Living Room | 233846 | Living Room | 0.0020539
Table | Compact Fluorescent |  | Other | 2 | 36 | Living Room | 233846 | Living Room | 0.0020539
Table | Incandescent |  | Standard A Lamp | 1 | 60 | Master Bedroom | 233847 | Master Bedroom | 0.0020539
Ceiling Fixture | Halogen |  | MR | 4 | 50 | Master Bedroom | 233847 | Master Bedroom | 0.0020539
Ceiling Fixture | Incandescent |  | Other | 1 | 25 | Master Bedroom | 233847 | Master Bedroom | 0.0020539
Ceiling Fixture | Incandescent |  | Standard A Lamp | 1 | 60 | Bathroom | 233871 | Bathroom | 0.00028447
Wall Mount | Incandescent |  | Globe | 3 | 60 | Bathroom | 233871 | Bathroom | 0.00028447
Ceiling Fixture | Incandescent |  | Standard A Lamp | 1 | 40 | Bedroom | 233872 | Bedroom | 0.00028447
Ceiling Fan | Incandescent |  | Standard A Lamp | 4 | 65 | Bedroom | 233872 | Bedroom | 0.00028447
Ceiling Fixture | Compact Fluorescent |  | Twist | 1 | 42 | Garage | 233873 | Garage | 0.00028447
Ceiling Fan | Incandescent |  | Clear | 4 | 40 | Garage | 233873 | Garage | 0.00028447
Garage door opener | Compact Fluorescent |  | A shape bulb | 2 | 22 | Garage | 233873 | Garage | 0.00028447
Ceiling Fixture | Compact Fluorescent |  | Twist | 1 | 22 | Hall | 233874 | Hall | 0.00028447
Ceiling Fixture | Compact Fluorescent |  | Twist | 3 | 15 | Hall | 233875 | Hall | 0.00028447
Chandelier (Hanging) | Compact Fluorescent |  | Twist | 3 | 22 | Kitchen | 233876 | Kitchen | 0.00028447
Recessed Can | Incandescent |  | Reflector | 1 | 75 | Kitchen | 233876 | Kitchen | 0.00028447
Ceiling Fixture | Linear Fluorescent | 48 | T-12 | 2 | 40 | Kitchen | 233876 | Kitchen | 0.00028447
Ceiling Fixture | Linear Fluorescent | 48 | T-12 | 2 | 40 | Laundry Room | 233877 | Laundry Room | 0.00028447
Recessed Can | Incandescent |  | Reflector | 1 | 75 | Living Room | 233878 | Living Room | 0.00028447
Wall Mount | Incandescent |  | Globe | 3 | 40 | Bathroom | 233879 | Bathroom | 0.00028447
Ceiling Fixture | Compact Fluorescent |  | Twist | 2 | 22 | Bathroom | 233879 | Bathroom | 0.00028447
Recessed Can | Incandescent |  | Reflector | 1 | 75 | Bathroom | 233879 | Bathroom | 0.00028447
Recessed Can | Incandescent |  | Reflector | 1 | 75 | Master Bedroom | 2338710 | Master Bedroom | 0.00028447
Ceiling Fan | Incandescent |  | Clear | 4 | 40 | Master Bedroom | 2338710 | Master Bedroom | 0.00028447
Ceiling Fixture | Linear Fluorescent | 48 | T-12 | 1 | 60 | Master Bedroom | 2338710 | Master Bedroom | 0.00028447
Ceiling Fixture | Incandescent |  | Standard A Lamp | 1 | 60 | Other | 233901 | Other | 0.00052955
Ceiling Fixture | Incandescent |  | Standard A Lamp | 1 | 60 | Bathroom | 233902 | Bathroom | 0.00052955
Ceiling Fixture | Incandescent |  | Clear | 3 | 40 | Bedroom | 233903 | Bedroom | 0.00052955
Table | Compact Fluorescent |  | Twist | 1 | 22 | Bedroom | 233903 | Bedroom | 0.00052955
Ceiling Fixture | Incandescent |  | Clear | 3 | 40 | Bedroom | 233904 | Bedroom | 0.00052955
Table | Incandescent |  | Standard A Lamp | 1 | 60 | Bedroom | 233904 | Bedroom | 0.00052955
Ceiling Fixture | Incandescent |  | Standard A Lamp | 2 | 60 | Bedroom | 233905 | Bedroom | 0.00052955
Ceiling Fixture | Incandescent |  | Clear | 3 | 40 | Family Room | 233906 | Family Room | 0.00052955
Table | Compact Fluorescent |  | Twist | 1 | 22 | Family Room | 233906 | Family Room | 0.00052955
Ceiling Fixture | Incandescent |  | Standard A Lamp | 3 | 60 | Other | 233907 | Other | 0.00052955
Ceiling Fixture | Incandescent |  | Standard A Lamp | 2 | 40 | Hall | 233908 | Hall | 0.00052955
Ceiling Fixture | Incandescent |  | Standard A Lamp | 3 | 60 | Office | 233909 | Office | 0.00052955
Chandelier (Hanging) | Compact Fluorescent |  | Twist | 5 | 15 | Kitchen | 2339010 | Kitchen | 0.00052955
Ceiling Fixture | Incandescent |  | Standard A Lamp | 1 | 60 | Hall | 2339011 | Hall | 0.00052955
Ceiling Fixture | Incandescent |  | Standard A Lamp | 3 | 60 | Other | 2339012 | Other | 0.00052955
Wall Mount | Compact Fluorescent |  | Twist | 2 | 15 | Bathroom | 233911 | Bathroom | 0.00040077
Ceiling Fixture | Incandescent |  | Heat Lamp | 1 | 250 | Bathroom | 233911 | Bathroom | 0.00040077
Wall Mount | Compact Fluorescent |  | Twist | 3 | 15 | Bathroom | 233912 | Bathroom | 0.00040077
Ceiling Fixture | Compact Fluorescent |  | Twist | 2 | 15 | Bedroom | 233913 | Bedroom | 0.00040077
Table | Compact Fluorescent |  | Twist | 1 | 15 | Bedroom | 233913 | Bedroom | 0.00040077
Ceiling Fixture | Compact Fluorescent |  | Twist | 2 | 15 | Bedroom | 233914 | Bedroom | 0.00040077
Ceiling Fixture | Compact Fluorescent |  | Twist | 1 | 15 | Closet | 233915 | Closet | 0.00040077
Garage door opener | Incandescent |  | Standard A Lamp | 2 | 60 | Garage | 233916 | Garage | 0.00040077
Ceiling Fixture | Linear Fluorescent | 48 | T-8 | 2 | 32 | Garage | 233916 | Garage | 0.00040077
Ceiling Fixture | Compact Fluorescent |  | Twist | 1 | 15 | Hall | 233917 | Hall | 0.00040077
Recessed Can | Incandescent |  | Reflector | 1 | 65 | Kitchen | 233918 | Kitchen | 0.00040077
Recessed Can | Compact Fluorescent |  | Twist | 1 | 15 | Laundry Room | 233919 | Laundry Room | 0.00040077
Table | Compact Fluorescent |  | Twist | 1 | 15 | Living Room | 2339110 | Living Room | 0.00040077
Ceiling Fan | Compact Fluorescent |  | Twist | 1 | 15 | Living Room | 2339110 | Living Room | 0.00040077
Chandelier (Hanging) | Incandescent |  | Standard A Lamp | 3 | 60 | Living Room | 2339110 | Living Room | 0.00040077
Wall Mount | Compact Fluorescent |  | Twist | 3 | 15 | Bathroom | 2339111 | Bathroom | 0.00040077
Ceiling Fixture | Incandescent |  | Reflector | 1 | 250 | Bathroom | 2339111 | Bathroom | 0.00040077
Table | Compact Fluorescent |  | Twist | 1 | 15 | Bedroom | 2339112 | Bedroom | 0.00040077
Ceiling Fan | Compact Fluorescent |  | Twist | 2 | 15 | Bedroom | 2339112 | Bedroom | 0.00040077
Recessed Can | Incandescent |  | Reflector | 1 | 65 | Bathroom | 233921 | Bathroom | 0.0004784
Ceiling Fan | Incandescent |  | Heat Lamp | 1 | 150 | Bathroom | 233921 | Bathroom | 0.0004784
Ceiling Fan | Incandescent |  | Reflector | 1 | 75 | Bathroom | 233921 | Bathroom | 0.0004784
High bay | Incandescent |  | Reflector | 1 | 65 | Bathroom | 233922 | Bathroom | 0.0004784
Recessed Can | Incandescent |  | Reflector | 1 | 65 | Bedroom | 233923 | Bedroom | 0.0004784
Table | Incandescent |  | Standard A Lamp | 2 | 40 | Bedroom | 233923 | Bedroom | 0.0004784
Recessed Can | Incandescent |  | Reflector | 1 | 65 | Bedroom | 233924 | Bedroom | 0.0004784
Table | Incandescent |  | Standard A Lamp | 1 | 65 | Bedroom | 233924 | Bedroom | 0.0004784
Recessed Can | Incandescent |  | Reflector | 1 | 65 | Bathroom | 233925 | Bathroom | 0.0004784
Ceiling Fan | Incandescent |  | Heat Lamp | 1 | 150 | Bathroom | 233925 | Bathroom | 0.0004784
Ceiling Fan | Incandescent |  | Reflector | 1 | 90 | Bathroom | 233925 | Bathroom | 0.0004784
Ceiling Fixture | Incandescent |  | Standard A Lamp | 1 | 60 | Closet | 233926 | Closet | 0.0004784
Recessed Can | Incandescent |  | Reflector | 1 | 65 | Other | 233927 | Other | 0.0004784
Recessed Can | Incandescent |  | Reflector | 1 | 65 | Office | 233928 | Office | 0.0004784
Table | Incandescent |  | Standard A Lamp | 1 | 100 | Office | 233928 | Office | 0.0004784
Torchiere | Halogen |  | Quartz Tube | 1 | 100 | Office | 233928 | Office | 0.0004784
Recessed Can | Incandescent |  | Reflector | 1 | 65 | Hall | 233929 | Hall | 0.0004784
Garage door opener | Incandescent |  | Standard A Lamp | 2 | 60 | Garage | 2339210 | Garage | 0.0004784
Recessed Can | Incandescent |  | Reflector | 1 | 65 | Garage | 2339210 | Garage | 0.0004784
Ceiling Fixture | Compact Fluorescent |  | Twist | 1 | 15 | Garage | 2339210 | Garage | 0.0004784
Ceiling Fixture | Incandescent |  | Standard A Lamp | 1 | 60 | Garage | 2339210 | Garage | 0.0004784
Recessed Can | Incandescent |  | Reflector | 1 | 65 | Other | 2339211 | Other | 0.0004784
Recessed Can | Compact Fluorescent |  | Reflector | 1 | 22 | Kitchen | 2339212 | Kitchen | 0.0004784
Other | Linear Fluorescent | 12 | T-8 | 1 | 16 | Kitchen | 2339212 | Kitchen | 0.0004784
Other | Linear Fluorescent | 24 | T-8 | 1 | 16 | Kitchen | 2339212 | Kitchen | 0.0004784
Other | Linear Fluorescent | 36 | T-12 | 3 | 20 | Kitchen | 2339212 | Kitchen | 0.0004784
Recessed Can | Incandescent |  | Reflector | 1 | 65 | Laundry Room | 2339213 | Laundry Room | 0.0004784
Other | Linear Fluorescent | 48 | T-8 | 1 | 32 | Laundry Room | 2339213 | Laundry Room | 0.0004784
Recessed Can | Incandescent |  | Reflector | 1 | 65 | Living Room | 2339214 | Living Room | 0.0004784
Torchiere | Compact Fluorescent |  | Twist | 2 | 15 | Living Room | 2339214 | Living Room | 0.0004784
Torchiere | Halogen |  | Quartz Tube | 1 | 75 | Living Room | 2339214 | Living Room | 0.0004784
Ceiling Fan | Incandescent |  | Standard A Lamp | 1 | 60 | Master Bedroom | 2339215 | Master Bedroom | 0.0004784
Table | Incandescent |  | Standard A Lamp | 1 | 125 | Master Bedroom | 2339215 | Master Bedroom | 0.0004784
Recessed Can | Incandescent |  | Reflector | 1 | 60 | Master Bedroom | 2339215 | Master Bedroom | 0.0004784
Recessed Can | Incandescent |  | Reflector | 1 | 65 | Bathroom | 2339216 | Bathroom | 0.0004784
Ceiling Fan | Incandescent |  | Heat Lamp | 1 | 150 | Bathroom | 2339216 | Bathroom | 0.0004784
Ceiling Fan | Incandescent |  | Reflector | 1 | 90 | Bathroom | 2339216 | Bathroom | 0.0004784
Ceiling Fixture | Incandescent |  | Standard A Lamp | 1 | 60 | Closet | 2339217 | Closet | 0.0004784
Recessed Can | Incandescent |  | Reflector | 1 | 75 | Closet | 2339218 | Closet | 0.0004784
Chandelier (Hanging) | Incandescent |  | Reflector | 1 | 65 | Garage | 2339219 | Garage | 0.0004784
Garage door opener | Incandescent |  | Standard A Lamp | 2 | 65 | Garage | 2339219 | Garage | 0.0004784
Ceiling Fixture | Incandescent |  | Standard A Lamp | 1 | 100 | Other | 234001 | Other | 0.00094081
Ceiling Fixture | Compact Fluorescent |  | Twist | 1 | 22 | Other | 234001 | Other | 0.00094081
Wall Mount | Incandescent |  | Standard A Lamp | 1 | 60 | Bathroom | 234002 | Bathroom | 0.00094081
Ceiling Fixture | Compact Fluorescent |  | Twist | 1 | 15 | Bedroom | 234003 | Bedroom | 0.00094081
Ceiling Fixture | Compact Fluorescent |  | Twist | 3 | 22 | Kitchen | 234006 | Kitchen | 0.00094081
Ceiling Fixture | Compact Fluorescent |  | Twist | 2 | 22 | Living Room | 234007 | Living Room | 0.00094081
Floor lamp | Compact Fluorescent |  | Twist | 1 | 22 | Living Room | 234007 | Living Room | 0.00094081
Table | Incandescent |  | Standard A Lamp | 1 | 60 | Living Room | 234007 | Living Room | 0.00094081
Ceiling Fixture | Compact Fluorescent |  | Twist | 2 | 15 | Bedroom | 234008 | Bedroom | 0.00094081
Table | Compact Fluorescent |  | Twist | 1 | 22 | Bedroom | 234008 | Bedroom | 0.00094081
Ceiling Fixture | Incandescent |  | Standard A Lamp | 1 | 60 | Hall | 234009 | Hall | 0.00094081
Ceiling Fixture | Incandescent |  | Standard A Lamp | 2 | 60 | Other | 234031 | Other | 0.00094081
Ceiling Fixture | Linear Fluorescent | 48 | T-12 | 2 | 40 | Other | 234031 | Other | 0.00094081
Ceiling Fixture | Incandescent |  | Standard A Lamp | 2 | 100 | Bathroom | 234032 | Bathroom | 0.00094081
Wall Mount | Incandescent |  | Globe | 6 | 40 | Bathroom | 234032 | Bathroom | 0.00094081
Ceiling Fan | Incandescent |  | Standard A Lamp | 1 | 60 | Bedroom | 234033 | Bedroom | 0.00094081
Chandelier (Hanging) | Incandescent |  | Standard A Lamp | 2 | 100 | Dining Room | 234034 | Dining Room | 0.00094081
Ceiling Fixture | Incandescent |  | Standard A Lamp | 1 | 100 | Family Room | 234035 | Family Room | 0.00094081
Ceiling Fixture | Incandescent |  | Standard A Lamp | 1 | 100 | Bathroom | 234036 | Bathroom | 0.00094081
Wall Mount | Incandescent |  | Standard A Lamp | 1 | 60 | Bathroom | 234036 | Bathroom | 0.00094081
Ceiling Fixture | Incandescent |  | Standard A Lamp | 1 | 100 | Hall | 234037 | Hall | 0.00094081
Ceiling Fixture | Incandescent |  | Standard A Lamp | 1 | 60 | Hall | 234038 | Hall | 0.00094081
Ceiling Fixture | Linear Fluorescent | 48 | T-12 | 2 | 40 | Kitchen | 234039 | Kitchen | 0.00094081
Table | Incandescent |  | 3-Way Incandescent | 1 | 100 | Living Room | 2340310 | Living Room | 0.00094081
Floor lamp | Incandescent |  | 3-Way Incandescent | 1 | 100 | Living Room | 2340310 | Living Room | 0.00094081
Ceiling Fixture | Incandescent |  | 3-Way Incandescent | 1 | 100 | Other | 2340311 | Other | 0.00094081
Ceiling Fan | Incandescent |  | Standard A Lamp | 2 | 100 | Office | 2340312 | Office | 0.00094081
Ceiling Fixture | Linear Fluorescent | 48 | T-12 | 2 | 40 | Garage | 2340313 | Garage | 0.00094081
Ceiling Fixture | Linear Fluorescent | 96 | T-12 | 2 | 60 | Garage | 2340313 | Garage | 0.00094081
Ceiling Fixture | Incandescent |  | Standard A Lamp | 1 | 100 | Garage | 2340313 | Garage | 0.00094081
Garage door opener | Incandescent |  | Standard A Lamp | 1 | 40 | Garage | 2340313 | Garage | 0.00094081
Ceiling Fixture | Incandescent |  | Standard A Lamp | 2 | 60 | Bedroom | 2340314 | Bedroom | 0.00094081
Wall Mount | Incandescent |  | Globe | 5 | 40 | Bathroom | 234081 | Bathroom | 0.00094081
Wall Mount | Incandescent |  | Globe | 4 | 40 | Bathroom | 234082 | Bathroom | 0.00094081
Ceiling Fixture | Incandescent |  | Standard A Lamp | 2 | 60 | Bedroom | 234083 | Bedroom | 0.00094081
Table | Incandescent |  | Standard A Lamp | 1 | 75 | Bedroom | 234083 | Bedroom | 0.00094081
Ceiling Fixture | Incandescent |  | Standard A Lamp | 2 | 60 | Bedroom | 234084 | Bedroom | 0.00094081
Table | Incandescent |  | Standard A Lamp | 1 | 75 | Bedroom | 234084 | Bedroom | 0.00094081
Ceiling Fixture | Incandescent |  | Standard A Lamp | 2 | 60 | Master Bedroom | 234085 | Master Bedroom | 0.00094081
Table | Incandescent |  | Standard A Lamp | 1 | 100 | Master Bedroom | 234085 | Master Bedroom | 0.00094081
Ceiling Fixture | Incandescent |  | Standard A Lamp | 1 | 60 | Garage | 234086 | Garage | 0.00094081
Ceiling Fixture | Incandescent |  | Standard A Lamp | 1 | 60 | Hall | 234087 | Hall | 0.00094081
Ceiling Fixture | Incandescent |  | Standard A Lamp | 1 | 60 | Hall | 234088 | Hall | 0.00094081
Ceiling Fixture | Incandescent |  | Globe | 2 | 60 | Kitchen | 234089 | Kitchen | 0.00094081
Recessed Can | Incandescent |  | Reflector | 1 | 65 | Kitchen | 234089 | Kitchen | 0.00094081
Ceiling Fixture | Incandescent |  | Standard A Lamp | 1 | 60 | Kitchen | 234089 | Kitchen | 0.00094081
Chandelier (Hanging) | Incandescent |  | Standard A Lamp | 6 | 60 | Kitchen | 234089 | Kitchen | 0.00094081
Ceiling Fixture | Incandescent |  | Standard A Lamp | 2 | 60 | Laundry Room | 2340810 | Laundry Room | 0.00094081
Ceiling Fan | Incandescent |  | Decorative | 4 | 60 | Living Room | 2340811 | Living Room | 0.00094081
Table | Incandescent |  | Standard A Lamp | 3 | 75 | Living Room | 2340811 | Living Room | 0.00094081
Ceiling Fixture | Incandescent |  | Standard A Lamp | 1 | 65 | Bedroom | 2340812 | Bedroom | 0.00094081
Ceiling Fixture | Incandescent |  | Standard A Lamp | 1 | 60 | Bedroom | 2340812 | Bedroom | 0.00094081
Table | Incandescent |  | Standard A Lamp | 1 | 60 | Bedroom | 2340812 | Bedroom | 0.00094081
Ceiling Fan | Incandescent |  | Standard A Lamp | 4 | 40 | Master Bedroom | 234141 | Master Bedroom | 0.0005169
Table | Incandescent |  | Standard A Lamp | 1 | 60 | Master Bedroom | 234141 | Master Bedroom | 0.0005169
Wall Mount | Incandescent |  | Decorative | 1 | 40 | Master Bedroom | 234141 | Master Bedroom | 0.0005169
Recessed - other | Incandescent |  | Standard A Lamp | 1 | 40 | Bathroom | 234142 | Bathroom | 0.0005169
Wall Mount | Incandescent |  | Standard A Lamp | 4 | 60 | Bathroom | 234142 | Bathroom | 0.0005169
Wall Mount | Incandescent |  | Standard A Lamp | 3 | 60 | Bathroom | 234143 | Bathroom | 0.0005169
Ceiling Fixture | Incandescent |  | Standard A Lamp | 1 | 60 | Bedroom | 234144 | Bedroom | 0.0005169
Table | Incandescent |  | Standard A Lamp | 1 | 60 | Bedroom | 234144 | Bedroom | 0.0005169
Ceiling Fixture | Incandescent |  | Mini base | 3 | 40 | Bedroom | 234145 | Bedroom | 0.0005169
Floor lamp | Incandescent |  | Standard A Lamp | 1 | 60 | Bedroom | 234146 | Bedroom | 0.0005169
Ceiling Fixture | Incandescent |  | Standard A Lamp | 2 | 60 | Office | 234147 | Office | 0.0005169
Ceiling Fixture | Linear Fluorescent | 48 | T-8 | 2 | 32 | Closet | 234148 | Closet | 0.0005169
Wall Mount | Incandescent |  | Standard A Lamp | 3 | 40 | Closet | 234148 | Closet | 0.0005169
Chandelier (Hanging) | Incandescent |  | Decorative | 4 | 40 | Dining Room | 234149 | Dining Room | 0.0005169
Ceiling Fixture | Incandescent |  | Standard A Lamp | 2 | 40 | Hall | 2341410 | Hall | 0.0005169
Ceiling Fixture | Incandescent |  | Standard A Lamp | 2 | 60 | Kitchen | 2341411 | Kitchen | 0.0005169
Ceiling Fixture | Incandescent |  | Standard A Lamp | 1 | 60 | Kitchen | 2341411 | Kitchen | 0.0005169
Other | Incandescent |  | Reflector | 1 | 65 | Kitchen | 2341411 | Kitchen | 0.0005169
Torchiere | Incandescent |  | Standard A Lamp | 1 | 60 | Kitchen | 2341411 | Kitchen | 0.0005169
Architectural | Incandescent |  | Standard A Lamp | 1 | 25 | Kitchen | 2341411 | Kitchen | 0.0005169
Ceiling Fixture | Incandescent |  | Standard A Lamp | 1 | 60 | Laundry Room | 2341412 | Laundry Room | 0.0005169
Table | Incandescent |  | Standard A Lamp | 1 | 60 | Living Room | 2341413 | Living Room | 0.0005169
Wall Mount | Incandescent |  | Standard A Lamp | 1 | 60 | Living Room | 2341413 | Living Room | 0.0005169
Table | Incandescent |  | Standard A Lamp | 1 | 75 | Living Room | 2341413 | Living Room | 0.0005169
Ceiling Fixture | Incandescent |  | Standard A Lamp | 1 | 100 | Other | 234241 | Other | 0.00094081
Ceiling Fixture | Incandescent |  | Standard A Lamp | 1 | 75 | Other | 234242 | Other | 0.00094081
Ceiling Fixture | Linear Fluorescent | 48 | T-12 | 2 | 40 | Other | 234242 | Other | 0.00094081
Wall Mount | Incandescent |  | Standard A Lamp | 1 | 75 | Bathroom | 234243 | Bathroom | 0.00094081
Ceiling Fixture | Compact Fluorescent |  | A shape bulb | 2 | 15 | Bathroom | 234244 | Bathroom | 0.00094081
Wall Mount | Incandescent |  | Standard A Lamp | 2 | 75 | Bathroom | 234244 | Bathroom | 0.00094081
Ceiling Fixture | Compact Fluorescent |  | Twist | 1 | 15 | Bedroom | 234245 | Bedroom | 0.00094081
Ceiling Fixture | Linear Fluorescent | 96 | T-12 | 2 | 40 | Garage | 234246 | Garage | 0.00094081
Ceiling Fixture | Linear Fluorescent | 48 | T-12 | 2 | 40 | Garage | 234246 | Garage | 0.00094081
Ceiling Fixture | Incandescent |  | Standard A Lamp | 2 | 100 | Garage | 234246 | Garage | 0.00094081
Garage door opener | Incandescent |  | Standard A Lamp | 1 | 40 | Garage | 234246 | Garage | 0.00094081
Ceiling Fixture | Compact Fluorescent |  | Twist | 1 | 15 | Hall | 234247 | Hall | 0.00094081
Ceiling Fixture | Compact Fluorescent |  | Twist | 1 | 15 | Kitchen | 234248 | Kitchen | 0.00094081
Chandelier (Hanging) | Compact Fluorescent |  | Twist | 4 | 15 | Kitchen | 234248 | Kitchen | 0.00094081
Ceiling Fixture | Compact Fluorescent |  | Twist | 2 | 15 | Living Room | 234249 | Living Room | 0.00094081
Floor lamp | Incandescent |  | Standard A Lamp | 1 | 75 | Living Room | 234249 | Living Room | 0.00094081
Table | Incandescent |  | Standard A Lamp | 1 | 150 | Living Room | 234249 | Living Room | 0.00094081
Ceiling Fixture | Incandescent |  | Standard A Lamp | 1 | 100 | Living Room | 2342410 | Living Room | 0.00094081
Table | Incandescent |  | Standard A Lamp | 1 | 150 | Living Room | 2342410 | Living Room | 0.00094081
Wall Mount | Compact Fluorescent |  | Twist | 1 | 15 | Living Room | 2342410 | Living Room | 0.00094081
Ceiling Fixture | Incandescent |  | Standard A Lamp | 1 | 75 | Living Room | 2342410 | Living Room | 0.00094081
Ceiling Fixture | Incandescent |  | Standard A Lamp | 2 | 75 | Office | 2342411 | Office | 0.00094081
Floor lamp | Incandescent |  | Standard A Lamp | 3 | 100 | Office | 2342411 | Office | 0.00094081
Ceiling Fixture | Incandescent |  | Standard A Lamp | 2 | 60 | Bedroom | 2342412 | Bedroom | 0.00094081
Table | Incandescent |  | Standard A Lamp | 1 | 150 | Bedroom | 2342412 | Bedroom | 0.00094081
Wall Mount | Incandescent |  | Standard A Lamp | 2 | 75 | Bathroom | 2342413 | Bathroom | 0.00094081
Wall Mount | Compact Fluorescent |  | Twist | 2 | 15 | Bathroom | 2342414 | Bathroom | 0.00094081
Ceiling Fixture | Incandescent |  | Standard A Lamp | 1 | 75 | Bedroom | 2342415 | Bedroom | 0.00094081
Table | Incandescent |  | Standard A Lamp | 2 | 75 | Bedroom | 2342415 | Bedroom | 0.00094081
Ceiling Fixture | Incandescent |  | Standard A Lamp | 1 | 75 | Bedroom | 2342416 | Bedroom | 0.00094081
Ceiling Fixture | Incandescent |  | Standard A Lamp | 1 | 60 | Bathroom | 234271 | Bathroom | 0.00052955
Ceiling Fixture | Incandescent |  | Standard A Lamp | 1 | 60 | Bathroom | 234272 | Bathroom | 0.00052955
Wall Mount | Incandescent |  | Standard A Lamp | 1 | 60 | Bathroom | 234272 | Bathroom | 0.00052955
Chandelier (Hanging) | Incandescent |  | Decorative | 5 | 40 | Bedroom | 234273 | Bedroom | 0.00052955
Ceiling Fixture | Incandescent |  | Standard A Lamp | 1 | 65 | Bedroom | 234274 | Bedroom | 0.00052955
Ceiling Fixture | Incandescent |  | Standard A Lamp | 1 | 60 | Bedroom | 234275 | Bedroom | 0.00052955
Ceiling Fixture | Incandescent |  | Standard A Lamp | 2 | 60 | Bedroom | 234276 | Bedroom | 0.00052955
Torchiere | Incandescent |  | 3-Way Incandescent | 1 | 100 | Bedroom | 234276 | Bedroom | 0.00052955
Ceiling Fixture | Incandescent |  | Standard A Lamp | 1 | 60 | Other | 234277 | Other | 0.00052955
Ceiling Fixture | Incandescent |  | Standard A Lamp | 1 | 60 | Closet | 234278 | Closet | 0.00052955
Ceiling Fixture | Incandescent |  | Standard A Lamp | 2 | 60 | Hall | 234279 | Hall | 0.00052955
Ceiling Fixture | Incandescent |  | Clear | 1 | 60 | Garage | 2342710 | Garage | 0.00052955
Garage door opener | Incandescent |  | Standard A Lamp | 1 | 65 | Garage | 2342710 | Garage | 0.00052955
Recessed Can | Incandescent |  | Standard A Lamp | 1 | 75 | Hall | 2342711 | Hall | 0.00052955
Ceiling Fixture | Incandescent |  | Standard A Lamp | 1 | 65 | Kitchen | 2342712 | Kitchen | 0.00052955
Chandelier (Hanging) | Incandescent |  | Mini base | 6 | 40 | Living Room | 2342713 | Living Room | 0.00052955
Table | Compact Fluorescent |  | Twist | 1 | 28 | Living Room | 2342713 | Living Room | 0.00052955
Ceiling Fixture | Incandescent |  | Mini base | 2 | 40 | Living Room | 2342713 | Living Room | 0.00052955
Recessed Can | Incandescent |  | Reflector | 1 | 75 | Living Room | 2342713 | Living Room | 0.00052955
Ceiling Fixture | Incandescent |  | Standard A Lamp | 3 | 60 | Office | 2342714 | Office | 0.00052955
Table | Incandescent |  | Standard A Lamp | 1 | 60 | Office | 2342714 | Office | 0.00052955
Torchiere | Linear Fluorescent | 12 | T-5 | 1 | 20 | Office | 2342714 | Office | 0.00052955
Wall Mount | Halogen |  | Other | 4 | 30 | Bathroom | 234281 | Bathroom | 0.0030496
Ceiling Fan | Incandescent |  | Standard A Lamp | 1 | 60 | Bathroom | 234281 | Bathroom | 0.0030496
Ceiling Fixture | Incandescent |  | Standard A Lamp | 1 | 60 | Bathroom | 234282 | Bathroom | 0.0030496
Wall Mount | Incandescent |  | Standard A Lamp | 2 | 60 | Bathroom | 234282 | Bathroom | 0.0030496
Table | Incandescent |  | Mini base | 1 | 25 | Bathroom | 234282 | Bathroom | 0.0030496
Ceiling Fixture | Incandescent |  | Standard A Lamp | 3 | 60 | Bedroom | 234283 | Bedroom | 0.0030496
Table | Compact Fluorescent |  | A shape bulb | 1 | 15 | Bedroom | 234283 | Bedroom | 0.0030496
Ceiling Fan | Incandescent |  | Standard A Lamp | 1 | 60 | Bedroom | 234284 | Bedroom | 0.0030496
Chandelier (Hanging) | Incandescent |  | Mini base | 6 | 40 | Dining Room | 234285 | Dining Room | 0.0030496
Table | Incandescent |  | Standard A Lamp | 1 | 60 | Dining Room | 234285 | Dining Room | 0.0030496
Table | Compact Fluorescent |  | Twist | 1 | 15 | Dining Room | 234285 | Dining Room | 0.0030496
Ceiling Fixture | Incandescent |  | Mini base | 3 | 40 | Family Room | 234286 | Family Room | 0.0030496
Floor lamp | Compact Fluorescent |  | Twist | 1 | 15 | Family Room | 234286 | Family Room | 0.0030496
Ceiling Fixture | Incandescent |  | Standard A Lamp | 1 | 60 | Living Room | 234287 | Living Room | 0.0030496
Ceiling Fixture | Linear Fluorescent | 96 | T-12 | 1 | 100 | Garage | 234288 | Garage | 0.0030496
Ceiling Fixture | Incandescent |  | Standard A Lamp | 1 | 200 | Garage | 234288 | Garage | 0.0030496
Garage door opener | Compact Fluorescent |  | Twist | 1 | 15 | Garage | 234288 | Garage | 0.0030496
Ceiling Fixture | Incandescent |  | Mini base | 4 | 40 | Hall | 234289 | Hall | 0.0030496
Ceiling Fixture | Incandescent |  | Standard A Lamp | 2 | 75 | Hall | 2342810 | Hall | 0.0030496
Wall Mount | Compact Fluorescent |  | Twist | 1 | 15 | Hall | 2342811 | Hall | 0.0030496
Ceiling Fixture | Compact Fluorescent |  | Twist | 1 | 15 | Kitchen | 2342812 | Kitchen | 0.0030496
Ceiling Fixture | Linear Fluorescent | 48 | T-8 | 2 | 32 | Kitchen | 2342812 | Kitchen | 0.0030496
Ceiling Fixture | Incandescent |  | Standard A Lamp | 2 | 60 | Kitchen | 2342812 | Kitchen | 0.0030496
Other | Incandescent |  | Other | 2 | 150 | Kitchen | 2342812 | Kitchen | 0.0030496
Recessed Can | Incandescent |  | Reflector | 1 | 65 | Living Room | 2342813 | Living Room | 0.0030496
Table | Incandescent |  | Standard A Lamp | 1 | 100 | Living Room | 2342813 | Living Room | 0.0030496
Wall Mount | Incandescent |  | Standard A Lamp | 2 | 100 | Bathroom | 2342814 | Bathroom | 0.0030496
Ceiling Fan | Incandescent |  | Standard A Lamp | 1 | 60 | Master Bedroom | 2342815 | Master Bedroom | 0.0030496
Table | Compact Fluorescent |  | Straight Tube | 1 | 28 | Master Bedroom | 2342815 | Master Bedroom | 0.0030496
Floor lamp | Incandescent |  | Decorative | 1 | 40 | Master Bedroom | 2342815 | Master Bedroom | 0.0030496
Ceiling Fixture | Incandescent |  | Standard A Lamp | 1 | 60 | Other | 2342816 | Other | 0.0030496
Ceiling Fixture | Compact Fluorescent |  | Twist | 1 | 15 | Bedroom | 2342817 | Bedroom | 0.0030496
Floor lamp | Halogen |  | Other | 2 | 30 | Bedroom | 2342817 | Bedroom | 0.0030496
Floor lamp | Compact Fluorescent |  | Twist | 1 | 15 | Bedroom | 2342817 | Bedroom | 0.0030496
Table | Halogen |  | Other | 1 | 30 | Bedroom | 2342817 | Bedroom | 0.0030496
Table | Incandescent |  | Mini base | 1 | 40 | Bedroom | 2342817 | Bedroom | 0.0030496
Ceiling Fixture | Linear Fluorescent | 48 | T-8 | 2 | 32 | Other | 2342818 | Other | 0.0030496
Wall Mount | Incandescent |  | Standard A Lamp | 4 | 60 | Bathroom | 234391 | Bathroom | 0.0004784
Ceiling Fixture | Incandescent |  | Standard A Lamp | 1 | 100 | Other | 234392 | Other | 0.0004784
Ceiling Fixture | Incandescent |  | Standard A Lamp | 1 | 60 | Bedroom | 234393 | Bedroom | 0.0004784
Table | Incandescent |  | Standard A Lamp | 1 | 60 | Bedroom | 234393 | Bedroom | 0.0004784
Ceiling Fixture | Incandescent |  | Standard A Lamp | 1 | 75 | Bedroom | 234394 | Bedroom | 0.0004784
Table | Incandescent |  | Standard A Lamp | 1 | 60 | Bedroom | 234394 | Bedroom | 0.0004784
Ceiling Fixture | Incandescent |  | Standard A Lamp | 1 | 75 | Bedroom | 234395 | Bedroom | 0.0004784
Table | Incandescent |  | Standard A Lamp | 1 | 60 | Bedroom | 234395 | Bedroom | 0.0004784
Ceiling Fixture | Incandescent |  | Standard A Lamp | 1 | 60 | Bedroom | 234396 | Bedroom | 0.0004784
Table | Incandescent |  | Standard A Lamp | 1 | 60 | Bedroom | 234396 | Bedroom | 0.0004784
Wall Mount | Incandescent |  | Globe | 4 | 60 | Bathroom | 234397 | Bathroom | 0.0004784
Floor lamp | Incandescent |  | Standard A Lamp | 1 | 60 | Family Room | 234398 | Family Room | 0.0004784
Ceiling Fixture | Incandescent |  | Standard A Lamp | 1 | 60 | Hall | 234399 | Hall | 0.0004784
Ceiling Fixture | Incandescent |  | Standard A Lamp | 2 | 60 | Kitchen | 2343910 | Kitchen | 0.0004784
Ceiling Fixture | Linear Fluorescent | 48 | T-8 | 2 | 32 | Kitchen | 2343910 | Kitchen | 0.0004784
Wall Mount | Linear Fluorescent | 34 | T-12 | 2 | 32 | Kitchen | 2343910 | Kitchen | 0.0004784
Ceiling Fixture | Incandescent |  | Standard A Lamp | 1 | 60 | Living Room | 2343911 | Living Room | 0.0004784
Table | Incandescent |  | Standard A Lamp | 1 | 60 | Living Room | 2343911 | Living Room | 0.0004784
Ceiling Fixture | Incandescent |  | Standard A Lamp | 1 | 60 | Master Bedroom | 2343912 | Master Bedroom | 0.0004784
Ceiling Fixture | Compact Fluorescent |  | Twist | 1 | 15 | Closet | 2343913 | Closet | 0.0004784
Ceiling Fixture | Halogen |  | PAR | 1 | 100 | Other | 2343914 | Other | 0.0004784
Ceiling Fixture | Compact Fluorescent |  | Twist | 1 | 15 | Other | 2343915 | Other | 0.0004784
Ceiling Fixture | Incandescent |  | Standard A Lamp | 1 | 150 | Other | 2343916 | Other | 0.0004784
Ceiling Fixture | Incandescent |  | Standard A Lamp | 1 | 100 | Other | 2343917 | Other | 0.0004784
Ceiling Fixture | Incandescent |  | Standard A Lamp | 1 | 60 | Closet | 2343918 | Closet | 0.0004784
Wall Mount | Incandescent |  | Decorative | 3 | 40 | Bathroom | 234401 | Bathroom | 0.00047324
Ceiling Fixture | Incandescent |  | Standard A Lamp | 1 | 60 | Bathroom | 234402 | Bathroom | 0.00047324
Wall Mount | Incandescent |  | Globe | 6 | 60 | Bathroom | 234402 | Bathroom | 0.00047324
Ceiling Fixture | Linear Fluorescent | 48 | T-8 | 2 | 32 | Bathroom | 234403 | Bathroom | 0.00047324
Ceiling Fan | Incandescent |  | Standard A Lamp | 3 | 40 | Bedroom | 234404 | Bedroom | 0.00047324
Ceiling Fixture | Incandescent |  | Standard A Lamp | 2 | 60 | Bedroom | 234405 | Bedroom | 0.00047324
Floor lamp | Incandescent |  | Standard A Lamp | 1 | 60 | Bedroom | 234406 | Bedroom | 0.00047324
Ceiling Fixture | Linear Fluorescent | 48 | T-8 | 2 | 32 | Bedroom | 234406 | Bedroom | 0.00047324
Ceiling Fixture | Incandescent |  | Decorative | 3 | 40 | Bedroom | 234407 | Bedroom | 0.00047324
Ceiling Fixture | Linear Fluorescent | 24 | T-12 | 2 | 20 | Bedroom | 234407 | Bedroom | 0.00047324
Ceiling Fixture | Incandescent |  | Standard A Lamp | 1 | 40 | Closet | 234408 | Closet | 0.00047324
Ceiling Fixture | Incandescent |  | Standard A Lamp | 1 | 60 | Garage | 234409 | Garage | 0.00047324
Ceiling Fixture | Incandescent |  | Mini base | 3 | 40 | Hall | 2344010 | Hall | 0.00047324
Chandelier (Hanging) | Incandescent |  | Decorative | 6 | 40 | Kitchen | 2344011 | Kitchen | 0.00047324
Recessed - other | Incandescent |  | Standard A Lamp | 1 | 40 | Kitchen | 2344011 | Kitchen | 0.00047324
Ceiling Fixture | Linear Fluorescent | 48 | T-12 | 2 | 40 | Kitchen | 2344011 | Kitchen | 0.00047324
Recessed - other | Linear Fluorescent | 24 | T-5 | 1 | 16 | Kitchen | 2344011 | Kitchen | 0.00047324
Floor lamp | Incandescent |  | Standard A Lamp | 2 | 60 | Living Room | 2344012 | Living Room | 0.00047324
Table | Incandescent |  | Standard A Lamp | 1 | 60 | Living Room | 2344012 | Living Room | 0.00047324
Chandelier (Hanging) | Incandescent |  | Decorative | 9 | 40 | Living Room | 2344012 | Living Room | 0.00047324
Ceiling Fixture | Incandescent |  | Standard A Lamp | 3 | 40 | Other | 2344013 | Other | 0.00047324
Ceiling Fixture | Incandescent |  | Standard A Lamp | 1 | 60 | Other | 2344014 | Other | 0.00047324
Wall Mount | Incandescent |  | Standard A Lamp | 1 | 60 | Other | 2344015 | Other | 0.00047324
Wall Mount | Incandescent |  | Globe | 4 | 40 | Bathroom | 234441 | Bathroom | 0.0005169
Floor lamp | Incandescent |  | Standard A Lamp | 1 | 60 | Bedroom | 234442 | Bedroom | 0.0005169
Ceiling Fixture | Compact Fluorescent |  | Twist | 2 | 13 | Dining Room | 234443 | Dining Room | 0.0005169
Chandelier (Hanging) | Compact Fluorescent |  | Twist | 5 | 13 | Dining Room | 234443 | Dining Room | 0.0005169
Ceiling Fan | Compact Fluorescent |  | Twist | 4 | 13 | Family Room | 234444 | Family Room | 0.0005169
Ceiling Fixture | Halogen |  | PAR | 1 | 75 | Garage | 234445 | Garage | 0.0005169
Ceiling Fixture | Incandescent |  | Standard A Lamp | 1 | 60 | Hall | 234446 | Hall | 0.0005169
Ceiling Fixture | Compact Fluorescent |  | Twist | 2 | 13 | Kitchen | 234447 | Kitchen | 0.0005169
Recessed Can | Incandescent |  | Reflector | 1 | 65 | Kitchen | 234447 | Kitchen | 0.0005169
Ceiling Fixture | Incandescent |  | Standard A Lamp | 1 | 60 | Laundry Room | 234448 | Laundry Room | 0.0005169
Wall Mount | Incandescent |  | Globe | 4 | 60 | Bathroom | 234449 | Bathroom | 0.0005169
Ceiling Fan | Incandescent |  | Standard A Lamp | 3 | 60 | Bedroom | 2344410 | Bedroom | 0.0005169
Floor lamp | Incandescent |  | Standard A Lamp | 1 | 75 | Bedroom | 2344410 | Bedroom | 0.0005169
Ceiling Fixture | Incandescent |  | Decorative | 4 | 60 | Bedroom | 2344411 | Bedroom | 0.0005169
Ceiling Fixture | Incandescent |  | Standard A Lamp | 1 | 60 | Bathroom | 234461 | Bathroom | 0.0005169
Ceiling Fixture | Incandescent |  | Standard A Lamp | 1 | 60 | Bedroom | 234462 | Bedroom | 0.0005169
Ceiling Fixture | Incandescent |  | Standard A Lamp | 2 | 60 | Master Bedroom | 234463 | Master Bedroom | 0.0005169
Table | Incandescent |  | Standard A Lamp | 1 | 75 | Master Bedroom | 234463 | Master Bedroom | 0.0005169
Ceiling Fixture | Incandescent |  | Standard A Lamp | 1 | 60 | Bedroom | 234464 | Bedroom | 0.0005169
Chandelier (Hanging) | Incandescent |  | Globe | 3 | 40 | Dining Room | 234465 | Dining Room | 0.0005169
Wall Mount | Incandescent |  | Decorative | 1 | 60 | Dining Room | 234465 | Dining Room | 0.0005169
Ceiling Fixture | Incandescent |  | Standard A Lamp | 2 | 60 | Other | 234466 | Other | 0.0005169
Ceiling Fixture | Incandescent |  | Standard A Lamp | 3 | 60 | Family Room | 234467 | Family Room | 0.0005169
Floor lamp | Incandescent |  | Standard A Lamp | 1 | 60 | Family Room | 234467 | Family Room | 0.0005169
Chandelier (Hanging) | Incandescent |  | Decorative | 5 | 40 | Kitchen | 234468 | Kitchen | 0.0005169
Architectural | Linear Fluorescent | 24 | T-8 | 1 | 16 | Kitchen | 234468 | Kitchen | 0.0005169
Ceiling Fixture | Incandescent |  | Standard A Lamp | 2 | 60 | Laundry Room | 234469 | Laundry Room | 0.0005169
Chandelier (Hanging) | Incandescent |  | Decorative | 8 | 40 | Living Room | 2344610 | Living Room | 0.0005169
Table | Incandescent |  | Decorative | 4 | 25 | Living Room | 2344610 | Living Room | 0.0005169
Table | Compact Fluorescent |  | Twist | 1 | 15 | Living Room | 2344610 | Living Room | 0.0005169
Floor lamp | Compact Fluorescent |  | Twist | 1 | 22 | Living Room | 2344610 | Living Room | 0.0005169
Ceiling Fixture | Linear Fluorescent | 24 | T-8 | 2 | 16 | Other | 2344611 | Other | 0.0005169
Ceiling Fixture | Incandescent |  | Standard A Lamp | 1 | 60 | Bathroom | 2344612 | Bathroom | 0.0005169
Wall Mount | Incandescent |  | Globe | 4 | 60 | Bathroom | 234491 | Bathroom | 0.0020539
Ceiling Fixture | Compact Fluorescent |  | Twist | 1 | 15 | Bedroom | 234492 | Bedroom | 0.0020539
Ceiling Fixture | Compact Fluorescent |  | Twist | 1 | 15 | Bedroom | 234493 | Bedroom | 0.0020539
Ceiling Fixture | Linear Fluorescent | 48 | T-12 | 2 | 40 | Garage | 234494 | Garage | 0.0020539
Ceiling Fixture | Incandescent |  | Standard A Lamp | 1 | 75 | Garage | 234494 | Garage | 0.0020539
Ceiling Fixture | Compact Fluorescent |  | Twist | 1 | 22 | Hall | 234495 | Hall | 0.0020539
Ceiling Fan | Compact Fluorescent |  | Twist | 4 | 15 | Kitchen | 234496 | Kitchen | 0.0020539
Ceiling Fixture | Linear Fluorescent | 48 | T-12 | 3 | 40 | Kitchen | 234496 | Kitchen | 0.0020539
Ceiling Fixture | Incandescent |  | Reflector | 1 | 65 | Kitchen | 234496 | Kitchen | 0.0020539
Ceiling Fixture | Incandescent |  | Standard A Lamp | 2 | 60 | Kitchen | 234496 | Kitchen | 0.0020539
Chandelier (Hanging) | Compact Fluorescent |  | Twist | 1 | 15 | Living Room | 234497 | Living Room | 0.0020539
Wall Mount | Compact Fluorescent |  | Twist | 3 | 22 | Bathroom | 234498 | Bathroom | 0.0020539
Ceiling Fan | Incandescent |  | Standard A Lamp | 1 | 60 | Bedroom | 234499 | Bedroom | 0.0020539
Wall Mount | Incandescent |  | Standard A Lamp | 3 | 60 | Bathroom | 234652 | Bathroom | 0.0004784
Ceiling Fan | Incandescent |  | Heat Lamp | 1 | 150 | Bathroom | 234652 | Bathroom | 0.0004784
Wall Mount | Incandescent |  | Clear | 3 | 60 | Bathroom | 234653 | Bathroom | 0.0004784
Ceiling Fixture | Compact Fluorescent |  | Twist | 1 | 15 | Bedroom | 234654 | Bedroom | 0.0004784
Torchiere | Incandescent |  | Standard A Lamp | 1 | 60 | Bedroom | 234654 | Bedroom | 0.0004784
Ceiling Fixture | Incandescent |  | Standard A Lamp | 1 | 60 | Bedroom | 234654 | Bedroom | 0.0004784
Ceiling Fixture | Incandescent |  | Standard A Lamp | 1 | 60 | Closet | 234655 | Closet | 0.0004784
Chandelier (Hanging) | Compact Fluorescent |  | Twist | 3 | 15 | Dining Room | 234656 | Dining Room | 0.0004784
Chandelier (Hanging) | Incandescent |  | Standard A Lamp | 5 | 60 | Dining Room | 234657 | Dining Room | 0.0004784
Ceiling Fan | Incandescent |  | Clear | 4 | 60 | Hall | 234658 | Hall | 0.0004784
Ceiling Fan | Incandescent |  | Standard A Lamp | 3 | 60 | Family Room | 234659 | Family Room | 0.0004784
Torchiere | Compact Fluorescent |  | Twist | 1 | 15 | Family Room | 234659 | Family Room | 0.0004784
Table | Incandescent |  | Decorative | 1 | 40 | Family Room | 234659 | Family Room | 0.0004784
Ceiling Fixture | Incandescent |  | Standard A Lamp | 1 | 60 | Garage | 2346510 | Garage | 0.0004784
Garage door opener | Incandescent |  | Standard A Lamp | 2 | 40 | Garage | 2346510 | Garage | 0.0004784
Ceiling Fixture | Incandescent |  | Standard A Lamp | 1 | 60 | Hall | 2346511 | Hall | 0.0004784
Ceiling Fixture | Linear Fluorescent | 48 | T-12 | 2 | 40 | Kitchen | 2346512 | Kitchen | 0.0004784
Recessed Can | Incandescent |  | Reflector | 1 | 65 | Kitchen | 2346512 | Kitchen | 0.0004784
Ceiling Fixture | Incandescent |  | Standard A Lamp | 2 | 60 | Laundry Room | 2346513 | Laundry Room | 0.0004784
Table | Incandescent |  | Mini base | 1 | 25 | Living Room | 2346514 | Living Room | 0.0004784
Table | Compact Fluorescent |  | Twist | 1 | 15 | Living Room | 2346514 | Living Room | 0.0004784
Ceiling Fan | Incandescent |  | Standard A Lamp | 1 | 60 | Master Bedroom | 2346515 | Master Bedroom | 0.0004784
Table | Compact Fluorescent |  | Twist | 1 | 15 | Master Bedroom | 2346515 | Master Bedroom | 0.0004784
Wall Mount | Incandescent |  | Standard A Lamp | 3 | 60 | Bathroom | 2346516 | Bathroom | 0.0004784
Wall Mount | Compact Fluorescent |  | Twist | 3 | 15 | Bathroom | 2346516 | Bathroom | 0.0004784
Recessed Can | Incandescent |  | Reflector | 2 | 65 | Hall | 2346517 | Hall | 0.0004784
Ceiling Fixture | Incandescent |  | Standard A Lamp | 2 | 60 | Bedroom | 2346518 | Bedroom | 0.0004784
Wall Mount | Incandescent |  | Globe | 4 | 40 | Bathroom | 234801 | Bathroom | 0.00040077
Ceiling Fixture | Incandescent |  | Standard A Lamp | 1 | 100 | Bathroom | 234801 | Bathroom | 0.00040077
Wall Mount | Incandescent |  | Globe | 4 | 40 | Bathroom | 234802 | Bathroom | 0.00040077
Ceiling Fixture | Compact Fluorescent |  | Twist | 1 | 13 | Bathroom | 234802 | Bathroom | 0.00040077
Ceiling Fixture | Compact Fluorescent |  | Twist | 2 | 13 | Master Bedroom | 234803 | Master Bedroom | 0.00040077
Floor lamp | Compact Fluorescent |  | Twist | 1 | 9 | Master Bedroom | 234803 | Master Bedroom | 0.00040077
Ceiling Fixture | Compact Fluorescent |  | Twist | 2 | 13 | Bedroom | 234804 | Bedroom | 0.00040077
Floor lamp | Compact Fluorescent |  | Twist | 1 | 13 | Bedroom | 234804 | Bedroom | 0.00040077
Chandelier (Hanging) | Incandescent |  | Standard A Lamp | 3 | 60 | Dining Room | 234805 | Dining Room | 0.00040077
Garage door opener | Incandescent |  | Standard A Lamp | 2 | 75 | Garage | 234806 | Garage | 0.00040077
Ceiling Fixture | Compact Fluorescent |  | Twist | 1 | 15 | Garage | 234806 | Garage | 0.00040077
Ceiling Fixture | Compact Fluorescent |  | Twist | 1 | 13 | Hall | 234807 | Hall | 0.00040077
Recessed Can | Compact Fluorescent |  | Flood | 1 | 22 | Kitchen | 234808 | Kitchen | 0.00040077
Wall Mount | Incandescent |  | Standard A Lamp | 1 | 15 | Living Room | 234809 | Living Room | 0.00040077
Floor lamp | Compact Fluorescent |  | Twist | 1 | 13 | Living Room | 234809 | Living Room | 0.00040077
Floor lamp | Incandescent |  | Standard A Lamp | 1 | 60 | Living Room | 234809 | Living Room | 0.00040077
Wall Mount | Incandescent |  | Decorative | 6 | 15 | Living Room | 234809 | Living Room | 0.00040077
Ceiling Fan | Compact Fluorescent |  | Twist | 1 | 15 | Bathroom | 234821 | Bathroom | 0.0005169
Ceiling Fixture | Compact Fluorescent |  | Twist | 1 | 15 | Bathroom | 234821 | Bathroom | 0.0005169
Table | Incandescent |  | Standard A Lamp | 1 | 65 | Bedroom | 234822 | Bedroom | 0.0005169
Table | Incandescent |  | Standard A Lamp | 1 | 60 | Bedroom | 234823 | Bedroom | 0.0005169
Ceiling Fixture | Incandescent |  | Standard A Lamp | 1 | 40 | Garage | 234824 | Garage | 0.0005169
Exterior | Halogen |  | PAR | 1 | 100 | Garage | 234824 | Garage | 0.0005169
Ceiling Fixture | Linear Fluorescent | 48 | T-12 | 2 | 32 | Kitchen | 234825 | Kitchen | 0.0005169
Ceiling Fixture | Compact Fluorescent |  | Twist | 1 | 15 | Laundry Room | 234826 | Laundry Room | 0.0005169
Wall Mount | Incandescent |  | Mini base | 2 | 25 | Living Room | 234827 | Living Room | 0.0005169
Table | Incandescent |  | Decorative | 2 | 60 | Living Room | 234827 | Living Room | 0.0005169
Recessed Can | Incandescent |  | Standard A Lamp | 1 | 60 | Family Room | 234828 | Family Room | 0.0005169
Ceiling Fixture | Incandescent |  | Standard A Lamp | 2 | 60 | Bathroom | 234861 | Bathroom | 0.00040077
Ceiling Fixture | Incandescent |  | Standard A Lamp | 2 | 60 | Bedroom | 234862 | Bedroom | 0.00040077
Table | Incandescent |  | Mini base | 2 | 25 | Bedroom | 234862 | Bedroom | 0.00040077
Ceiling Fixture | Linear Fluorescent | 48 | T-12 | 2 | 40 | Bedroom | 234863 | Bedroom | 0.00040077
Ceiling Fixture | Compact Fluorescent |  | Twist | 2 | 22 | Bedroom | 234864 | Bedroom | 0.00040077
Wall Mount | Incandescent |  | Decorative | 1 | 40 | Hall | 234865 | Hall | 0.00040077
Wall Mount | Compact Fluorescent |  | Twist | 2 | 22 | Kitchen | 234866 | Kitchen | 0.00040077
Ceiling Fixture | Incandescent |  | Standard A Lamp | 1 | 60 | Kitchen | 234866 | Kitchen | 0.00040077
Ceiling Fixture | Linear Fluorescent | 48 | T-12 | 2 | 32 | Laundry Room | 234867 | Laundry Room | 0.00040077
Table | Compact Fluorescent |  | 3-Way CFL | 1 | 15 | Living Room | 234868 | Living Room | 0.00040077
Floor lamp | Compact Fluorescent |  | Twist | 2 | 22 | Living Room | 234868 | Living Room | 0.00040077
Ceiling Fan | Compact Fluorescent |  | Twist | 1 | 22 | Living Room | 234868 | Living Room | 0.00040077
Ceiling Fixture | Incandescent |  | Standard A Lamp | 2 | 60 | Bedroom | 234869 | Bedroom | 0.00040077
Ceiling Fan | Incandescent |  | Standard A Lamp | 4 | 40 | Family Room | 234891 | Family Room | 0.00094081
Table | Incandescent |  | Standard A Lamp | 1 | 100 | Family Room | 234891 | Family Room | 0.00094081
Table | Compact Fluorescent |  | Twist | 1 | 15 | Family Room | 234891 | Family Room | 0.00094081
Track | Incandescent |  | Standard A Lamp | 3 | 60 | Family Room | 234891 | Family Room | 0.00094081
Chandelier (Hanging) | Incandescent |  | Standard A Lamp | 1 | 40 | Bathroom | 234892 | Bathroom | 0.00094081
Wall Mount | Incandescent |  | Standard A Lamp | 1 | 60 | Bathroom | 234892 | Bathroom | 0.00094081
Ceiling Fixture | Incandescent |  | Standard A Lamp | 1 | 60 | Laundry Room | 234893 | Laundry Room | 0.00094081
Wall Mount | Incandescent |  | Clear | 1 | 60 | Other | 234894 | Other | 0.00094081
Ceiling Fixture | Compact Fluorescent |  | Twist | 1 | 15 | Living Room | 234895 | Living Room | 0.00094081
Table | Incandescent |  | 3-Way Incandescent | 1 | 200 | Living Room | 234895 | Living Room | 0.00094081
Chandelier (Hanging) | Incandescent |  | Standard A Lamp | 3 | 100 | Dining Room | 234896 | Dining Room | 0.00094081
Ceiling Fixture | Incandescent |  | Standard A Lamp | 1 | 60 | Dining Room | 234896 | Dining Room | 0.00094081
Ceiling Fixture | Incandescent |  | Standard A Lamp | 1 | 60 | Hall | 234897 | Hall | 0.00094081
Ceiling Fixture | Incandescent |  | Standard A Lamp | 1 | 40 | Master Bedroom | 234898 | Master Bedroom | 0.00094081
Table | Compact Fluorescent |  | Twist | 1 | 15 | Master Bedroom | 234898 | Master Bedroom | 0.00094081
Wall Mount | Incandescent |  | Standard A Lamp | 2 | 60 | Bathroom | 234899 | Bathroom | 0.00094081
Ceiling Fixture | Incandescent |  | Standard A Lamp | 1 | 40 | Bedroom | 2348910 | Bedroom | 0.00094081
Floor lamp | Incandescent |  | 3-Way Incandescent | 1 | 100 | Bedroom | 2348910 | Bedroom | 0.00094081
Wall Mount | Incandescent |  | Standard A Lamp | 1 | 75 | Bedroom | 2348911 | Bedroom | 0.00094081
Chandelier (Hanging) | Incandescent |  | Standard A Lamp | 5 | 100 | Kitchen | 2348912 | Kitchen | 0.00094081
Chandelier (Hanging) | Incandescent |  | Standard A Lamp | 3 | 60 | Kitchen | 2348912 | Kitchen | 0.00094081
Ceiling Fixture | Linear Fluorescent | 48 | T-12 | 1 | 40 | Kitchen | 2348912 | Kitchen | 0.00094081
Ceiling Fixture | Compact Fluorescent |  | Twist | 1 | 15 | Bathroom | 235011 | Bathroom | 0.0005169
Ceiling Fixture | Compact Fluorescent |  | Twist | 1 | 15 | Other | 235012 | Other | 0.0005169
Ceiling Fixture | Compact Fluorescent |  | Twist | 1 | 15 | Closet | 235013 | Closet | 0.0005169
Chandelier (Hanging) | Incandescent |  | Mini base | 8 | 40 | Dining Room | 235014 | Dining Room | 0.0005169
Ceiling Fixture | Compact Fluorescent |  | Twist | 1 | 15 | Hall | 235015 | Hall | 0.0005169
Ceiling Fixture | Compact Fluorescent |  | Twist | 1 | 15 | Other | 235016 | Other | 0.0005169
Table | Linear Fluorescent | 16 | Fluorescent Other | 1 | 16 | Other | 235016 | Other | 0.0005169
Ceiling Fixture | Incandescent |  | Standard A Lamp | 1 | 75 | Garage | 235017 | Garage | 0.0005169
Ceiling Fixture | Compact Fluorescent |  | Twist | 1 | 22 | Kitchen | 235018 | Kitchen | 0.0005169
Ceiling Fixture | Linear Fluorescent | 48 | T-12 | 2 | 40 | Kitchen | 235018 | Kitchen | 0.0005169
Ceiling Fixture | Compact Fluorescent |  | Twist | 1 | 15 | Laundry Room | 235019 | Laundry Room | 0.0005169
Chandelier (Hanging) | Incandescent |  | Mini base | 5 | 40 | Living Room | 2350110 | Living Room | 0.0005169
Table | Compact Fluorescent |  | Twist | 1 | 15 | Living Room | 2350110 | Living Room | 0.0005169
Ceiling Fan | Compact Fluorescent |  | Twist | 1 | 15 | Bathroom | 2350111 | Bathroom | 0.0005169
Ceiling Fixture | Compact Fluorescent |  | Twist | 3 | 15 | Master Bedroom | 2350112 | Master Bedroom | 0.0005169
Ceiling Fixture | Compact Fluorescent |  | Twist | 1 | 15 | Closet | 2350113 | Closet | 0.0005169
Ceiling Fixture | Compact Fluorescent |  | Twist | 1 | 15 | Other | 2350114 | Other | 0.0005169
Ceiling Fixture | Compact Fluorescent |  | Twist | 1 | 15 | Other | 2350115 | Other | 0.0005169
Ceiling Fixture | Compact Fluorescent |  | Twist | 2 | 15 | Bedroom | 2350116 | Bedroom | 0.0005169
Ceiling Fixture | Compact Fluorescent |  | A shape bulb | 1 | 15 | Hall | 2350117 | Hall | 0.0005169
Wall Mount | Compact Fluorescent |  | Twist | 1 | 15 | Hall | 2350118 | Hall | 0.0005169
Wall Mount | Compact Fluorescent |  | Twist | 5 | 22 | Bathroom | 235021 | Bathroom | 0.00028447
Chandelier (Hanging) | Compact Fluorescent |  | Twist | 4 | 22 | Bedroom | 235022 | Bedroom | 0.00028447
Table | Compact Fluorescent |  | Twist | 1 | 22 | Bedroom | 235023 | Bedroom | 0.00028447
Ceiling Fixture | Incandescent |  | Standard A Lamp | 1 | 60 | Bedroom | 235023 | Bedroom | 0.00028447
Table | Compact Fluorescent |  | Twist | 4 | 22 | Bedroom | 235024 | Bedroom | 0.00028447
Ceiling Fixture | Compact Fluorescent |  | Twist | 2 | 22 | Bedroom | 235024 | Bedroom | 0.00028447
Wall Mount | Compact Fluorescent |  | Twist | 5 | 22 | Bedroom | 235024 | Bedroom | 0.00028447
Ceiling Fixture | Compact Fluorescent |  | Twist | 1 | 28 | Garage | 235025 | Garage | 0.00028447
Garage door opener | Incandescent |  | Clear | 2 | 40 | Garage | 235025 | Garage | 0.00028447
Ceiling Fixture | Incandescent |  | Standard A Lamp | 2 | 65 | Garage | 235025 | Garage | 0.00028447
Ceiling Fixture | Incandescent |  | Standard A Lamp | 1 | 22 | Hall | 235026 | Hall | 0.00028447
Table | Compact Fluorescent |  | Twist | 1 | 22 | Kitchen | 235027 | Kitchen | 0.00028447
Ceiling Fixture | Compact Fluorescent |  | Twist | 2 | 22 | Kitchen | 235027 | Kitchen | 0.00028447
Ceiling Fixture | Incandescent |  | Globe | 1 | 60 | Kitchen | 235027 | Kitchen | 0.00028447
Ceiling Fixture | Linear Fluorescent | 48 | T-4 | 2 | 40 | Kitchen | 235027 | Kitchen | 0.00028447
Ceiling Fixture | Incandescent |  | Standard A Lamp | 1 | 60 | Laundry Room | 235028 | Laundry Room | 0.00028447
Wall Mount | Compact Fluorescent |  | Twist | 6 | 15 | Bathroom | 235041 | Bathroom | 0.00040077
Recessed Can | Compact Fluorescent |  | Twist | 1 | 15 | Bathroom | 235041 | Bathroom | 0.00040077
Ceiling Fixture | Incandescent |  | Heat Lamp | 1 | 150 | Bathroom | 235041 | Bathroom | 0.00040077
Ceiling Fixture | Incandescent |  | Reflector | 1 | 65 | Bathroom | 235041 | Bathroom | 0.00040077
Wall Mount | Incandescent |  | Clear | 6 | 25 | Bathroom | 235042 | Bathroom | 0.00040077
Ceiling Fixture | Incandescent |  | Heat Lamp | 1 | 150 | Bathroom | 235042 | Bathroom | 0.00040077
Ceiling Fixture | Incandescent |  | Reflector | 1 | 65 | Bathroom | 235042 | Bathroom | 0.00040077
Ceiling Fixture | Compact Fluorescent |  | Twist | 1 | 15 | Closet | 235043 | Closet | 0.00040077
Ceiling Fixture | Compact Fluorescent |  | Twist | 1 | 15 | Closet | 235044 | Closet | 0.00040077
Chandelier (Hanging) | Incandescent |  | Standard A Lamp | 3 | 60 | Dining Room | 235045 | Dining Room | 0.00040077
Ceiling Fixture | Compact Fluorescent |  | Twist | 1 | 15 | Hall | 235046 | Hall | 0.00040077
Other | Incandescent |  | Other | 1 | 25 | Hall | 235046 | Hall | 0.00040077
Recessed Can | Compact Fluorescent |  | Twist | 1 | 15 | Kitchen | 235047 | Kitchen | 0.00040077
Recessed Can | Incandescent |  | Reflector | 1 | 60 | Kitchen | 235047 | Kitchen | 0.00040077
Table | Incandescent |  | Standard A Lamp | 1 | 60 | Living Room | 235048 | Living Room | 0.00040077
Torchiere | Halogen |  | Quartz Tube | 1 | 75 | Living Room | 235048 | Living Room | 0.00040077
Ceiling Fixture | Compact Fluorescent |  | Twist | 1 | 15 | Bedroom | 235049 | Bedroom | 0.00040077
Table | Incandescent |  | Standard A Lamp | 1 | 40 | Bedroom | 235049 | Bedroom | 0.00040077
Ceiling Fixture | Incandescent |  | Standard A Lamp | 1 | 60 | Bedroom | 2350410 | Bedroom | 0.00040077
Table | Incandescent |  | Mini base | 1 | 25 | Bedroom | 2350410 | Bedroom | 0.00040077
Table | Incandescent |  | Mini base | 2 | 25 | Bedroom | 2350410 | Bedroom | 0.00040077
Table | Incandescent |  | Standard A Lamp | 1 | 40 | Bedroom | 2350410 | Bedroom | 0.00040077
Ceiling Fan | Compact Fluorescent |  | Twist | 1 | 22 | Bedroom | 235111 | Bedroom | 0.00094081
Garage door opener | Incandescent |  | Standard A Lamp | 1 | 60 | Garage | 235112 | Garage | 0.00094081
Ceiling Fixture | Compact Fluorescent |  | Twist | 2 | 15 | Hall | 235113 | Hall | 0.00094081
Table | Compact Fluorescent |  | Twist | 1 | 22 | Living Room | 235114 | Living Room | 0.00094081
Ceiling Fan | Compact Fluorescent |  | Twist | 1 | 15 | Living Room | 235114 | Living Room | 0.00094081
Wall Mount | Incandescent |  | Globe | 4 | 40 | Bathroom | 235115 | Bathroom | 0.00094081
Ceiling Fan | Incandescent |  | Standard A Lamp | 3 | 60 | Bedroom | 235116 | Bedroom | 0.00094081
Table | Compact Fluorescent |  | Twist | 1 | 22 | Bedroom | 235116 | Bedroom | 0.00094081
Table | Incandescent |  | Decorative | 1 | 25 | Bedroom | 235116 | Bedroom | 0.00094081
Wall Mount | Incandescent |  | Globe | 4 | 40 | Bathroom | 235117 | Bathroom | 0.00094081
Ceiling Fan | Incandescent |  | Standard A Lamp | 1 | 60 | Bedroom | 235118 | Bedroom | 0.00094081
Ceiling Fixture | Compact Fluorescent |  | Twist | 2 | 15 | Kitchen | 235119 | Kitchen | 0.00094081
Wall Mount | Incandescent |  | Globe | 6 | 60 | Bathroom | 235261 | Bathroom | 0.0004784
Ceiling Fixture | Compact Fluorescent |  | Twist | 1 | 22 | Bathroom | 235262 | Bathroom | 0.0004784
Chandelier (Hanging) | Incandescent |  | Decorative | 16 | 40 | Bedroom | 235263 | Bedroom | 0.0004784
Table | Incandescent |  | Standard A Lamp | 1 | 75 | Bedroom | 235263 | Bedroom | 0.0004784
Chandelier (Hanging) | Incandescent |  | Standard A Lamp | 1 | 75 | Bedroom | 235264 | Bedroom | 0.0004784
Table | Incandescent |  | Standard A Lamp | 1 | 60 | Bedroom | 235264 | Bedroom | 0.0004784
Table | Incandescent |  | Standard A Lamp | 1 | 60 | Bedroom | 235265 | Bedroom | 0.0004784
Chandelier (Hanging) | Incandescent |  | Standard A Lamp | 6 | 40 | Bedroom | 235265 | Bedroom | 0.0004784
Chandelier (Hanging) | Incandescent |  | Standard A Lamp | 1 | 75 | Bedroom | 235266 | Bedroom | 0.0004784
Table | Incandescent |  | Standard A Lamp | 1 | 75 | Bedroom | 235266 | Bedroom | 0.0004784
Ceiling Fixture | Incandescent |  | Standard A Lamp | 1 | 60 | Bedroom | 235267 | Bedroom | 0.0004784
Ceiling Fixture | Incandescent |  | Standard A Lamp | 1 | 100 | Closet | 235268 | Closet | 0.0004784
Ceiling Fixture | Incandescent |  | Standard A Lamp | 1 | 75 | Closet | 235269 | Closet | 0.0004784
Chandelier (Hanging) | Incandescent |  | Decorative | 5 | 40 | Other | 2352610 | Other | 0.0004784
Wall Mount | Incandescent |  | Standard A Lamp | 1 | 75 | Other | 2352610 | Other | 0.0004784
Chandelier (Hanging) | Incandescent |  | Decorative | 5 | 40 | Hall | 2352611 | Hall | 0.0004784
Ceiling Fixture | Incandescent |  | Standard A Lamp | 1 | 100 | Other | 2352612 | Other | 0.0004784
Ceiling Fan | Incandescent |  | Standard A Lamp | 1 | 75 | Kitchen | 2352613 | Kitchen | 0.0004784
Ceiling Fixture | Linear Fluorescent | 96 | T-12 | 2 | 60 | Kitchen | 2352613 | Kitchen | 0.0004784
Recessed - other | Linear Fluorescent | 48 | T-12 | 2 | 40 | Kitchen | 2352613 | Kitchen | 0.0004784
Ceiling Fixture | Incandescent |  | Standard A Lamp | 1 | 60 | Other | 2352614 | Other | 0.0004784
Ceiling Fixture | Incandescent |  | Standard A Lamp | 2 | 75 | Other | 2352615 | Other | 0.0004784
Ceiling Fixture | Incandescent |  | Standard A Lamp | 1 | 60 | Other | 2352615 | Other | 0.0004784
Ceiling Fixture | Linear Fluorescent | 48 | T-12 | 1 | 40 | Other | 2352616 | Other | 0.0004784
Ceiling Fixture | Incandescent |  | Standard A Lamp | 1 | 60 | Other | 2352617 | Other | 0.0004784
Wall Mount | Incandescent |  | Globe | 10 | 25 | Bathroom | 235381 | Bathroom | 0.0010836
Recessed - other | Incandescent |  | Heat Lamp | 1 | 250 | Bathroom | 235381 | Bathroom | 0.0010836
Wall Mount | Incandescent |  | Globe | 6 | 40 | Bathroom | 235382 | Bathroom | 0.0010836
Recessed - other | Incandescent |  | Heat Lamp | 1 | 250 | Bathroom | 235382 | Bathroom | 0.0010836
Recessed Can | Incandescent |  | Reflector | 1 | 65 | Bedroom | 235383 | Bedroom | 0.0010836
Recessed Can | Incandescent |  | Reflector | 1 | 65 | Family Room | 235384 | Family Room | 0.0010836
Track | Incandescent |  | Reflector | 3 | 60 | Family Room | 235384 | Family Room | 0.0010836
Table | Incandescent |  | Standard A Lamp | 1 | 100 | Family Room | 235384 | Family Room | 0.0010836
Recessed Can | Incandescent |  | Reflector | 1 | 65 | Hall | 235385 | Hall | 0.0010836
Recessed Can | Incandescent |  | Reflector | 1 | 65 | Kitchen | 235386 | Kitchen | 0.0010836
Ceiling Fixture | Linear Fluorescent | 48 | T-8 | 1 | 32 | Laundry Room | 235387 | Laundry Room | 0.0010836
Recessed Can | Incandescent |  | Reflector | 1 | 65 | Master Bedroom | 235388 | Master Bedroom | 0.0010836
Track | Incandescent |  | Standard A Lamp | 2 | 40 | Master Bedroom | 235388 | Master Bedroom | 0.0010836
Recessed Can | Incandescent |  | Reflector | 1 | 65 | Office | 235389 | Office | 0.0010836
Ceiling Fixture | Linear Fluorescent | 48 | T-8 | 2 | 32 | Other | 2353810 | Other | 0.0010836
Ceiling Fixture | Incandescent |  | Standard A Lamp | 1 | 60 | Bathroom | 235391 | Bathroom | 0.0005169
Wall Mount | Compact Fluorescent |  | Twist | 1 | 15 | Bathroom | 235391 | Bathroom | 0.0005169
Wall Mount | Halogen |  | Quartz Tube | 1 | 100 | Bathroom | 235392 | Bathroom | 0.0005169
Ceiling Fixture | Incandescent |  | Standard A Lamp | 1 | 60 | Bathroom | 235392 | Bathroom | 0.0005169
Table | Compact Fluorescent |  | Twist | 1 | 15 | Bedroom | 235393 | Bedroom | 0.0005169
Ceiling Fixture | Incandescent |  | Standard A Lamp | 1 | 60 | Bedroom | 235394 | Bedroom | 0.0005169
Table | Incandescent |  | Mini base | 1 | 25 | Bedroom | 235394 | Bedroom | 0.0005169
Recessed Can | Incandescent |  | Standard A Lamp | 2 | 60 | Closet | 235395 | Closet | 0.0005169
Chandelier (Hanging) | Incandescent |  | Standard A Lamp | 1 | 60 | Dining Room | 235396 | Dining Room | 0.0005169
Ceiling Fixture | Incandescent |  | Standard A Lamp | 1 | 60 | Hall | 235397 | Hall | 0.0005169
Ceiling Fixture | Linear Fluorescent | 48 | T-12 | 2 | 40 | Garage | 235398 | Garage | 0.0005169
Garage door opener | Incandescent |  | Standard A Lamp | 1 | 60 | Garage | 235398 | Garage | 0.0005169
Ceiling Fixture | Incandescent |  | Standard A Lamp | 1 | 60 | Hall | 235399 | Hall | 0.0005169
Other | Incandescent |  | Standard A Lamp | 1 | 40 | Kitchen | 2353910 | Kitchen | 0.0005169
Recessed - other | Linear Fluorescent | 24 | T-12 | 1 | 20 | Kitchen | 2353910 | Kitchen | 0.0005169
Ceiling Fixture | Linear Fluorescent | 48 | T-8 | 2 | 32 | Kitchen | 2353910 | Kitchen | 0.0005169
Ceiling Fixture | Compact Fluorescent |  | Twist | 1 | 15 | Kitchen | 2353910 | Kitchen | 0.0005169
Ceiling Fixture | Compact Fluorescent |  | Twist | 1 | 15 | Laundry Room | 2353911 | Laundry Room | 0.0005169
Table | Incandescent |  | 3-Way Incandescent | 1 | 250 | Living Room | 2353912 | Living Room | 0.0005169
Table | Incandescent |  | 3-Way Incandescent | 1 | 150 | Living Room | 2353912 | Living Room | 0.0005169
Table | Incandescent |  | Standard A Lamp | 1 | 100 | Living Room | 2353912 | Living Room | 0.0005169
Ceiling Fixture | Incandescent |  | Standard A Lamp | 1 | 60 | Office | 2353913 | Office | 0.0005169
Ceiling Fixture | Compact Fluorescent |  | Twist | 1 | 22 | Hall | 235441 | Hall | 0.00029634
Wall Mount | Incandescent |  | Standard A Lamp | 1 | 60 | Bathroom | 235442 | Bathroom | 0.00029634
Ceiling Fixture | Incandescent |  | Standard A Lamp | 2 | 60 | Bedroom | 235443 | Bedroom | 0.00029634
Table | Compact Fluorescent |  | Twist | 1 | 22 | Bedroom | 235443 | Bedroom | 0.00029634
Ceiling Fixture | Incandescent |  | Standard A Lamp | 2 | 60 | Other | 235444 | Other | 0.00029634
Ceiling Fixture | Incandescent |  | Standard A Lamp | 2 | 60 | Bathroom | 235445 | Bathroom | 0.00029634
Ceiling Fixture | Incandescent |  | Standard A Lamp | 1 | 75 | Other | 235446 | Other | 0.00029634
Wall Mount | Incandescent |  | Standard A Lamp | 3 | 60 | Bathroom | 235447 | Bathroom | 0.00029634
Table | Compact Fluorescent |  | Twist | 1 | 15 | Bedroom | 235448 | Bedroom | 0.00029634
Ceiling Fixture | Incandescent |  | Standard A Lamp | 3 | 60 | Bedroom | 235448 | Bedroom | 0.00029634
Table | Incandescent |  | Standard A Lamp | 1 | 75 | Bedroom | 235448 | Bedroom | 0.00029634
Ceiling Fixture | Incandescent |  | Standard A Lamp | 2 | 75 | Bedroom | 235449 | Bedroom | 0.00029634
Ceiling Fixture | Incandescent |  | Reflector | 2 | 75 | Bedroom | 235449 | Bedroom | 0.00029634
Ceiling Fixture | Incandescent |  | Standard A Lamp | 1 | 60 | Other | 2354410 | Other | 0.00029634
Ceiling Fixture | Linear Fluorescent | 48 | T-12 | 4 | 40 | Other | 2354410 | Other | 0.00029634
Table | Compact Fluorescent |  | Twist | 1 | 22 | Other | 2354410 | Other | 0.00029634
Table | Linear Fluorescent | 12 | T-8 | 2 | 20 | Other | 2354410 | Other | 0.00029634
Ceiling Fixture | Incandescent |  | Standard A Lamp | 1 | 75 | Other | 2354411 | Other | 0.00029634
Chandelier (Hanging) | Incandescent |  | Decorative | 4 | 60 | Dining Room | 2354412 | Dining Room | 0.00029634
Ceiling Fixture | Linear Fluorescent | 96 | T-12 | 2 | 60 | Family Room | 2354413 | Family Room | 0.00029634
Table | Incandescent |  | Standard A Lamp | 1 | 60 | Family Room | 2354413 | Family Room | 0.00029634
Table | Compact Fluorescent |  | Pin base | 1 | 22 | Family Room | 2354413 | Family Room | 0.00029634
Ceiling Fixture | Incandescent |  | Reflector | 1 | 75 | Garage | 2354414 | Garage | 0.00029634
Garage door opener | Incandescent |  | Standard A Lamp | 1 | 100 | Garage | 2354414 | Garage | 0.00029634
Ceiling Fixture | Incandescent |  | Standard A Lamp | 1 | 60 | Garage | 2354414 | Garage | 0.00029634
Ceiling Fixture | Incandescent |  | Standard A Lamp | 2 | 60 | Hall | 2354415 | Hall | 0.00029634
Wall Mount | Compact Fluorescent |  | Twist | 1 | 15 | Hall | 2354416 | Hall | 0.00029634
Ceiling Fixture | Linear Fluorescent | 48 | T-12 | 2 | 40 | Kitchen | 2354417 | Kitchen | 0.00029634
Recessed Can | Incandescent |  | Standard A Lamp | 1 | 100 | Kitchen | 2354417 | Kitchen | 0.00029634
Ceiling Fixture | Incandescent |  | Standard A Lamp | 1 | 60 | Laundry Room | 2354418 | Laundry Room | 0.00029634
Ceiling Fixture | Incandescent |  | Standard A Lamp | 2 | 60 | Living Room | 2354419 | Living Room | 0.00029634
Floor lamp | Compact Fluorescent |  | Pin base | 1 | 22 | Living Room | 2354419 | Living Room | 0.00029634
Table | Incandescent |  | Clear | 1 | 40 | Living Room | 2354419 | Living Room | 0.00029634
Ceiling Fixture | Linear Fluorescent | 24 | T-12 | 4 | 20 | Office | 2354420 | Office | 0.00029634
Table | Incandescent |  | Standard A Lamp | 1 | 75 | Office | 2354420 | Office | 0.00029634
Ceiling Fixture | Compact Fluorescent |  | Globe | 4 | 15 | Bathroom | 235451 | Bathroom | 0.00040077
Ceiling Fixture | Compact Fluorescent |  | Globe | 4 | 15 | Bathroom | 235451 | Bathroom | 0.00040077
Ceiling Fan | Compact Fluorescent |  | A shape bulb | 3 | 15 | Bedroom | 235452 | Bedroom | 0.00040077
Torchiere | Incandescent |  | Standard A Lamp | 1 | 100 | Bedroom | 235452 | Bedroom | 0.00040077
Table | Incandescent |  | Standard A Lamp | 1 | 75 | Bedroom | 235452 | Bedroom | 0.00040077
Ceiling Fixture | Compact Fluorescent |  | Circline (Screw Base) | 1 | 28 | Closet | 235453 | Closet | 0.00040077
Ceiling Fan | Compact Fluorescent |  | A shape bulb | 3 | 22 | Office | 235454 | Office | 0.00040077
Track | Compact Fluorescent |  | A shape bulb | 3 | 15 | Office | 235454 | Office | 0.00040077
Track | Incandescent |  | Reflector | 2 | 65 | Office | 235454 | Office | 0.00040077
Wall Mount | Incandescent |  | Standard A Lamp | 1 | 60 | Office | 235454 | Office | 0.00040077
Chandelier (Hanging) | Incandescent |  | Globe | 1 | 60 | Dining Room | 235455 | Dining Room | 0.00040077
Ceiling Fixture | Compact Fluorescent |  | Twist | 1 | 15 | Hall | 235456 | Hall | 0.00040077
Ceiling Fan | Compact Fluorescent |  | A shape bulb | 3 | 15 | Kitchen | 235457 | Kitchen | 0.00040077
Ceiling Fixture | Linear Fluorescent | 44 | T-12 | 1 | 32 | Kitchen | 235457 | Kitchen | 0.00040077
Other | Incandescent |  | Standard A Lamp | 1 | 25 | Kitchen | 235457 | Kitchen | 0.00040077
Ceiling Fixture | Compact Fluorescent |  | Circline (Screw Base) | 1 | 28 | Laundry Room | 235458 | Laundry Room | 0.00040077
Recessed Can | Incandescent |  | Reflector | 1 | 75 | Living Room | 235459 | Living Room | 0.00040077
Wall Mount | Incandescent |  | Standard A Lamp | 1 | 75 | Living Room | 235459 | Living Room | 0.00040077
Wall Mount | Compact Fluorescent |  | Twist | 1 | 15 | Living Room | 235459 | Living Room | 0.00040077
Ceiling Fan | Compact Fluorescent |  | A shape bulb | 3 | 15 | Master Bedroom | 2354510 | Master Bedroom | 0.00040077
Wall Mount | Incandescent |  | Standard A Lamp | 1 | 125 | Master Bedroom | 2354510 | Master Bedroom | 0.00040077
Ceiling Fixture | Compact Fluorescent |  | Twist | 1 | 15 | Master Bedroom | 2354510 | Master Bedroom | 0.00040077
Wall Mount | Linear Fluorescent | 22 | T-8 | 1 | 20 | Bathroom | 2354511 | Bathroom | 0.00040077
Ceiling Fixture | Compact Fluorescent |  | Circline (Screw Base) | 1 | 28 | Bathroom | 2354511 | Bathroom | 0.00040077
Ceiling Fixture | Incandescent |  | Standard A Lamp | 1 | 60 | Hall | 2354512 | Hall | 0.00040077
Ceiling Fixture | Compact Fluorescent |  | Twist | 1 | 15 | Garage | 2354513 | Garage | 0.00040077
Ceiling Fixture | Incandescent |  | Standard A Lamp | 1 | 60 | Garage | 2354513 | Garage | 0.00040077
Garage door opener | Incandescent |  | Standard A Lamp | 2 | 60 | Garage | 2354513 | Garage | 0.00040077
Architectural | Incandescent |  | Standard A Lamp | 1 | 60 | Other | 235461 | Other | 0.0005169
Wall Mount | Linear Fluorescent | 48 | Fluorescent Other | 1 | 22 | Bathroom | 235462 | Bathroom | 0.0005169
Ceiling Fixture | Compact Fluorescent |  | Twist | 2 | 13 | Bathroom | 235462 | Bathroom | 0.0005169
Ceiling Fixture | Incandescent |  | Standard A Lamp | 2 | 60 | Bedroom | 235463 | Bedroom | 0.0005169
Table | Incandescent |  | Standard A Lamp | 1 | 40 | Bedroom | 235463 | Bedroom | 0.0005169
Ceiling Fixture | Incandescent |  | Standard A Lamp | 1 | 60 | Hall | 235464 | Hall | 0.0005169
Ceiling Fixture | Compact Fluorescent |  | Twist | 2 | 13 | Kitchen | 235465 | Kitchen | 0.0005169
Recessed - other | Compact Fluorescent |  | Twist | 1 | 13 | Kitchen | 235465 | Kitchen | 0.0005169
Low bay | Linear Fluorescent | 22 | T-12 | 2 | 20 | Laundry Room | 235466 | Laundry Room | 0.0005169
Table | Compact Fluorescent |  | Twist | 1 | 13 | Living Room | 235467 | Living Room | 0.0005169
Table | Linear Fluorescent | 48 | T-4 | 1 | 13 | Living Room | 235467 | Living Room | 0.0005169
Table | Compact Fluorescent |  | Twist | 1 | 13 | Master Bedroom | 235468 | Master Bedroom | 0.0005169
Ceiling Fixture | Compact Fluorescent |  | Twist | 1 | 13 | Master Bedroom | 235468 | Master Bedroom | 0.0005169
Ceiling Fixture | Compact Fluorescent |  | Twist | 2 | 13 | Other | 235469 | Other | 0.0005169
Low bay | Linear Fluorescent | 12 | T-8 | 1 | 15 | Other | 235469 | Other | 0.0005169
Ceiling Fixture | Incandescent |  | Standard A Lamp | 1 | 25 | Bathroom | 235471 | Bathroom | 0.00052955
Wall Mount | Incandescent |  | Globe | 6 | 60 | Bathroom | 235471 | Bathroom | 0.00052955
Ceiling Fixture | Incandescent |  | Standard A Lamp | 2 | 40 | Bedroom | 235472 | Bedroom | 0.00052955
Ceiling Fan | Compact Fluorescent |  | Twist | 1 | 28 | Bedroom | 235473 | Bedroom | 0.00052955
Table | Compact Fluorescent |  | Twist | 1 | 28 | Bedroom | 235473 | Bedroom | 0.00052955
Ceiling Fixture | Compact Fluorescent |  | Twist | 1 | 28 | Bedroom | 235473 | Bedroom | 0.00052955
Chandelier (Hanging) | Incandescent |  | Globe | 1 | 60 | Dining Room | 235474 | Dining Room | 0.00052955
Ceiling Fixture | Incandescent |  | Standard A Lamp | 1 | 25 | Bathroom | 235475 | Bathroom | 0.00052955
Wall Mount | Compact Fluorescent |  | Twist | 4 | 28 | Bathroom | 235475 | Bathroom | 0.00052955
Ceiling Fixture | Compact Fluorescent |  | Twist | 2 | 22 | Bedroom | 235476 | Bedroom | 0.00052955
Ceiling Fixture | Compact Fluorescent |  | Twist | 2 | 22 | Bedroom | 235477 | Bedroom | 0.00052955
Ceiling Fixture | Compact Fluorescent |  | Twist | 2 | 22 | Family Room | 235478 | Family Room | 0.00052955
Recessed Can | Compact Fluorescent |  | Twist | 1 | 28 | Hall | 235479 | Hall | 0.00052955
Ceiling Fixture | Compact Fluorescent |  | Twist | 1 | 22 | Laundry Room | 2354710 | Laundry Room | 0.00052955
Ceiling Fixture | Incandescent |  | Globe | 1 | 60 | Hall | 2354711 | Hall | 0.00052955
Ceiling Fixture | Incandescent |  | Standard A Lamp | 1 | 60 | Hall | 2354712 | Hall | 0.00052955
Floor lamp | Incandescent |  | Standard A Lamp | 1 | 100 | Living Room | 2354713 | Living Room | 0.00052955
Floor lamp | Incandescent |  | Standard A Lamp | 3 | 52 | Living Room | 2354713 | Living Room | 0.00052955
Wall Mount | Incandescent |  | Standard A Lamp | 1 | 20 | Kitchen | 2354714 | Kitchen | 0.00052955
Ceiling Fixture | Linear Fluorescent | 48 | T-12 | 2 | 40 | Kitchen | 2354714 | Kitchen | 0.00052955
Ceiling Fixture | Compact Fluorescent |  | Twist | 1 | 15 | Bathroom | 235541 | Bathroom | 0.00029634
Wall Mount | Compact Fluorescent |  | Twist | 5 | 15 | Bathroom | 235541 | Bathroom | 0.00029634
Ceiling Fixture | Compact Fluorescent |  | Twist | 2 | 15 | Hall | 235542 | Hall | 0.00029634
Ceiling Fixture | Compact Fluorescent |  | Twist | 2 | 15 | Office | 235543 | Office | 0.00029634
Table | Incandescent |  | Standard A Lamp | 1 | 60 | Office | 235543 | Office | 0.00029634
Ceiling Fan | Incandescent |  | Mini base | 4 | 40 | Living Room | 235544 | Living Room | 0.00029634
Ceiling Fixture | Compact Fluorescent |  | Twist | 2 | 15 | Living Room | 235544 | Living Room | 0.00029634
Table | Incandescent |  | Decorative | 1 | 40 | Living Room | 235544 | Living Room | 0.00029634
Table | Compact Fluorescent |  | Twist | 1 | 22 | Living Room | 235544 | Living Room | 0.00029634
Ceiling Fan | Incandescent |  | Mini base | 4 | 40 | Master Bedroom | 235545 | Master Bedroom | 0.00029634
Floor lamp | Compact Fluorescent |  | Twist | 2 | 15 | Master Bedroom | 235545 | Master Bedroom | 0.00029634
Ceiling Fixture | Compact Fluorescent |  | Twist | 2 | 15 | Closet | 235546 | Closet | 0.00029634
Chandelier (Hanging) | Compact Fluorescent |  | A shape bulb | 9 | 15 | Dining Room | 235547 | Dining Room | 0.00029634
Recessed Can | Compact Fluorescent |  | Flood | 1 | 15 | Kitchen | 235548 | Kitchen | 0.00029634
Ceiling Fixture | Compact Fluorescent |  | Pin base | 1 | 22 | Kitchen | 235548 | Kitchen | 0.00029634
Chandelier (Hanging) | Compact Fluorescent |  | Twist | 3 | 15 | Kitchen | 235548 | Kitchen | 0.00029634
Ceiling Fixture | Linear Fluorescent | 48 | T-8 | 2 | 32 | Laundry Room | 235549 | Laundry Room | 0.00029634
Ceiling Fan | Compact Fluorescent |  | Twist | 1 | 15 | Family Room | 2355410 | Family Room | 0.00029634
Floor lamp | Compact Fluorescent |  | Twist | 1 | 15 | Family Room | 2355410 | Family Room | 0.00029634
Ceiling Fixture | Compact Fluorescent |  | Twist | 2 | 15 | Bedroom | 2355411 | Bedroom | 0.00029634
Table | Compact Fluorescent |  | Twist | 1 | 15 | Bedroom | 2355411 | Bedroom | 0.00029634
Wall Mount | Incandescent |  | Standard A Lamp | 1 | 100 | Bathroom | 2355412 | Bathroom | 0.00029634
Wall Mount | Incandescent |  | Globe | 4 | 25 | Bathroom | 235561 | Bathroom | 0.0020539
Ceiling Fixture | Incandescent |  | Standard A Lamp | 2 | 60 | Bedroom | 235562 | Bedroom | 0.0020539
Table | Incandescent |  | Standard A Lamp | 1 | 60 | Bedroom | 235562 | Bedroom | 0.0020539
Table | Linear Fluorescent | 16 | T-5 | 4 | 32 | Bedroom | 235562 | Bedroom | 0.0020539
Ceiling Fixture | Incandescent |  | Standard A Lamp | 2 | 60 | Bedroom | 235563 | Bedroom | 0.0020539
Ceiling Fixture | Incandescent |  | Standard A Lamp | 1 | 60 | Bedroom | 235563 | Bedroom | 0.0020539
Ceiling Fixture | Incandescent |  | Standard A Lamp | 1 | 60 | Bedroom | 235564 | Bedroom | 0.0020539
Ceiling Fixture | Compact Fluorescent |  | Twist | 1 | 22 | Hall | 235565 | Hall | 0.0020539
Ceiling Fixture | Linear Fluorescent | 48 | Fluorescent Unknown | 2 | 58 | Kitchen | 235566 | Kitchen | 0.0020539
Ceiling Fixture | Incandescent |  | Standard A Lamp | 1 | 60 | Kitchen | 235566 | Kitchen | 0.0020539
Ceiling Fixture | Incandescent |  | Standard A Lamp | 1 | 60 | Laundry Room | 235567 | Laundry Room | 0.0020539
Table | Incandescent |  | Standard A Lamp | 1 | 60 | Laundry Room | 235568 | Laundry Room | 0.0020539
Ceiling Fan | Incandescent |  | Standard A Lamp | 1 | 60 | Laundry Room | 235568 | Laundry Room | 0.0020539
Wall Mount | Incandescent |  | Standard A Lamp | 3 | 75 | Bathroom | 235569 | Bathroom | 0.0020539
Ceiling Fixture | Incandescent |  | Standard A Lamp | 2 | 60 | Bathroom | 235569 | Bathroom | 0.0020539
Ceiling Fixture | Linear Fluorescent | 96 | T-12 | 2 | 80 | Bathroom | 235591 | Bathroom | 0.0020539
Chandelier (Hanging) | Compact Fluorescent |  | Twist | 1 | 22 | Bedroom | 235592 | Bedroom | 0.0020539
Ceiling Fixture | Incandescent |  | Standard A Lamp | 2 | 60 | Bedroom | 235593 | Bedroom | 0.0020539
Ceiling Fixture | Incandescent |  | Standard A Lamp | 2 | 60 | Bedroom | 235594 | Bedroom | 0.0020539
Table | Incandescent |  | Decorative | 1 | 40 | Bedroom | 235594 | Bedroom | 0.0020539
Ceiling Fixture | Incandescent |  | Standard A Lamp | 1 | 60 | Closet | 235595 | Closet | 0.0020539
Chandelier (Hanging) | Incandescent |  | Standard A Lamp | 5 | 60 | Dining Room | 235596 | Dining Room | 0.0020539
Chandelier (Hanging) | Compact Fluorescent |  | Twist | 2 | 22 | Dining Room | 235596 | Dining Room | 0.0020539
Ceiling Fixture | Linear Fluorescent | 48 | T-12 | 2 | 32 | Garage | 235597 | Garage | 0.0020539
Ceiling Fixture | Incandescent |  | Standard A Lamp | 1 | 60 | Hall | 235598 | Hall | 0.0020539
Ceiling Fixture | Linear Fluorescent | 48 | T-12 | 4 | 32 | Kitchen | 235599 | Kitchen | 0.0020539
Ceiling Fan | Compact Fluorescent |  | Twist | 5 | 22 | Living Room | 2355910 | Living Room | 0.0020539
Ceiling Fixture | Linear Fluorescent | 36 | T-12 | 2 | 20 | Bedroom | 2355911 | Bedroom | 0.0020539
Ceiling Fixture | Linear Fluorescent | 48 | T-12 | 2 | 32 | Bathroom | 2355912 | Bathroom | 0.0020539
Ceiling Fixture | Compact Fluorescent |  | Twist | 3 | 22 | Bedroom | 235641 | Bedroom | 0.00052955
Wall Mount | Incandescent |  | Globe | 3 | 60 | Bedroom | 235641 | Bedroom | 0.00052955
Ceiling Fan | Compact Fluorescent |  | Twist | 3 | 15 | Bedroom | 235642 | Bedroom | 0.00052955
Table | Compact Fluorescent |  | Twist | 2 | 15 | Bedroom | 235642 | Bedroom | 0.00052955
Ceiling Fan | Compact Fluorescent |  | Twist | 3 | 15 | Bedroom | 235643 | Bedroom | 0.00052955
Table | Incandescent |  | Standard A Lamp | 1 | 40 | Bedroom | 235643 | Bedroom | 0.00052955
Ceiling Fixture | Incandescent |  | Standard A Lamp | 1 | 75 | Closet | 235644 | Closet | 0.00052955
Ceiling Fixture | Incandescent |  | Standard A Lamp | 2 | 100 | Dining Room | 235645 | Dining Room | 0.00052955
Ceiling Fixture | Incandescent |  | Standard A Lamp | 1 | 60 | Garage | 235646 | Garage | 0.00052955
Ceiling Fixture | Compact Fluorescent |  | Twist | 3 | 15 | Hall | 235647 | Hall | 0.00052955
Ceiling Fixture | Compact Fluorescent |  | Pin base | 2 | 15 | Kitchen | 235648 | Kitchen | 0.00052955
Ceiling Fan | Compact Fluorescent |  | Twist | 3 | 15 | Living Room | 235649 | Living Room | 0.00052955
Table | Incandescent |  | Standard A Lamp | 1 | 100 | Living Room | 235649 | Living Room | 0.00052955
Floor lamp | Incandescent |  | Standard A Lamp | 4 | 100 | Living Room | 235649 | Living Room | 0.00052955
Ceiling Fixture | Compact Fluorescent |  | Twist | 1 | 15 | Other | 235661 | Other | 0.00028447
Wall Mount | Other |  | LED Interior | 1 | 7 | Bathroom | 235662 | Bathroom | 0.00028447
Wall Mount | Compact Fluorescent |  | Twist | 2 | 15 | Bathroom | 235662 | Bathroom | 0.00028447
Track | Other |  | LED Interior | 3 | 50 | Bedroom | 235663 | Bedroom | 0.00028447
Wall Mount | Other |  | LED Interior | 1 | 15 | Bedroom | 235663 | Bedroom | 0.00028447
Ceiling Fan | Compact Fluorescent |  | Twist | 2 | 15 | Living Room | 235664 | Living Room | 0.00028447
Chandelier (Hanging) | Compact Fluorescent |  | Twist | 5 | 15 | Living Room | 235664 | Living Room | 0.00028447
Ceiling Fixture | Compact Fluorescent |  | Twist | 1 | 15 | Living Room | 235664 | Living Room | 0.00028447
Track | Other |  | LED Interior | 2 | 15 | Master Bedroom | 235665 | Master Bedroom | 0.00028447
Wall Mount | Compact Fluorescent |  | Twist | 1 | 15 | Master Bedroom | 235665 | Master Bedroom | 0.00028447
Ceiling Fixture | Incandescent |  | Reflector | 3 | 60 | Bedroom | 235811 | Bedroom | 0.00040077
Ceiling Fixture | Incandescent |  | Standard A Lamp | 2 | 100 | Bedroom | 235812 | Bedroom | 0.00040077
Wall Mount | Incandescent |  | Standard A Lamp | 1 | 25 | Bedroom | 235812 | Bedroom | 0.00040077
Wall Mount | Incandescent |  | Reflector | 2 | 65 | Other | 235813 | Other | 0.00040077
Wall Mount | Incandescent |  | Standard A Lamp | 2 | 60 | Bathroom | 235814 | Bathroom | 0.00040077
Ceiling Fan | Incandescent |  | Standard A Lamp | 1 | 60 | Bathroom | 235814 | Bathroom | 0.00040077
Wall Mount | Incandescent |  | Standard A Lamp | 4 | 60 | Bathroom | 235815 | Bathroom | 0.00040077
Track | Incandescent |  | Reflector | 6 | 65 | Bedroom | 235816 | Bedroom | 0.00040077
Track | Incandescent |  | Reflector | 5 | 150 | Bedroom | 235816 | Bedroom | 0.00040077
Low bay | Linear Fluorescent | 24 | T-12 | 1 | 20 | Bedroom | 235816 | Bedroom | 0.00040077
Ceiling Fixture | Incandescent |  | Standard A Lamp | 2 | 40 | Bedroom | 235817 | Bedroom | 0.00040077
Table | Compact Fluorescent |  | Twist | 1 | 15 | Bedroom | 235817 | Bedroom | 0.00040077
Table | Incandescent |  | Standard A Lamp | 1 | 40 | Bedroom | 235817 | Bedroom | 0.00040077
Ceiling Fixture | Compact Fluorescent |  | Twist | 1 | 7 | Garage | 235818 | Garage | 0.00040077
Wall Mount | Incandescent |  | Standard A Lamp | 1 | 40 | Garage | 235818 | Garage | 0.00040077
Garage door opener | Incandescent |  | Standard A Lamp | 1 | 60 | Garage | 235818 | Garage | 0.00040077
Ceiling Fixture | Incandescent |  | Clear | 5 | 60 | Kitchen | 235819 | Kitchen | 0.00040077
Ceiling Fixture | Incandescent |  | Standard A Lamp | 1 | 125 | Kitchen | 235819 | Kitchen | 0.00040077
Recessed Can | Incandescent |  | Reflector | 1 | 150 | Kitchen | 235819 | Kitchen | 0.00040077
Other | Incandescent |  | Clear | 2 | 40 | Kitchen | 235819 | Kitchen | 0.00040077
Wall Mount | Linear Fluorescent | 22 | T-8 | 1 | 20 | Kitchen | 235819 | Kitchen | 0.00040077
Ceiling Fixture | Incandescent |  | Standard A Lamp | 3 | 60 | Living Room | 2358110 | Living Room | 0.00040077
Recessed Can | Incandescent |  | Reflector | 1 | 90 | Living Room | 2358110 | Living Room | 0.00040077
Torchiere | Incandescent |  | Standard A Lamp | 2 | 75 | Living Room | 2358110 | Living Room | 0.00040077
Torchiere | Incandescent |  | Standard A Lamp | 1 | 75 | Living Room | 2358110 | Living Room | 0.00040077
Table | Compact Fluorescent |  | Twist | 1 | 15 | Living Room | 2358110 | Living Room | 0.00040077
Wall Mount | Linear Fluorescent | 44 | T-12 | 1 | 40 | Living Room | 2358110 | Living Room | 0.00040077
Ceiling Fixture | Incandescent |  | Standard A Lamp | 1 | 125 | Hall | 2358111 | Hall | 0.00040077
Ceiling Fixture | Linear Fluorescent | 44 | T-12 | 2 | 40 | Hall | 2358111 | Hall | 0.00040077
Ceiling Fixture | Incandescent |  | Standard A Lamp | 2 | 60 | Closet | 2358112 | Closet | 0.00040077
Ceiling Fixture | Linear Fluorescent | 44 | T-12 | 2 | 40 | Other | 2358113 | Other | 0.00040077
Table | Incandescent |  | Standard A Lamp | 1 | 60 | Other | 2358113 | Other | 0.00040077
Recessed Can | Compact Fluorescent |  | Flood | 1 | 15 | Living Room | 236021 | Living Room | 0.00029634
Ceiling Fixture | Incandescent |  | Standard A Lamp | 3 | 60 | Living Room | 236021 | Living Room | 0.00029634
Chandelier (Hanging) | Incandescent |  | Standard A Lamp | 3 | 60 | Living Room | 236021 | Living Room | 0.00029634
Chandelier (Hanging) | Incandescent |  | Clear | 1 | 40 | Living Room | 236021 | Living Room | 0.00029634
Architectural | Halogen |  | Other | 3 | 30 | Living Room | 236021 | Living Room | 0.00029634
Ceiling Fixture | Incandescent |  | Standard A Lamp | 2 | 60 | Laundry Room | 236022 | Laundry Room | 0.00029634
Recessed Can | Compact Fluorescent |  | Flood | 1 | 15 | Office | 236023 | Office | 0.00029634
Ceiling Fixture | Incandescent |  | Standard A Lamp | 3 | 40 | Hall | 236024 | Hall | 0.00029634
Ceiling Fan | Incandescent |  | Decorative | 4 | 60 | Master Bedroom | 236025 | Master Bedroom | 0.00029634
Table | Incandescent |  | Mini base | 1 | 25 | Master Bedroom | 236025 | Master Bedroom | 0.00029634
Table | Incandescent |  | Standard A Lamp | 1 | 60 | Master Bedroom | 236025 | Master Bedroom | 0.00029634
Ceiling Fixture | Incandescent |  | Standard A Lamp | 2 | 40 | Bathroom | 236026 | Bathroom | 0.00029634
Wall Mount | Compact Fluorescent |  | Globe | 6 | 15 | Bathroom | 236026 | Bathroom | 0.00029634
Ceiling Fixture | Incandescent |  | Standard A Lamp | 2 | 40 | Closet | 236027 | Closet | 0.00029634
Ceiling Fixture | Incandescent |  | Standard A Lamp | 2 | 40 | Bathroom | 236028 | Bathroom | 0.00029634
Wall Mount | Incandescent |  | Standard A Lamp | 4 | 40 | Bathroom | 236028 | Bathroom | 0.00029634
Chandelier (Hanging) | Incandescent |  | Standard A Lamp | 3 | 40 | Other | 236029 | Other | 0.00029634
Table | Incandescent |  | Standard A Lamp | 1 | 60 | Other | 236029 | Other | 0.00029634
Ceiling Fixture | Incandescent |  | Standard A Lamp | 3 | 60 | Other | 2360210 | Other | 0.00029634
Table | Incandescent |  | Standard A Lamp | 1 | 60 | Other | 2360210 | Other | 0.00029634
Wall Mount | Incandescent |  | Mini base | 2 | 40 | Bathroom | 236071 | Bathroom | 0.0005169
Wall Mount | Incandescent |  | Standard A Lamp | 5 | 60 | Bathroom | 236072 | Bathroom | 0.0005169
Ceiling Fixture | Incandescent |  | Standard A Lamp | 1 | 60 | Bathroom | 236072 | Bathroom | 0.0005169
Wall Mount | Incandescent |  | Standard A Lamp | 3 | 60 | Bathroom | 236073 | Bathroom | 0.0005169
Ceiling Fixture | Incandescent |  | Standard A Lamp | 1 | 60 | Bathroom | 236073 | Bathroom | 0.0005169
Ceiling Fixture | Incandescent |  | Standard A Lamp | 2 | 60 | Bedroom | 236074 | Bedroom | 0.0005169
Other | Incandescent |  | Heat Lamp | 1 | 25 | Bedroom | 236074 | Bedroom | 0.0005169
Table | Incandescent |  | Standard A Lamp | 1 | 40 | Bedroom | 236074 | Bedroom | 0.0005169
Ceiling Fixture | Incandescent |  | Standard A Lamp | 2 | 60 | Bedroom | 236075 | Bedroom | 0.0005169
Table | Incandescent |  | Standard A Lamp | 1 | 60 | Bedroom | 236075 | Bedroom | 0.0005169
Ceiling Fixture | Incandescent |  | Standard A Lamp | 2 | 60 | Master Bedroom | 236076 | Master Bedroom | 0.0005169
Table | Compact Fluorescent |  | Twist | 1 | 9 | Master Bedroom | 236076 | Master Bedroom | 0.0005169
Ceiling Fixture | Incandescent |  | Standard A Lamp | 2 | 60 | Bedroom | 236077 | Bedroom | 0.0005169
Ceiling Fixture | Incandescent |  | Standard A Lamp | 1 | 60 | Bedroom | 236077 | Bedroom | 0.0005169
Ceiling Fixture | Incandescent |  | Standard A Lamp | 2 | 60 | Family Room | 236078 | Family Room | 0.0005169
Ceiling Fixture | Linear Fluorescent | 48 | T-12 | 2 | 40 | Closet | 236079 | Closet | 0.0005169
Chandelier (Hanging) | Incandescent |  | Mini base | 6 | 40 | Dining Room | 2360710 | Dining Room | 0.0005169
Table | Incandescent |  | Standard A Lamp | 1 | 40 | Living Room | 2360711 | Living Room | 0.0005169
Table | Incandescent |  | Standard A Lamp | 1 | 100 | Living Room | 2360711 | Living Room | 0.0005169
Ceiling Fixture | Incandescent |  | Standard A Lamp | 1 | 60 | Garage | 2360712 | Garage | 0.0005169
Garage door opener | Incandescent |  | Standard A Lamp | 1 | 60 | Garage | 2360712 | Garage | 0.0005169
Recessed Can | Compact Fluorescent |  | Reflector | 1 | 22 | Kitchen | 2360713 | Kitchen | 0.0005169
Architectural | Linear Fluorescent | 36 | T-12 | 1 | 32 | Kitchen | 2360713 | Kitchen | 0.0005169
Chandelier (Hanging) | Incandescent |  | Standard A Lamp | 3 | 60 | Kitchen | 2360713 | Kitchen | 0.0005169
Ceiling Fixture | Linear Fluorescent | 48 | T-12 | 2 | 40 | Laundry Room | 2360714 | Laundry Room | 0.0005169
Table | Incandescent |  | 3-Way Incandescent | 1 | 100 | Living Room | 2360715 | Living Room | 0.0005169
Table | Incandescent |  | Standard A Lamp | 1 | 90 | Living Room | 2360715 | Living Room | 0.0005169
Ceiling Fixture | Compact Fluorescent |  | Twist | 2 | 15 | Living Room | 2360715 | Living Room | 0.0005169
Ceiling Fixture | Incandescent |  | Standard A Lamp | 2 | 60 | Office | 2360716 | Office | 0.0005169
Recessed Can | Incandescent |  | Reflector | 1 | 75 | Hall | 2360717 | Hall | 0.0005169
Chandelier (Hanging) | Incandescent |  | Mini base | 12 | 40 | Hall | 2360717 | Hall | 0.0005169
Wall Mount | Incandescent |  | Globe | 3 | 100 | Bathroom | 236111 | Bathroom | 0.00028447
Ceiling Fixture | Compact Fluorescent |  | Twist | 3 | 15 | Bedroom | 236112 | Bedroom | 0.00028447
Ceiling Fixture | Compact Fluorescent |  | Twist | 2 | 15 | Closet | 236113 | Closet | 0.00028447
Chandelier (Hanging) | Compact Fluorescent |  | Twist | 2 | 15 | Hall | 236114 | Hall | 0.00028447
Ceiling Fixture | Compact Fluorescent |  | Twist | 3 | 15 | Family Room | 236115 | Family Room | 0.00028447
Floor lamp | Compact Fluorescent |  | Twist | 1 | 15 | Family Room | 236115 | Family Room | 0.00028447
Recessed Can | Incandescent |  | Reflector | 1 | 60 | Family Room | 236116 | Family Room | 0.00028447
Table | Incandescent |  | Standard A Lamp | 1 | 60 | Family Room | 236116 | Family Room | 0.00028447
Garage door opener | Incandescent |  | Standard A Lamp | 1 | 60 | Garage | 236117 | Garage | 0.00028447
Ceiling Fixture | Incandescent |  | Standard A Lamp | 1 | 60 | Garage | 236117 | Garage | 0.00028447
Ceiling Fixture | Compact Fluorescent |  | Twist | 2 | 15 | Hall | 236118 | Hall | 0.00028447
Ceiling Fixture | Compact Fluorescent |  | Twist | 2 | 15 | Hall | 236119 | Hall | 0.00028447
Ceiling Fixture | Compact Fluorescent |  | Twist | 2 | 15 | Hall | 2361110 | Hall | 0.00028447
Recessed Can | Compact Fluorescent |  | Twist | 1 | 15 | Kitchen | 2361111 | Kitchen | 0.00028447
Ceiling Fixture | Compact Fluorescent |  | Twist | 3 | 15 | Kitchen | 2361111 | Kitchen | 0.00028447
Chandelier (Hanging) | Compact Fluorescent |  | Twist | 5 | 15 | Kitchen | 2361111 | Kitchen | 0.00028447
Ceiling Fixture | Linear Fluorescent | 60 | T-8 | 2 | 32 | Laundry Room | 2361112 | Laundry Room | 0.00028447
Ceiling Fan | Incandescent |  | Standard A Lamp | 4 | 75 | Living Room | 2361113 | Living Room | 0.00028447
Table | Incandescent |  | Standard A Lamp | 1 | 100 | Living Room | 2361113 | Living Room | 0.00028447
Wall Mount | Compact Fluorescent |  | Twist | 4 | 15 | Bathroom | 2361114 | Bathroom | 0.00028447
Ceiling Fan | Incandescent |  | Clear | 4 | 60 | Master Bedroom | 2361115 | Master Bedroom | 0.00028447
Table | Incandescent |  | Standard A Lamp | 1 | 60 | Master Bedroom | 2361115 | Master Bedroom | 0.00028447
Ceiling Fixture | Compact Fluorescent |  | Twist | 3 | 15 | Office | 2361116 | Office | 0.00028447
Table | Incandescent |  | Decorative | 4 | 40 | Office | 2361116 | Office | 0.00028447
Ceiling Fixture | Incandescent |  | Standard A Lamp | 2 | 60 | Other | 2361117 | Other | 0.00028447
Wall Mount | Incandescent |  | Standard A Lamp | 2 | 65 | Bathroom | 236181 | Bathroom | 0.00094081
Ceiling Fixture | Incandescent |  | Standard A Lamp | 2 | 71 | Bedroom | 236182 | Bedroom | 0.00094081
Ceiling Fixture | Incandescent |  | Standard A Lamp | 2 | 70 | Bedroom | 236183 | Bedroom | 0.00094081
Chandelier (Hanging) | Incandescent |  | Standard A Lamp | 5 | 71 | Dining Room | 236184 | Dining Room | 0.00094081
Exterior | Incandescent |  | Standard A Lamp | 1 | 71 | Garage | 236185 | Garage | 0.00094081
Ceiling Fixture | Incandescent |  | Standard A Lamp | 1 | 60 | Hall | 236186 | Hall | 0.00094081
Ceiling Fixture | Incandescent |  | Standard A Lamp | 5 | 70 | Kitchen | 236187 | Kitchen | 0.00094081
Ceiling Fixture | Incandescent |  | Standard A Lamp | 1 | 60 | Laundry Room | 236188 | Laundry Room | 0.00094081
Floor lamp | Incandescent |  | Standard A Lamp | 1 | 55 | Living Room | 236189 | Living Room | 0.00094081
Wall Mount | Incandescent |  | Standard A Lamp | 2 | 71 | Bathroom | 2361810 | Bathroom | 0.00094081
Ceiling Fixture | Incandescent |  | Standard A Lamp | 2 | 71 | Master Bedroom | 2361811 | Master Bedroom | 0.00094081
Ceiling Fixture | Incandescent |  | Standard A Lamp | 3 | 71 | Other | 2361812 | Other | 0.00094081
Ceiling Fixture | Compact Fluorescent |  | Twist | 2 | 14 | Bedroom | 236191 | Bedroom | 0.0005169
Ceiling Fixture | Compact Fluorescent |  | Twist | 2 | 13 | Bedroom | 236192 | Bedroom | 0.0005169
Ceiling Fixture | Compact Fluorescent |  | Twist | 1 | 14 | Closet | 236193 | Closet | 0.0005169
Ceiling Fixture | Compact Fluorescent |  | Twist | 1 | 13 | Closet | 236194 | Closet | 0.0005169
Wall Mount | Incandescent |  | Standard A Lamp | 1 | 60 | Closet | 236195 | Closet | 0.0005169
Chandelier (Hanging) | Compact Fluorescent |  | Twist | 2 | 14 | Dining Room | 236196 | Dining Room | 0.0005169
Wall Mount | Incandescent |  | Globe | 4 | 40 | Bathroom | 236197 | Bathroom | 0.0005169
Ceiling Fan | Compact Fluorescent |  | Twist | 2 | 14 | Family Room | 236198 | Family Room | 0.0005169
Ceiling Fixture | Incandescent |  | Standard A Lamp | 1 | 75 | Garage | 236199 | Garage | 0.0005169
Ceiling Fixture | Compact Fluorescent |  | Twist | 2 | 13 | Bedroom | 2361910 | Bedroom | 0.0005169
Ceiling Fixture | Compact Fluorescent |  | Twist | 1 | 20 | Hall | 2361911 | Hall | 0.0005169
Recessed Can | Compact Fluorescent |  | Reflector | 1 | 17 | Kitchen | 2361912 | Kitchen | 0.0005169
Ceiling Fixture | Compact Fluorescent |  | Twist | 2 | 13 | Laundry Room | 2361913 | Laundry Room | 0.0005169
Ceiling Fixture | Compact Fluorescent |  | Twist | 2 | 14 | Living Room | 2361914 | Living Room | 0.0005169
Wall Mount | Incandescent |  | Globe | 4 | 40 | Bathroom | 2361915 | Bathroom | 0.0005169
Ceiling Fan | Compact Fluorescent |  | Twist | 1 | 14 | Master Bedroom | 2361916 | Master Bedroom | 0.0005169
Table | Compact Fluorescent |  | Twist | 1 | 20 | Master Bedroom | 2361916 | Master Bedroom | 0.0005169
Table | Compact Fluorescent |  | Twist | 1 | 13 | Master Bedroom | 2361916 | Master Bedroom | 0.0005169
Ceiling Fixture | Compact Fluorescent |  | Twist | 1 | 13 | Closet | 2361917 | Closet | 0.0005169
Chandelier (Hanging) | Compact Fluorescent |  | Twist | 5 | 13 | Office | 2361918 | Office | 0.0005169
Ceiling Fixture | Compact Fluorescent |  | Twist | 1 | 14 | Closet | 2361919 | Closet | 0.0005169
Ceiling Fixture | Compact Fluorescent |  | Twist | 2 | 14 | Hall | 2361920 | Hall | 0.0005169
Wall Mount | Incandescent |  | Globe | 4 | 40 | Bathroom | 2361921 | Bathroom | 0.0005169
Ceiling Fixture | Compact Fluorescent |  | Twist | 1 | 20 | Hall | 2361922 | Hall | 0.0005169
Wall Mount | Compact Fluorescent |  | Twist | 2 | 15 | Bathroom | 236211 | Bathroom | 0.00052955
Ceiling Fixture | Incandescent |  | Standard A Lamp | 1 | 60 | Bathroom | 236211 | Bathroom | 0.00052955
Ceiling Fixture | Incandescent |  | Standard A Lamp | 2 | 60 | Bathroom | 236212 | Bathroom | 0.00052955
Wall Mount | Compact Fluorescent |  | Twist | 4 | 15 | Bathroom | 236212 | Bathroom | 0.00052955
Wall Mount | Incandescent |  | Globe | 4 | 65 | Bathroom | 236213 | Bathroom | 0.00052955
Ceiling Fixture | Incandescent |  | Standard A Lamp | 2 | 60 | Bathroom | 236213 | Bathroom | 0.00052955
Ceiling Fixture | Incandescent |  | Standard A Lamp | 2 | 40 | Bedroom | 236214 | Bedroom | 0.00052955
Ceiling Fixture | Incandescent |  | Standard A Lamp | 1 | 65 | Closet | 236215 | Closet | 0.00052955
Chandelier (Hanging) | Compact Fluorescent |  | Twist | 5 | 15 | Living Room | 236216 | Living Room | 0.00052955
Track | Compact Fluorescent |  | Twist | 5 | 22 | Living Room | 236216 | Living Room | 0.00052955
Table | Compact Fluorescent |  | Twist | 1 | 15 | Living Room | 236216 | Living Room | 0.00052955
Ceiling Fixture | Linear Fluorescent | 48 | T-8 | 4 | 60 | Kitchen | 236217 | Kitchen | 0.00052955
Ceiling Fixture | Compact Fluorescent |  | Twist | 2 | 15 | Kitchen | 236217 | Kitchen | 0.00052955
Ceiling Fan | Compact Fluorescent |  | Twist | 3 | 15 | Master Bedroom | 236218 | Master Bedroom | 0.00052955
Table | Incandescent |  | Decorative | 1 | 25 | Master Bedroom | 236218 | Master Bedroom | 0.00052955
Ceiling Fixture | Incandescent |  | Standard A Lamp | 1 | 60 | Closet | 236219 | Closet | 0.00052955
Ceiling Fixture | Linear Fluorescent | 48 | T-12 | 2 | 60 | Other | 2362110 | Other | 0.00052955
Torchiere | Compact Fluorescent |  | Twist | 2 | 15 | Other | 2362110 | Other | 0.00052955
Ceiling Fixture | Incandescent |  | Standard A Lamp | 2 | 60 | Office | 2362111 | Office | 0.00052955
Ceiling Fixture | Incandescent |  | Standard A Lamp | 2 | 60 | Bedroom | 2362112 | Bedroom | 0.00052955
Ceiling Fixture | Incandescent |  | Standard A Lamp | 2 | 60 | Hall | 2362113 | Hall | 0.00052955
Wall Mount | Incandescent |  | Globe | 4 | 40 | Bathroom | 236241 | Bathroom | 0.00094081
Ceiling Fixture | Incandescent |  | Standard A Lamp | 2 | 60 | Bedroom | 236242 | Bedroom | 0.00094081
Floor lamp | Incandescent |  | Standard A Lamp | 1 | 150 | Bedroom | 236242 | Bedroom | 0.00094081
Table | Incandescent |  | Standard A Lamp | 1 | 150 | Bedroom | 236243 | Bedroom | 0.00094081
Ceiling Fixture | Incandescent |  | Standard A Lamp | 2 | 60 | Bedroom | 236243 | Bedroom | 0.00094081
Ceiling Fan | Incandescent |  | Mini base | 4 | 40 | Bedroom | 236244 | Bedroom | 0.00094081
Ceiling Fixture | Compact Fluorescent |  | Twist | 1 | 15 | Bedroom | 236245 | Bedroom | 0.00094081
Table | Incandescent |  | Standard A Lamp | 1 | 75 | Bedroom | 236245 | Bedroom | 0.00094081
Floor lamp | Incandescent |  | Standard A Lamp | 1 | 60 | Bedroom | 236245 | Bedroom | 0.00094081
Floor lamp | Incandescent |  | Standard A Lamp | 1 | 150 | Bedroom | 236245 | Bedroom | 0.00094081
Ceiling Fixture | Incandescent |  | Standard A Lamp | 1 | 60 | Garage | 236246 | Garage | 0.00094081
Ceiling Fixture | Linear Fluorescent | 48 | T-12 | 2 | 40 | Garage | 236246 | Garage | 0.00094081
Garage door opener | Incandescent |  | Standard A Lamp | 2 | 60 | Garage | 236246 | Garage | 0.00094081
Ceiling Fixture | Incandescent |  | Standard A Lamp | 2 | 60 | Hall | 236247 | Hall | 0.00094081
Chandelier (Hanging) | Incandescent |  | Clear | 1 | 40 | Kitchen | 236248 | Kitchen | 0.00094081
Recessed Can | Incandescent |  | Reflector | 1 | 65 | Kitchen | 236248 | Kitchen | 0.00094081
Ceiling Fixture | Incandescent |  | Standard A Lamp | 1 | 60 | Kitchen | 236248 | Kitchen | 0.00094081
Ceiling Fixture | Incandescent |  | Standard A Lamp | 2 | 60 | Laundry Room | 236249 | Laundry Room | 0.00094081
Ceiling Fixture | Incandescent |  | Standard A Lamp | 1 | 60 | Living Room | 2362410 | Living Room | 0.00094081
Ceiling Fan | Compact Fluorescent |  | Twist | 2 | 15 | Living Room | 2362410 | Living Room | 0.00094081
Floor lamp | Incandescent |  | Standard A Lamp | 1 | 150 | Living Room | 2362410 | Living Room | 0.00094081
Wall Mount | Incandescent |  | Clear | 6 | 40 | Bathroom | 2362411 | Bathroom | 0.00094081
Ceiling Fixture | Incandescent |  | Standard A Lamp | 2 | 60 | Bedroom | 2362412 | Bedroom | 0.00094081
Table | Incandescent |  | Standard A Lamp | 1 | 60 | Bedroom | 2362412 | Bedroom | 0.00094081
Floor lamp | Incandescent |  | Standard A Lamp | 1 | 100 | Bedroom | 2362412 | Bedroom | 0.00094081
Ceiling Fixture | Incandescent |  | Standard A Lamp | 2 | 60 | Closet | 2362413 | Closet | 0.00094081
Wall Mount | Incandescent |  | Globe | 5 | 40 | Bathroom | 236271 | Bathroom | 0.00029634
Ceiling Fixture | Incandescent |  | Standard A Lamp | 1 | 60 | Family Room | 236272 | Family Room | 0.00029634
Ceiling Fixture | Incandescent |  | Standard A Lamp | 1 | 60 | Bedroom | 236273 | Bedroom | 0.00029634
Table | Incandescent |  | Decorative | 3 | 40 | Bedroom | 236273 | Bedroom | 0.00029634
Ceiling Fixture | Compact Fluorescent |  | Twist | 1 | 15 | Other | 236274 | Other | 0.00029634
Ceiling Fixture | Incandescent |  | Standard A Lamp | 1 | 60 | Other | 236274 | Other | 0.00029634
Ceiling Fixture | Compact Fluorescent |  | Twist | 2 | 15 | Bathroom | 236275 | Bathroom | 0.00029634
Wall Mount | Incandescent |  | Standard A Lamp | 1 | 60 | Bathroom | 236275 | Bathroom | 0.00029634
Ceiling Fixture | Incandescent |  | Standard A Lamp | 1 | 60 | Bedroom | 236276 | Bedroom | 0.00029634
Floor lamp | Incandescent |  | Standard A Lamp | 3 | 40 | Bedroom | 236276 | Bedroom | 0.00029634
Ceiling Fixture | Incandescent |  | Standard A Lamp | 1 | 60 | Bedroom | 236277 | Bedroom | 0.00029634
Floor lamp | Incandescent |  | Standard A Lamp | 3 | 60 | Bedroom | 236277 | Bedroom | 0.00029634
Chandelier (Hanging) | Compact Fluorescent |  | Decorative | 5 | 15 | Dining Room | 236278 | Dining Room | 0.00029634
Ceiling Fixture | Incandescent |  | Standard A Lamp | 1 | 60 | Garage | 236279 | Garage | 0.00029634
Garage door opener | Incandescent |  | Standard A Lamp | 1 | 60 | Garage | 236279 | Garage | 0.00029634
Ceiling Fixture | Incandescent |  | Standard A Lamp | 1 | 60 | Hall | 2362710 | Hall | 0.00029634
Ceiling Fixture | Incandescent |  | Standard A Lamp | 1 | 60 | Hall | 2362711 | Hall | 0.00029634
Recessed Can | Incandescent |  | Reflector | 1 | 65 | Kitchen | 2362712 | Kitchen | 0.00029634
Chandelier (Hanging) | Incandescent |  | Standard A Lamp | 1 | 100 | Kitchen | 2362712 | Kitchen | 0.00029634
Other | Linear Fluorescent | 36 | T-8 | 1 | 32 | Kitchen | 2362712 | Kitchen | 0.00029634
Chandelier (Hanging) | Compact Fluorescent |  | Twist | 3 | 15 | Kitchen | 2362712 | Kitchen | 0.00029634
Ceiling Fixture | Incandescent |  | Standard A Lamp | 1 | 100 | Laundry Room | 2362713 | Laundry Room | 0.00029634
Recessed Can | Incandescent |  | Reflector | 1 | 65 | Living Room | 2362714 | Living Room | 0.00029634
Recessed Can | Compact Fluorescent |  | Reflector | 1 | 15 | Living Room | 2362714 | Living Room | 0.00029634
Table | Incandescent |  | Mini base | 1 | 25 | Living Room | 2362714 | Living Room | 0.00029634
Wall Mount | Incandescent |  | Standard A Lamp | 1 | 60 | Bathroom | 2362715 | Bathroom | 0.00029634
Ceiling Fixture | Incandescent |  | Standard A Lamp | 1 | 60 | Bathroom | 2362715 | Bathroom | 0.00029634
Ceiling Fixture | Incandescent |  | Standard A Lamp | 2 | 60 | Master Bedroom | 2362716 | Master Bedroom | 0.00029634
Ceiling Fixture | Compact Fluorescent |  | Twist | 2 | 15 | Master Bedroom | 2362716 | Master Bedroom | 0.00029634
Table | Compact Fluorescent |  | Twist | 1 | 22 | Master Bedroom | 2362716 | Master Bedroom | 0.00029634
Ceiling Fixture | Incandescent |  | Standard A Lamp | 1 | 100 | Other | 2362717 | Other | 0.00029634
Ceiling Fixture | Compact Fluorescent |  | Twist | 1 | 15 | Other | 2362717 | Other | 0.00029634
Ceiling Fixture | Incandescent |  | Standard A Lamp | 1 | 60 | Other | 2362718 | Other | 0.00029634
Ceiling Fixture | Incandescent |  | Standard A Lamp | 2 | 60 | Hall | 2362719 | Hall | 0.00029634
Ceiling Fixture | Incandescent |  | Clear | 2 | 40 | Bedroom | 236311 | Bedroom | 0.0004784
Table | Incandescent |  | Clear | 1 | 60 | Bedroom | 236311 | Bedroom | 0.0004784
Wall Mount | Incandescent |  | Globe | 4 | 40 | Bathroom | 236312 | Bathroom | 0.0004784
Ceiling Fixture | Other |  | LED Interior |  | 12 | Bathroom | 236312 | Bathroom | 0.0004784
Wall Mount | Incandescent |  | Clear | 4 | 40 | Bedroom | 236313 | Bedroom | 0.0004784
Ceiling Fixture | Incandescent |  | Clear | 2 | 60 | Closet | 236314 | Closet | 0.0004784
Chandelier (Hanging) | Incandescent |  | Clear | 5 | 40 | Dining Room | 236315 | Dining Room | 0.0004784
Ceiling Fixture | Compact Fluorescent |  | Twist | 1 | 15 | Hall | 236316 | Hall | 0.0004784
Track | Compact Fluorescent |  | Reflector | 4 | 22 | Kitchen | 236317 | Kitchen | 0.0004784
Wall Mount | Compact Fluorescent |  | Twist | 1 | 15 | Kitchen | 236317 | Kitchen | 0.0004784
Other | Linear Fluorescent | 24 | T-8 | 1 | 16 | Kitchen | 236317 | Kitchen | 0.0004784
Other | Linear Fluorescent | 12 | T-8 | 1 | 16 | Kitchen | 236317 | Kitchen | 0.0004784
Other | Incandescent |  | Clear | 1 | 25 | Kitchen | 236317 | Kitchen | 0.0004784
Ceiling Fixture | Compact Fluorescent |  | Twist | 1 | 15 | Laundry Room | 236318 | Laundry Room | 0.0004784
Recessed Can | Incandescent |  | Reflector | 1 | 65 | Living Room | 236319 | Living Room | 0.0004784
Floor lamp | Compact Fluorescent |  | Twist | 1 | 15 | Living Room | 236319 | Living Room | 0.0004784
Floor lamp | Compact Fluorescent |  | Twist | 3 | 15 | Living Room | 236319 | Living Room | 0.0004784
Ceiling Fixture | Incandescent |  | Clear | 2 | 40 | Master Bedroom | 2363110 | Master Bedroom | 0.0004784
Torchiere | Compact Fluorescent |  | Twist | 2 | 15 | Office | 2363111 | Office | 0.0004784
Table | Incandescent |  | Clear | 1 | 40 | Office | 2363111 | Office | 0.0004784
Ceiling Fixture | Linear Fluorescent | 48 | T-8 | 2 | 32 | Garage | 2363112 | Garage | 0.0004784
Garage door opener | Incandescent |  | Standard A Lamp | 1 | 60 | Garage | 2363112 | Garage | 0.0004784
Ceiling Fixture | Incandescent |  | Standard A Lamp | 1 | 100 | Garage | 2363112 | Garage | 0.0004784
Ceiling Fixture | Incandescent |  | Standard A Lamp | 2 | 40 | Hall | 2363113 | Hall | 0.0004784
Ceiling Fixture | Incandescent |  | Clear | 2 | 40 | Bedroom | 2363114 | Bedroom | 0.0004784
Table | Incandescent |  | Clear | 1 | 40 | Bedroom | 2363114 | Bedroom | 0.0004784
Table | Incandescent |  | Standard A Lamp | 1 | 60 | Family Room | 2363115 | Family Room | 0.0004784
Table | Compact Fluorescent |  | Twist | 1 | 15 | Family Room | 2363115 | Family Room | 0.0004784
Ceiling Fixture | Incandescent |  | Standard A Lamp | 1 | 100 | Bathroom | 236401 | Bathroom | 0.00052955
Wall Mount | Incandescent |  | Globe | 6 | 60 | Bathroom | 236401 | Bathroom | 0.00052955
Recessed Can | Incandescent |  | Standard A Lamp | 1 | 100 | Bedroom | 236402 | Bedroom | 0.00052955
Ceiling Fixture | Linear Fluorescent | 48 | Fluorescent Other | 2 | 25 | Bedroom | 236403 | Bedroom | 0.00052955
Ceiling Fixture | Incandescent |  | Standard A Lamp | 1 | 100 | Hall | 236404 | Hall | 0.00052955
Ceiling Fixture | Incandescent |  | Standard A Lamp | 1 | 100 | Other | 236405 | Other | 0.00052955
Ceiling Fixture | Incandescent |  | Standard A Lamp | 1 | 100 | Other | 236406 | Other | 0.00052955
Ceiling Fixture | Incandescent |  | Standard A Lamp | 1 | 60 | Garage | 236407 | Garage | 0.00052955
Ceiling Fixture | Incandescent |  | Standard A Lamp | 1 | 100 | Garage | 236407 | Garage | 0.00052955
Chandelier (Hanging) | Incandescent |  | Decorative | 4 | 40 | Hall | 236408 | Hall | 0.00052955
Ceiling Fixture | Incandescent |  | Standard A Lamp | 1 | 100 | Hall | 236408 | Hall | 0.00052955
Chandelier (Hanging) | Incandescent |  | Standard A Lamp | 1 | 100 | Kitchen | 236409 | Kitchen | 0.00052955
Wall Mount | Linear Fluorescent | 24 | T-12 | 1 | 20 | Kitchen | 236409 | Kitchen | 0.00052955
Wall Mount | Incandescent |  | Decorative | 2 | 40 | Kitchen | 236409 | Kitchen | 0.00052955
Ceiling Fixture | Incandescent |  | Standard A Lamp | 1 | 100 | Laundry Room | 2364010 | Laundry Room | 0.00052955
Ceiling Fixture | Incandescent |  | Standard A Lamp | 1 | 100 | Bathroom | 2364011 | Bathroom | 0.00052955
Wall Mount | Incandescent |  | Globe | 4 | 60 | Bathroom | 2364011 | Bathroom | 0.00052955
Ceiling Fixture | Incandescent |  | Standard A Lamp | 1 | 75 | Closet | 2364012 | Closet | 0.00052955
Table | Incandescent |  | Standard A Lamp | 1 | 60 | Master Bedroom | 2364013 | Master Bedroom | 0.00052955
Chandelier (Hanging) | Incandescent |  | Clear | 1 | 75 | Living Room | 2364014 | Living Room | 0.00052955
Table | Incandescent |  | Standard A Lamp | 1 | 100 | Living Room | 2364014 | Living Room | 0.00052955
Table | Compact Fluorescent |  | Twist | 1 | 22 | Living Room | 2364014 | Living Room | 0.00052955
Ceiling Fixture | Linear Fluorescent | 48 | T-12 | 2 | 25 | Office | 2364015 | Office | 0.00052955
Table | Incandescent |  | Standard A Lamp | 1 | 100 | Office | 2364015 | Office | 0.00052955
Ceiling Fixture | Incandescent |  | Standard A Lamp | 1 | 100 | Office | 2364016 | Office | 0.00052955
Ceiling Fixture | Incandescent |  | Standard A Lamp | 3 | 65 | Bathroom | 236451 | Bathroom | 0.00040077
Ceiling Fixture | Incandescent |  | Standard A Lamp | 2 | 75 | Bedroom | 236452 | Bedroom | 0.00040077
Table | Incandescent |  | Standard A Lamp | 1 | 75 | Bedroom | 236452 | Bedroom | 0.00040077
Ceiling Fan | Incandescent |  | Standard A Lamp | 4 | 60 | Dining Room | 236453 | Dining Room | 0.00040077
Ceiling Fixture | Incandescent |  | Standard A Lamp | 3 | 60 | Family Room | 236454 | Family Room | 0.00040077
Floor lamp | Incandescent |  | Standard A Lamp | 2 | 60 | Family Room | 236454 | Family Room | 0.00040077
Low bay | Linear Fluorescent | 48 | T-12 | 2 | 40 | Garage | 236455 | Garage | 0.00040077
Low bay | Linear Fluorescent | 96 | T-12 | 2 | 100 | Garage | 236455 | Garage | 0.00040077
Ceiling Fixture | Linear Fluorescent | 48 | T-8 | 2 | 32 | Hall | 236456 | Hall | 0.00040077
Ceiling Fixture | Incandescent |  | Standard A Lamp | 2 | 75 | Bedroom | 236457 | Bedroom | 0.00040077
Ceiling Fixture | Linear Fluorescent | 48 | T-8 | 2 | 32 | Kitchen | 236458 | Kitchen | 0.00040077
Low bay | Linear Fluorescent | 48 | T-12 | 2 | 40 | Other | 236459 | Other | 0.00040077
Ceiling Fixture | Incandescent |  | Standard A Lamp | 2 | 65 | Bedroom | 2364510 | Bedroom | 0.00040077
Table | Incandescent |  | Standard A Lamp | 1 | 60 | Bedroom | 2364510 | Bedroom | 0.00040077
Ceiling Fixture | Compact Fluorescent |  | A shape bulb | 1 | 15 | Bathroom | 236661 | Bathroom | 0.00047324
Ceiling Fixture | Incandescent |  | Standard A Lamp | 1 | 60 | Bathroom | 236662 | Bathroom | 0.00047324
Wall Mount | Compact Fluorescent |  | Twist | 6 | 15 | Bathroom | 236663 | Bathroom | 0.00047324
Wall Mount | Incandescent |  | Standard A Lamp | 1 | 60 | Bathroom | 236664 | Bathroom | 0.00047324
Wall Mount | Incandescent |  | Standard A Lamp | 3 | 75 | Bathroom | 236665 | Bathroom | 0.00047324
Ceiling Fixture | Linear Fluorescent | 48 | T-12 | 2 | 40 | Bedroom | 236666 | Bedroom | 0.00047324
Table | Incandescent |  | Standard A Lamp | 1 | 100 | Bedroom | 236666 | Bedroom | 0.00047324
Ceiling Fixture | Compact Fluorescent |  | Twist | 2 | 15 | Bedroom | 236667 | Bedroom | 0.00047324
Table | Incandescent |  | Standard A Lamp | 1 | 75 | Bedroom | 236667 | Bedroom | 0.00047324
Ceiling Fixture | Incandescent |  | Standard A Lamp | 1 | 60 | Bedroom | 236667 | Bedroom | 0.00047324
Ceiling Fixture | Incandescent |  | Standard A Lamp | 3 | 60 | Bedroom | 236668 | Bedroom | 0.00047324
Table | Incandescent |  | Standard A Lamp | 1 | 75 | Bedroom | 236668 | Bedroom | 0.00047324
Ceiling Fixture | Incandescent |  | Standard A Lamp | 3 | 60 | Bedroom | 236669 | Bedroom | 0.00047324
Table | Incandescent |  | Standard A Lamp | 1 | 75 | Bedroom | 236669 | Bedroom | 0.00047324
Ceiling Fixture | Incandescent |  | Standard A Lamp | 2 | 75 | Bedroom | 2366610 | Bedroom | 0.00047324
Ceiling Fixture | Incandescent |  | Standard A Lamp | 1 | 75 | Bedroom | 2366611 | Bedroom | 0.00047324
Wall Mount | Incandescent |  | Standard A Lamp | 1 | 60 | Bedroom | 2366611 | Bedroom | 0.00047324
Ceiling Fixture | Incandescent |  | Standard A Lamp | 1 | 60 | Closet | 2366612 | Closet | 0.00047324
Wall Mount | Incandescent |  | Standard A Lamp | 1 | 75 | Closet | 2366613 | Closet | 0.00047324
Ceiling Fixture | Incandescent |  | Standard A Lamp | 1 | 75 | Closet | 2366614 | Closet | 0.00047324
Wall Mount | Incandescent |  | Standard A Lamp | 1 | 75 | Closet | 2366615 | Closet | 0.00047324
Wall Mount | Incandescent |  | Standard A Lamp | 1 | 60 | Closet | 2366616 | Closet | 0.00047324
Ceiling Fixture | Incandescent |  | Standard A Lamp | 1 | 60 | Closet | 2366617 | Closet | 0.00047324
Ceiling Fixture | Incandescent |  | Standard A Lamp | 1 | 60 | Closet | 2366618 | Closet | 0.00047324
Ceiling Fixture | Incandescent |  | Standard A Lamp | 1 | 100 | Closet | 2366619 | Closet | 0.00047324
Ceiling Fixture | Incandescent |  | Standard A Lamp | 3 | 75 | Dining Room | 2366620 | Dining Room | 0.00047324
Ceiling Fixture | Incandescent |  | Standard A Lamp | 1 | 60 | Other | 2366621 | Other | 0.00047324
Ceiling Fixture | Linear Fluorescent | 48 | T-12 | 2 | 40 | Family Room | 2366622 | Family Room | 0.00047324
Table | Incandescent |  | Standard A Lamp | 1 | 70 | Family Room | 2366622 | Family Room | 0.00047324
Ceiling Fixture | Incandescent |  | Standard A Lamp | 1 | 75 | Other | 2366623 | Other | 0.00047324
Ceiling Fixture | Incandescent |  | Clear | 4 | 40 | Hall | 2366624 | Hall | 0.00047324
Ceiling Fixture | Incandescent |  | Standard A Lamp | 2 | 65 | Hall | 2366625 | Hall | 0.00047324
Wall Mount | Incandescent |  | Standard A Lamp | 1 | 100 | Hall | 2366625 | Hall | 0.00047324
Ceiling Fixture | Incandescent |  | Clear | 4 | 40 | Hall | 2366625 | Hall | 0.00047324
Ceiling Fixture | Incandescent |  | Standard A Lamp | 1 | 75 | Hall | 2366625 | Hall | 0.00047324
Ceiling Fixture | Linear Fluorescent | 48 | T-8 | 2 | 32 | Kitchen | 2366626 | Kitchen | 0.00047324
Ceiling Fixture | Incandescent |  | Standard A Lamp | 2 | 60 | Laundry Room | 2366627 | Laundry Room | 0.00047324
Ceiling Fixture | Incandescent |  | Standard A Lamp | 3 | 60 | Living Room | 2366628 | Living Room | 0.00047324
Ceiling Fixture | Incandescent |  | Standard A Lamp | 1 | 75 | Other | 2366629 | Other | 0.00047324
Wall Mount | Incandescent |  | Standard A Lamp | 1 | 75 | Closet | 2366630 | Closet | 0.00047324
Ceiling Fixture | Incandescent |  | Standard A Lamp | 1 | 75 | Closet | 2366631 | Closet | 0.00047324
Ceiling Fixture | Compact Fluorescent |  | Pin base | 2 | 32 | Other | 2366632 | Other | 0.00047324
Ceiling Fixture | Incandescent |  | Standard A Lamp | 1 | 60 | Other | 2366633 | Other | 0.00047324
Ceiling Fixture | Incandescent |  | Standard A Lamp | 2 | 75 | Hall | 2366634 | Hall | 0.00047324
Table | Incandescent |  | Standard A Lamp | 1 | 75 | Hall | 2366634 | Hall | 0.00047324
Ceiling Fixture | Compact Fluorescent |  | Twist | 1 | 15 | Bedroom | 236671 | Bedroom | 0.0020539
Ceiling Fixture | Compact Fluorescent |  | Twist | 1 | 15 | Bedroom | 236672 | Bedroom | 0.0020539
Wall Mount | Compact Fluorescent |  | Twist | 3 | 15 | Bathroom | 236673 | Bathroom | 0.0020539
Chandelier (Hanging) | Compact Fluorescent |  | Twist | 5 | 15 | Dining Room | 236674 | Dining Room | 0.0020539
Ceiling Fixture | Incandescent |  | Standard A Lamp | 1 | 75 | Garage | 236675 | Garage | 0.0020539
Ceiling Fixture | Compact Fluorescent |  | Twist | 1 | 22 | Hall | 236676 | Hall | 0.0020539
Wall Mount | Linear Fluorescent | 22 | T-12 | 1 | 20 | Closet | 236677 | Closet | 0.0020539
Recessed Can | Compact Fluorescent |  | Reflector | 1 | 22 | Kitchen | 236678 | Kitchen | 0.0020539
Other | Incandescent |  | Standard A Lamp | 1 | 25 | Kitchen | 236678 | Kitchen | 0.0020539
Wall Mount | Linear Fluorescent | 22 | T-12 | 1 | 20 | Laundry Room | 236679 | Laundry Room | 0.0020539
Ceiling Fan | Compact Fluorescent |  | A shape bulb | 3 | 15 | Living Room | 2366710 | Living Room | 0.0020539
Ceiling Fan | Compact Fluorescent |  | A shape bulb | 3 | 15 | Bedroom | 2366711 | Bedroom | 0.0020539
Wall Mount | Compact Fluorescent |  | Twist | 3 | 15 | Bathroom | 2366712 | Bathroom | 0.0020539
Ceiling Fan | Incandescent |  | Standard A Lamp | 1 | 60 | Bathroom | 2366712 | Bathroom | 0.0020539
Ceiling Fixture | Compact Fluorescent |  | Twist | 1 | 15 | Bathroom | 2366712 | Bathroom | 0.0020539
Ceiling Fixture | Compact Fluorescent |  | Twist | 1 | 15 | Hall | 2366713 | Hall | 0.0020539
Wall Mount | Compact Fluorescent |  | Twist | 3 | 15 | Bathroom | 2366714 | Bathroom | 0.0020539
Ceiling Fixture | Compact Fluorescent |  | Twist | 1 | 15 | Hall | 2366715 | Hall | 0.0020539
Ceiling Fixture | Incandescent |  | Globe | 1 | 100 | Bathroom | 236741 | Bathroom | 0.00028447
Ceiling Fixture | Incandescent |  | Standard A Lamp | 2 | 60 | Bedroom | 236742 | Bedroom | 0.00028447
Table | Incandescent |  | Standard A Lamp | 1 | 40 | Bedroom | 236742 | Bedroom | 0.00028447
Ceiling Fixture | Incandescent |  | Standard A Lamp | 1 | 60 | Garage | 236743 | Garage | 0.00028447
Ceiling Fixture | Compact Fluorescent |  | Twist | 1 | 15 | Hall | 236744 | Hall | 0.00028447
Ceiling Fixture | Linear Fluorescent | 60 | T-5 | 2 | 40 | Kitchen | 236745 | Kitchen | 0.00028447
Ceiling Fixture | Incandescent |  | Standard A Lamp | 1 | 60 | Laundry Room | 236746 | Laundry Room | 0.00028447
Ceiling Fan | Incandescent |  | Standard A Lamp | 5 | 60 | Living Room | 236747 | Living Room | 0.00028447
Ceiling Fixture | Incandescent |  | Standard A Lamp | 2 | 60 | Master Bedroom | 236748 | Master Bedroom | 0.00028447
Table | Incandescent |  | Standard A Lamp | 1 | 60 | Master Bedroom | 236748 | Master Bedroom | 0.00028447
Ceiling Fixture | Incandescent |  | Standard A Lamp | 3 | 60 | Bathroom | 236761 | Bathroom | 0.0005169
Wall Mount | Incandescent |  | Globe | 3 | 40 | Bathroom | 236761 | Bathroom | 0.0005169
Architectural | Incandescent |  | Standard A Lamp | 1 | 60 | Bedroom | 236762 | Bedroom | 0.0005169
Ceiling Fan | Incandescent |  | Standard A Lamp | 1 | 60 | Bedroom | 236763 | Bedroom | 0.0005169
Wall Mount | Incandescent |  | Standard A Lamp | 1 | 60 | Bedroom | 236763 | Bedroom | 0.0005169
Ceiling Fixture | Incandescent |  | Standard A Lamp | 2 | 60 | Dining Room | 236764 | Dining Room | 0.0005169
Ceiling Fixture | Incandescent |  | Standard A Lamp | 1 | 60 | Garage | 236765 | Garage | 0.0005169
Garage door opener | Incandescent |  | Standard A Lamp | 1 | 60 | Garage | 236765 | Garage | 0.0005169
Ceiling Fixture | Incandescent |  | Standard A Lamp | 1 | 60 | Hall | 236766 | Hall | 0.0005169
Ceiling Fixture | Incandescent |  | Standard A Lamp | 1 | 60 | Hall | 236767 | Hall | 0.0005169
Ceiling Fixture | Incandescent |  | Standard A Lamp | 2 | 40 | Kitchen | 236768 | Kitchen | 0.0005169
Ceiling Fixture | Incandescent |  | Standard A Lamp | 2 | 60 | Laundry Room | 236769 | Laundry Room | 0.0005169
Floor lamp | Incandescent |  | Standard A Lamp | 1 | 125 | Living Room | 2367610 | Living Room | 0.0005169
Ceiling Fan | Incandescent |  | Heat Lamp | 1 | 150 | Bathroom | 2367611 | Bathroom | 0.0005169
Wall Mount | Incandescent |  | Globe | 4 | 40 | Bathroom | 2367611 | Bathroom | 0.0005169
Table | Incandescent |  | Standard A Lamp | 1 | 60 | Master Bedroom | 2367612 | Master Bedroom | 0.0005169
Ceiling Fan | Incandescent |  | Standard A Lamp | 1 | 75 | Other | 2367613 | Other | 0.0005169
Wall Mount | Incandescent |  | Globe | 3 | 40 | Bathroom | 236961 | Bathroom | 0.00094081
Wall Mount | Incandescent |  | Globe | 6 | 40 | Bathroom | 236962 | Bathroom | 0.00094081
Ceiling Fixture | Compact Fluorescent |  | Twist | 2 | 15 | Bedroom | 236963 | Bedroom | 0.00094081
Ceiling Fan | Compact Fluorescent |  | Twist | 4 | 15 | Bedroom | 236964 | Bedroom | 0.00094081
Ceiling Fixture | Compact Fluorescent |  | Twist | 2 | 15 | Bedroom | 236965 | Bedroom | 0.00094081
Chandelier (Hanging) | Compact Fluorescent |  | Twist | 5 | 15 | Kitchen | 236966 | Kitchen | 0.00094081
Recessed Can | Incandescent |  | Reflector | 1 | 65 | Kitchen | 236966 | Kitchen | 0.00094081
Ceiling Fixture | Compact Fluorescent |  | Twist | 1 | 22 | Garage | 236967 | Garage | 0.00094081
Ceiling Fixture | Incandescent |  | Standard A Lamp | 1 | 60 | Hall | 236968 | Hall | 0.00094081
Ceiling Fixture | Compact Fluorescent |  | Twist | 2 | 15 | Laundry Room | 236969 | Laundry Room | 0.00094081
Wall Mount | Incandescent |  | Globe | 8 | 40 | Bathroom | 2369610 | Bathroom | 0.00094081
Ceiling Fixture | Compact Fluorescent |  | Twist | 1 | 15 | Master Bedroom | 2369611 | Master Bedroom | 0.00094081
Ceiling Fan | Incandescent |  | Standard A Lamp | 3 | 60 | Master Bedroom | 2369611 | Master Bedroom | 0.00094081
Table | Compact Fluorescent |  | Twist | 1 | 15 | Master Bedroom | 2369611 | Master Bedroom | 0.00094081
Ceiling Fixture | Compact Fluorescent |  | Twist | 2 | 15 | Living Room | 2369612 | Living Room | 0.00094081
Ceiling Fan | Compact Fluorescent |  | Twist | 3 | 15 | Family Room | 2369613 | Family Room | 0.00094081
Ceiling Fixture | Incandescent |  | Standard A Lamp | 1 | 60 | Hall | 2369614 | Hall | 0.00094081
Chandelier (Hanging) | Incandescent |  | Standard A Lamp | 3 | 60 | Hall | 2369615 | Hall | 0.00094081
Ceiling Fixture | Incandescent |  | Standard A Lamp | 2 | 40 | Other | 237041 | Other | 0.00040077
Wall Mount | Incandescent |  | Standard A Lamp | 1 | 40 | Other | 237041 | Other | 0.00040077
Ceiling Fixture | Incandescent |  | Standard A Lamp | 1 | 60 | Bathroom | 237042 | Bathroom | 0.00040077
Wall Mount | Incandescent |  | Globe | 5 | 60 | Bathroom | 237042 | Bathroom | 0.00040077
Wall Mount | Incandescent |  | Globe | 4 | 60 | Bathroom | 237042 | Bathroom | 0.00040077
Ceiling Fixture | Incandescent |  | Standard A Lamp | 1 | 60 | Bathroom | 237043 | Bathroom | 0.00040077
Ceiling Fixture | Incandescent |  | Standard A Lamp | 2 | 60 | Bedroom | 237044 | Bedroom | 0.00040077
Ceiling Fixture | Incandescent |  | Standard A Lamp | 2 | 60 | Bedroom | 237045 | Bedroom | 0.00040077
Table | Incandescent |  | Decorative | 2 | 40 | Bedroom | 237045 | Bedroom | 0.00040077
Ceiling Fixture | Incandescent |  | Standard A Lamp | 2 | 60 | Bedroom | 237046 | Bedroom | 0.00040077
Table | Incandescent |  | Decorative | 1 | 40 | Bedroom | 237046 | Bedroom | 0.00040077
Ceiling Fixture | Incandescent |  | Standard A Lamp | 3 | 60 | Bedroom | 237047 | Bedroom | 0.00040077
Table | Incandescent |  | Standard A Lamp | 1 | 60 | Bedroom | 237047 | Bedroom | 0.00040077
Ceiling Fixture | Incandescent |  | Standard A Lamp | 1 | 60 | Family Room | 237048 | Family Room | 0.00040077
Ceiling Fixture | Compact Fluorescent |  | Circline (Screw Base) | 1 | 22 | Kitchen | 237049 | Kitchen | 0.00040077
Ceiling Fixture | Incandescent |  | Standard A Lamp | 1 | 40 | Kitchen | 237049 | Kitchen | 0.00040077
Recessed - other | Incandescent |  | Standard A Lamp | 1 | 40 | Kitchen | 237049 | Kitchen | 0.00040077
Ceiling Fixture | Linear Fluorescent | 48 | T-12 | 2 | 40 | Laundry Room | 2370410 | Laundry Room | 0.00040077
Ceiling Fixture | Incandescent |  | Standard A Lamp | 1 | 60 | Living Room | 2370411 | Living Room | 0.00040077
Ceiling Fan | Compact Fluorescent |  | Twist | 3 | 15 | Living Room | 2370411 | Living Room | 0.00040077
Table | Compact Fluorescent |  | Twist | 1 | 15 | Living Room | 2370411 | Living Room | 0.00040077
Ceiling Fixture | Incandescent |  | Standard A Lamp | 1 | 40 | Other | 2370412 | Other | 0.00040077
Wall Mount | Compact Fluorescent |  | Twist | 1 | 13 | Bathroom | 237051 | Bathroom | 0.00040077
Wall Mount | Incandescent |  | Globe | 4 | 40 | Bathroom | 237052 | Bathroom | 0.00040077
Ceiling Fixture | Incandescent |  | Standard A Lamp | 1 | 100 | Bathroom | 237052 | Bathroom | 0.00040077
Ceiling Fixture | Compact Fluorescent |  | Twist | 1 | 13 | Bedroom | 237053 | Bedroom | 0.00040077
Floor lamp | Compact Fluorescent |  | Twist | 2 | 13 | Bedroom | 237053 | Bedroom | 0.00040077
Ceiling Fixture | Compact Fluorescent |  | Twist | 1 | 13 | Bedroom | 237054 | Bedroom | 0.00040077
Ceiling Fixture | Compact Fluorescent |  | Twist | 1 | 13 | Bedroom | 237055 | Bedroom | 0.00040077
Chandelier (Hanging) | Incandescent |  | Decorative | 5 | 40 | Dining Room | 237056 | Dining Room | 0.00040077
Ceiling Fixture | Linear Fluorescent | 96 | T-12 | 2 | 60 | Garage | 237057 | Garage | 0.00040077
Ceiling Fixture | Compact Fluorescent |  | Twist | 1 | 13 | Hall | 237058 | Hall | 0.00040077
Ceiling Fixture | Compact Fluorescent |  | Twist | 2 | 13 | Kitchen | 237059 | Kitchen | 0.00040077
Wall Mount | Incandescent |  | Standard A Lamp | 1 | 40 | Kitchen | 237059 | Kitchen | 0.00040077
Ceiling Fixture | Incandescent |  | Standard A Lamp | 1 | 100 | Laundry Room | 2370510 | Laundry Room | 0.00040077
Floor lamp | Compact Fluorescent |  | Twist | 1 | 23 | Living Room | 2370511 | Living Room | 0.00040077
Floor lamp | Incandescent |  | Standard A Lamp | 1 | 100 | Living Room | 2370511 | Living Room | 0.00040077
Ceiling Fixture | Incandescent |  | Standard A Lamp | 1 | 60 | Bathroom | 237101 | Bathroom | 0.0005169
Wall Mount | Compact Fluorescent |  | Twist | 3 | 15 | Bathroom | 237101 | Bathroom | 0.0005169
Ceiling Fixture | Incandescent |  | Reflector | 2 | 65 | Bathroom | 237102 | Bathroom | 0.0005169
Wall Mount | Incandescent |  | Standard A Lamp | 3 | 100 | Bathroom | 237103 | Bathroom | 0.0005169
Ceiling Fixture | Incandescent |  | Standard A Lamp | 1 | 60 | Bathroom | 237103 | Bathroom | 0.0005169
Ceiling Fixture | Incandescent |  | Standard A Lamp | 1 | 60 | Master Bedroom | 237104 | Master Bedroom | 0.0005169
Table | Incandescent |  | Standard A Lamp | 1 | 40 | Bedroom | 237105 | Bedroom | 0.0005169
Ceiling Fixture | Compact Fluorescent |  | Twist | 2 | 15 | Bedroom | 237105 | Bedroom | 0.0005169
Floor lamp | Compact Fluorescent |  | Twist | 4 | 15 | Bedroom | 237106 | Bedroom | 0.0005169
Table | Incandescent |  | Standard A Lamp | 1 | 60 | Bedroom | 237106 | Bedroom | 0.0005169
Ceiling Fixture | Incandescent |  | Standard A Lamp | 1 | 60 | Bedroom | 237106 | Bedroom | 0.0005169
Floor lamp | Compact Fluorescent |  | Twist | 2 | 22 | Bedroom | 237107 | Bedroom | 0.0005169
Table | Incandescent |  | Standard A Lamp | 1 | 60 | Bedroom | 237107 | Bedroom | 0.0005169
Ceiling Fixture | Compact Fluorescent |  | Twist | 1 | 22 | Bedroom | 237107 | Bedroom | 0.0005169
Ceiling Fixture | Compact Fluorescent |  | Twist | 2 | 15 | Closet | 237108 | Closet | 0.0005169
Chandelier (Hanging) | Incandescent |  | Decorative | 5 | 40 | Dining Room | 237109 | Dining Room | 0.0005169
Ceiling Fixture | Compact Fluorescent |  | Twist | 1 | 15 | Hall | 2371010 | Hall | 0.0005169
Recessed Can | Incandescent |  | Reflector | 1 | 65 | Family Room | 2371011 | Family Room | 0.0005169
Floor lamp | Compact Fluorescent |  | Twist | 3 | 22 | Family Room | 2371011 | Family Room | 0.0005169
Ceiling Fixture | Incandescent |  | Standard A Lamp | 1 | 100 | Garage | 2371012 | Garage | 0.0005169
Garage door opener | Compact Fluorescent |  | Pin base | 1 | 15 | Garage | 2371012 | Garage | 0.0005169
Ceiling Fixture | Compact Fluorescent |  | Twist | 1 | 15 | Hall | 2371013 | Hall | 0.0005169
Ceiling Fixture | Incandescent |  | Standard A Lamp | 2 | 60 | Hall | 2371014 | Hall | 0.0005169
Ceiling Fixture | Incandescent |  | Standard A Lamp | 2 | 75 | Hall | 2371015 | Hall | 0.0005169
Track | Halogen |  | MR | 4 | 50 | Kitchen | 2371016 | Kitchen | 0.0005169
Ceiling Fixture | Compact Fluorescent |  | Twist | 1 | 15 | Kitchen | 2371016 | Kitchen | 0.0005169
Architectural | Linear Fluorescent | 36 | T-8 | 2 | 24 | Kitchen | 2371016 | Kitchen | 0.0005169
Ceiling Fixture | Compact Fluorescent |  | Twist | 1 | 15 | Laundry Room | 2371017 | Laundry Room | 0.0005169
Wall Mount | Compact Fluorescent |  | Twist | 1 | 15 | Laundry Room | 2371017 | Laundry Room | 0.0005169
Chandelier (Hanging) | Incandescent |  | Decorative | 5 | 40 | Living Room | 2371018 | Living Room | 0.0005169
Floor lamp | Compact Fluorescent |  | Twist | 1 | 15 | Living Room | 2371018 | Living Room | 0.0005169
Wall Mount | Incandescent |  | Standard A Lamp | 1 | 60 | Living Room | 2371018 | Living Room | 0.0005169
Table | Compact Fluorescent |  | Twist | 1 | 22 | Living Room | 2371018 | Living Room | 0.0005169
Chandelier (Hanging) | Compact Fluorescent |  | Twist | 1 | 22 | Living Room | 2371018 | Living Room | 0.0005169
Ceiling Fixture | Incandescent |  | Standard A Lamp | 2 | 60 | Other | 2371019 | Other | 0.0005169
Wall Mount | Compact Fluorescent |  | Twist | 3 | 15 | Bathroom | 237141 | Bathroom | 0.0020539
Ceiling Fixture | Incandescent |  | Standard A Lamp | 1 | 60 | Bedroom | 237142 | Bedroom | 0.0020539
Ceiling Fan | Incandescent |  | Standard A Lamp | 1 | 75 | Kitchen | 237143 | Kitchen | 0.0020539
Ceiling Fixture | Incandescent |  | Standard A Lamp | 1 | 65 | Hall | 237144 | Hall | 0.0020539
Wall Mount | Incandescent |  | Standard A Lamp | 3 | 40 | Bathroom | 237145 | Bathroom | 0.0020539
Ceiling Fixture | Incandescent |  | Standard A Lamp | 2 | 60 | Bedroom | 237146 | Bedroom | 0.0020539
Ceiling Fixture | Incandescent |  | Standard A Lamp | 2 | 60 | Bedroom | 237147 | Bedroom | 0.0020539
Ceiling Fixture | Incandescent |  | Standard A Lamp | 2 | 60 | Hall | 237148 | Hall | 0.0020539
Recessed Can | Compact Fluorescent |  | Twist | 1 | 22 | Kitchen | 237149 | Kitchen | 0.0020539
Recessed Can | Incandescent |  | Reflector | 1 | 60 | Kitchen | 237149 | Kitchen | 0.0020539
Chandelier (Hanging) | Incandescent |  | Standard A Lamp | 5 | 40 | Kitchen | 237149 | Kitchen | 0.0020539
Ceiling Fixture | Compact Fluorescent |  | Twist | 1 | 15 | Laundry Room | 2371410 | Laundry Room | 0.0020539
Table | Incandescent |  | 3-Way Incandescent | 1 | 100 | Living Room | 2371411 | Living Room | 0.0020539
Ceiling Fan | Compact Fluorescent |  | Twist | 4 | 15 | Bedroom | 237201 | Bedroom | 0.00047324
Floor lamp | Compact Fluorescent |  | Twist | 1 | 15 | Dining Room | 237202 | Dining Room | 0.00047324
Chandelier (Hanging) | Compact Fluorescent |  | Twist | 4 | 15 | Dining Room | 237202 | Dining Room | 0.00047324
Table | Compact Fluorescent |  | Twist | 1 | 15 | Dining Room | 237202 | Dining Room | 0.00047324
Ceiling Fan | Compact Fluorescent |  | Twist | 4 | 15 | Family Room | 237203 | Family Room | 0.00047324
Chandelier (Hanging) | Compact Fluorescent |  | Twist | 1 | 22 | Family Room | 237203 | Family Room | 0.00047324
Wall Mount | Compact Fluorescent |  | Twist | 1 | 15 | Family Room | 237203 | Family Room | 0.00047324
Ceiling Fixture | Compact Fluorescent |  | Twist | 2 | 15 | Hall | 237204 | Hall | 0.00047324
Chandelier (Hanging) | Compact Fluorescent |  | Twist | 4 | 15 | Kitchen | 237205 | Kitchen | 0.00047324
Ceiling Fixture | Halogen |  | MR | 3 | 30 | Kitchen | 237205 | Kitchen | 0.00047324
Architectural | Halogen |  | Other | 3 | 20 | Kitchen | 237205 | Kitchen | 0.00047324
Ceiling Fan | Compact Fluorescent |  | Twist | 4 | 15 | Laundry Room | 237206 | Laundry Room | 0.00047324
Chandelier (Hanging) | Compact Fluorescent |  | Twist | 4 | 15 | Living Room | 237207 | Living Room | 0.00047324
Table | Compact Fluorescent |  | Twist | 1 | 22 | Living Room | 237207 | Living Room | 0.00047324
Chandelier (Hanging) | Compact Fluorescent |  | Twist | 5 | 15 | Master Bedroom | 237208 | Master Bedroom | 0.00047324
Table | Compact Fluorescent |  | Twist | 1 | 15 | Master Bedroom | 237208 | Master Bedroom | 0.00047324
Torchiere | Halogen |  | Quartz Tube | 1 | 500 | Master Bedroom | 237208 | Master Bedroom | 0.00047324
Ceiling Fan | Compact Fluorescent |  | Twist | 4 | 15 | Other | 237209 | Other | 0.00047324
Table | Compact Fluorescent |  | Twist | 1 | 15 | Bedroom | 2372010 | Bedroom | 0.00047324
Ceiling Fixture | Compact Fluorescent |  | Twist | 3 | 15 | Bedroom | 2372010 | Bedroom | 0.00047324
Wall Mount | Compact Fluorescent |  | Twist | 8 | 15 | Bathroom | 2372011 | Bathroom | 0.00047324
Ceiling Fan | Compact Fluorescent |  | Twist | 4 | 15 | Other | 2372012 | Other | 0.00047324
Ceiling Fixture | Incandescent |  | Standard A Lamp | 1 | 60 | Other | 237211 | Other | 0.00028447
Table | Incandescent |  | Standard A Lamp | 1 | 60 | Other | 237211 | Other | 0.00028447
Wall Mount | Incandescent |  | Standard A Lamp | 3 | 60 | Bathroom | 237212 | Bathroom | 0.00028447
Ceiling Fixture | Incandescent |  | Standard A Lamp | 2 | 60 | Bathroom | 237212 | Bathroom | 0.00028447
Table | Incandescent |  | Standard A Lamp | 1 | 60 | Bedroom | 237213 | Bedroom | 0.00028447
Ceiling Fixture | Incandescent |  | Standard A Lamp | 2 | 60 | Bedroom | 237213 | Bedroom | 0.00028447
Table | Incandescent |  | Standard A Lamp | 1 | 60 | Bedroom | 237214 | Bedroom | 0.00028447
Ceiling Fixture | Incandescent |  | Standard A Lamp | 2 | 60 | Bedroom | 237214 | Bedroom | 0.00028447
Table | Incandescent |  | Standard A Lamp | 1 | 60 | Bedroom | 237215 | Bedroom | 0.00028447
Ceiling Fixture | Incandescent |  | Standard A Lamp | 2 | 60 | Bedroom | 237215 | Bedroom | 0.00028447
Chandelier (Hanging) | Incandescent |  | Decorative | 3 | 60 | Dining Room | 237216 | Dining Room | 0.00028447
Table | Incandescent |  | Standard A Lamp | 1 | 60 | Family Room | 237217 | Family Room | 0.00028447
Chandelier (Hanging) | Incandescent |  | Decorative | 1 | 60 | Family Room | 237217 | Family Room | 0.00028447
Ceiling Fixture | Incandescent |  | Standard A Lamp | 1 | 60 | Garage | 237218 | Garage | 0.00028447
Ceiling Fixture | Incandescent |  | Standard A Lamp | 2 | 60 | Hall | 237219 | Hall | 0.00028447
Ceiling Fixture | Compact Fluorescent |  | Twist | 1 | 15 | Bathroom | 237241 | Bathroom | 0.00040077
Wall Mount | Compact Fluorescent |  | Globe | 6 | 11 | Bathroom | 237242 | Bathroom | 0.00040077
Ceiling Fixture | Incandescent |  | Standard A Lamp | 1 | 60 | Bathroom | 237242 | Bathroom | 0.00040077
Table | Compact Fluorescent |  | Twist | 1 | 15 | Bedroom | 237243 | Bedroom | 0.00040077
Table | Incandescent |  | Standard A Lamp | 1 | 40 | Bedroom | 237243 | Bedroom | 0.00040077
Ceiling Fixture | Compact Fluorescent |  | Twist | 2 | 15 | Bedroom | 237244 | Bedroom | 0.00040077
Table | Incandescent |  | Standard A Lamp | 1 | 60 | Bedroom | 237244 | Bedroom | 0.00040077
Ceiling Fan | Compact Fluorescent |  | Twist | 3 | 15 | Family Room | 237245 | Family Room | 0.00040077
Table | Compact Fluorescent |  | Twist | 1 | 22 | Family Room | 237245 | Family Room | 0.00040077
Ceiling Fixture | Compact Fluorescent |  | Twist | 2 | 15 | Kitchen | 237246 | Kitchen | 0.00040077
Ceiling Fixture | Incandescent |  | Standard A Lamp | 1 | 60 | Living Room | 237247 | Living Room | 0.00040077
Table | Compact Fluorescent |  | Twist | 2 | 15 | Living Room | 237247 | Living Room | 0.00040077
Torchiere | Compact Fluorescent |  | Twist | 1 | 15 | Living Room | 237247 | Living Room | 0.00040077
Ceiling Fan | Compact Fluorescent |  | Twist | 1 | 15 | Office | 237248 | Office | 0.00040077
Table | Compact Fluorescent |  | Twist | 1 | 22 | Office | 237248 | Office | 0.00040077
Table | Halogen |  | Quartz Tube | 1 | 30 | Office | 237248 | Office | 0.00040077
Ceiling Fixture | Compact Fluorescent |  | Twist | 2 | 15 | Office | 237248 | Office | 0.00040077
Wall Mount | Incandescent |  | Decorative | 4 | 40 | Bathroom | 237341 | Bathroom | 0.0005169
Ceiling Fixture | Compact Fluorescent |  | Twist | 1 | 15 | Bathroom | 237341 | Bathroom | 0.0005169
Wall Mount | Incandescent |  | Globe | 4 | 40 | Bedroom | 237342 | Bedroom | 0.0005169
Ceiling Fixture | Compact Fluorescent |  | Twist | 1 | 15 | Bedroom | 237342 | Bedroom | 0.0005169
Ceiling Fixture | Compact Fluorescent |  | Twist | 1 | 15 | Bedroom | 237343 | Bedroom | 0.0005169
Ceiling Fixture | Incandescent |  | Standard A Lamp | 2 | 60 | Bedroom | 237344 | Bedroom | 0.0005169
Ceiling Fan | Incandescent |  | Standard A Lamp | 2 | 60 | Master Bedroom | 237345 | Master Bedroom | 0.0005169
Ceiling Fixture | Incandescent |  | Standard A Lamp | 1 | 60 | Closet | 237346 | Closet | 0.0005169
Chandelier (Hanging) | Incandescent |  | Decorative | 4 | 40 | Dining Room | 237347 | Dining Room | 0.0005169
Ceiling Fixture | Compact Fluorescent |  | Twist | 1 | 15 | Hall | 237348 | Hall | 0.0005169
Ceiling Fixture | Compact Fluorescent |  | Twist | 1 | 15 | Garage | 237349 | Garage | 0.0005169
Wall Mount | Halogen |  | MR | 3 | 50 | Garage | 237349 | Garage | 0.0005169
Ceiling Fixture | Compact Fluorescent |  | Twist | 1 | 15 | Kitchen | 2373410 | Kitchen | 0.0005169
Architectural | Halogen |  | MR | 1 | 20 | Kitchen | 2373410 | Kitchen | 0.0005169
Ceiling Fan | Incandescent |  | Standard A Lamp | 1 | 60 | Living Room | 2373411 | Living Room | 0.0005169
Wall Mount | Incandescent |  | Standard A Lamp | 3 | 60 | Bathroom | 237421 | Bathroom | 0.00094081
Recessed Can | Compact Fluorescent |  | Reflector | 1 | 15 | Bathroom | 237421 | Bathroom | 0.00094081
Recessed Can | Incandescent |  | Reflector | 1 | 65 | Dining Room | 237422 | Dining Room | 0.00094081
Recessed Can | Incandescent |  | Reflector | 1 | 65 | Hall | 237423 | Hall | 0.00094081
Recessed Can | Compact Fluorescent |  | Reflector | 1 | 15 | Garage | 237424 | Garage | 0.00094081
Garage door opener | Incandescent |  | Standard A Lamp | 2 | 60 | Garage | 237424 | Garage | 0.00094081
Recessed Can | Incandescent |  | Reflector | 1 | 65 | Kitchen | 237425 | Kitchen | 0.00094081
Recessed Can | Compact Fluorescent |  | Reflector | 1 | 15 | Kitchen | 237425 | Kitchen | 0.00094081
Table | Incandescent |  | Standard A Lamp | 1 | 150 | Kitchen | 237425 | Kitchen | 0.00094081
Ceiling Fixture | Incandescent |  | Standard A Lamp | 2 | 40 | Kitchen | 237425 | Kitchen | 0.00094081
Table | Incandescent |  | Standard A Lamp | 1 | 40 | Kitchen | 237425 | Kitchen | 0.00094081
Ceiling Fan | Incandescent |  | Standard A Lamp | 4 | 60 | Master Bedroom | 237426 | Master Bedroom | 0.00094081
Table | Compact Fluorescent |  | Twist | 1 | 22 | Master Bedroom | 237426 | Master Bedroom | 0.00094081
Recessed Can | Incandescent |  | Reflector | 1 | 65 | Master Bedroom | 237426 | Master Bedroom | 0.00094081
Recessed Can | Compact Fluorescent |  | Reflector | 1 | 15 | Master Bedroom | 237426 | Master Bedroom | 0.00094081
Wall Mount | Incandescent |  | Standard A Lamp | 2 | 40 | Master Bedroom | 237426 | Master Bedroom | 0.00094081
Recessed Can | Compact Fluorescent |  | Reflector | 1 | 15 | Master Bedroom | 237426 | Master Bedroom | 0.00094081
Recessed Can | Incandescent |  | Reflector | 1 | 65 | Master Bedroom | 237426 | Master Bedroom | 0.00094081
Recessed Can | Compact Fluorescent |  | Reflector | 1 | 15 | Master Bedroom | 237426 | Master Bedroom | 0.00094081
Table | Incandescent |  | Decorative | 2 | 40 | Master Bedroom | 237426 | Master Bedroom | 0.00094081
Table | Incandescent |  | Mini base | 1 | 20 | Master Bedroom | 237426 | Master Bedroom | 0.00094081
Table | Incandescent |  | Standard A Lamp | 1 | 60 | Master Bedroom | 237426 | Master Bedroom | 0.00094081
Floor lamp | Halogen |  | Quartz Tube | 1 | 100 | Master Bedroom | 237426 | Master Bedroom | 0.00094081
Table | Incandescent |  | Decorative | 1 | 40 | Master Bedroom | 237426 | Master Bedroom | 0.00094081
Chandelier (Hanging) | Incandescent |  | Standard A Lamp | 12 | 60 | Master Bedroom | 237426 | Master Bedroom | 0.00094081
Recessed Can | Incandescent |  | Reflector | 1 | 65 | Kitchen | 237427 | Kitchen | 0.00094081
Recessed Can | Compact Fluorescent |  | Reflector | 1 | 15 | Bathroom | 237428 | Bathroom | 0.00094081
Table | Incandescent |  | Standard A Lamp | 1 | 40 | Bathroom | 237428 | Bathroom | 0.00094081
Table | Compact Fluorescent |  | Twist | 1 | 15 | Bathroom | 237428 | Bathroom | 0.00094081
Ceiling Fixture | Incandescent |  | Standard A Lamp | 1 | 60 | Bathroom | 237428 | Bathroom | 0.00094081
Recessed Can | Incandescent |  | Reflector | 1 | 65 | Closet | 237429 | Closet | 0.00094081
Recessed Can | Compact Fluorescent |  | Reflector | 1 | 15 | Garage | 2374210 | Garage | 0.00094081
Garage door opener | Incandescent |  | Standard A Lamp | 1 | 60 | Garage | 2374210 | Garage | 0.00094081
Track | Incandescent |  | Reflector | 2 | 25 | Garage | 2374210 | Garage | 0.00094081
Track | Incandescent |  | Reflector | 4 | 25 | Garage | 2374210 | Garage | 0.00094081
Ceiling Fixture | Incandescent |  | Standard A Lamp | 1 | 60 | Garage | 2374210 | Garage | 0.00094081
Table | Incandescent |  | Standard A Lamp | 1 | 40 | Other | 2374211 | Other | 0.00094081
Table | Incandescent |  | Standard A Lamp | 1 | 150 | Other | 2374211 | Other | 0.00094081
Recessed Can | Incandescent |  | Reflector | 1 | 65 | Other | 2374211 | Other | 0.00094081
Recessed Can | Compact Fluorescent |  | Reflector | 1 | 15 | Bathroom | 2374212 | Bathroom | 0.00094081
Wall Mount | Incandescent |  | Standard A Lamp | 1 | 40 | Bathroom | 2374212 | Bathroom | 0.00094081
Recessed Can | Compact Fluorescent |  | Reflector | 1 | 15 | Hall | 2374213 | Hall | 0.00094081
Chandelier (Hanging) | Incandescent |  | Decorative | 12 | 40 | Hall | 2374213 | Hall | 0.00094081
Ceiling Fan | Incandescent |  | Standard A Lamp | 4 | 60 | Hall | 2374213 | Hall | 0.00094081
Chandelier (Hanging) | Incandescent |  | Standard A Lamp | 5 | 60 | Hall | 2374213 | Hall | 0.00094081
Track | Compact Fluorescent |  | Flood | 4 | 22 | Kitchen | 237441 | Kitchen | 0.00047324
Ceiling Fixture | Compact Fluorescent |  | Flood | 1 | 15 | Kitchen | 237441 | Kitchen | 0.00047324
Ceiling Fixture | Incandescent |  | Reflector | 1 | 65 | Kitchen | 237441 | Kitchen | 0.00047324
Recessed Can | Incandescent |  | Reflector | 1 | 75 | Hall | 237442 | Hall | 0.00047324
Ceiling Fixture | Incandescent |  | Reflector | 2 | 65 | Bedroom | 237443 | Bedroom | 0.00047324
Ceiling Fixture | Compact Fluorescent |  | Flood | 1 | 15 | Bedroom | 237443 | Bedroom | 0.00047324
Floor lamp | Incandescent |  | Standard A Lamp | 1 | 100 | Bedroom | 237443 | Bedroom | 0.00047324
Floor lamp | Incandescent |  | Standard A Lamp | 3 | 60 | Bedroom | 237443 | Bedroom | 0.00047324
Ceiling Fixture | Incandescent |  | Standard A Lamp | 3 | 60 | Bedroom | 237444 | Bedroom | 0.00047324
Table | Compact Fluorescent |  | Twist | 1 | 22 | Bedroom | 237444 | Bedroom | 0.00047324
Table | Incandescent |  | Standard A Lamp | 1 | 25 | Bedroom | 237444 | Bedroom | 0.00047324
Wall Mount | Incandescent |  | Globe | 5 | 25 | Bathroom | 237445 | Bathroom | 0.00047324
Ceiling Fixture | Incandescent |  | Standard A Lamp | 1 | 60 | Other | 237446 | Other | 0.00047324
Table | Incandescent |  | Standard A Lamp | 1 | 75 | Other | 237446 | Other | 0.00047324
Ceiling Fixture | Incandescent |  | Standard A Lamp | 1 | 60 | Other | 237447 | Other | 0.00047324
Chandelier (Hanging) | Compact Fluorescent |  | Twist | 5 | 15 | Dining Room | 237448 | Dining Room | 0.00047324
Floor lamp | Incandescent |  | Standard A Lamp | 1 | 100 | Living Room | 237449 | Living Room | 0.00047324
Table | Compact Fluorescent |  | Twist | 1 | 22 | Living Room | 237449 | Living Room | 0.00047324
Chandelier (Hanging) | Incandescent |  | Standard A Lamp | 5 | 60 | Hall | 2374410 | Hall | 0.00047324
Ceiling Fixture | Incandescent |  | Standard A Lamp | 1 | 60 | Hall | 2374410 | Hall | 0.00047324
Ceiling Fixture | Incandescent |  | Standard A Lamp | 1 | 60 | Hall | 2374411 | Hall | 0.00047324
Ceiling Fixture | Compact Fluorescent |  | Twist | 1 | 15 | Laundry Room | 2374412 | Laundry Room | 0.00047324
Ceiling Fan | Compact Fluorescent |  | Decorative | 3 | 22 | Master Bedroom | 2374413 | Master Bedroom | 0.00047324
Table | Incandescent |  | Standard A Lamp | 1 | 40 | Master Bedroom | 2374413 | Master Bedroom | 0.00047324
Table | Compact Fluorescent |  | Globe | 1 | 7 | Master Bedroom | 2374413 | Master Bedroom | 0.00047324
Ceiling Fixture | Compact Fluorescent |  | Twist | 1 | 22 | Closet | 2374414 | Closet | 0.00047324
Wall Mount | Incandescent |  | Globe | 6 | 40 | Bathroom | 2374415 | Bathroom | 0.00047324
Floor lamp | Compact Fluorescent |  | Twist | 1 | 22 | Other | 237461 | Other | 0.002127
Ceiling Fixture | Linear Fluorescent | 48 | T-8 | 3 | 32 | Other | 237461 | Other | 0.002127
Ceiling Fixture | Incandescent |  | Standard A Lamp | 1 | 60 | Bathroom | 237462 | Bathroom | 0.002127
Wall Mount | Incandescent |  | Standard A Lamp | 4 | 60 | Bathroom | 237462 | Bathroom | 0.002127
Recessed Can | Incandescent |  | Reflector | 1 | 65 | Bathroom | 237463 | Bathroom | 0.002127
Wall Mount | Incandescent |  | Standard A Lamp | 2 | 60 | Bathroom | 237463 | Bathroom | 0.002127
Ceiling Fixture | Incandescent |  | Standard A Lamp | 2 | 60 | Bedroom | 237464 | Bedroom | 0.002127
Table | Incandescent |  | Standard A Lamp | 1 | 100 | Bedroom | 237464 | Bedroom | 0.002127
Ceiling Fixture | Incandescent |  | Standard A Lamp | 2 | 60 | Bedroom | 237465 | Bedroom | 0.002127
Ceiling Fixture | Incandescent |  | Standard A Lamp | 3 | 60 | Bedroom | 237466 | Bedroom | 0.002127
Table | Linear Fluorescent | 12 | T-4 | 1 | 27 | Bedroom | 237466 | Bedroom | 0.002127
Ceiling Fixture | Incandescent |  | Standard A Lamp | 2 | 60 | Hall | 237467 | Hall | 0.002127
Recessed Can | Incandescent |  | Globe | 1 | 50 | Kitchen | 237468 | Kitchen | 0.002127
Recessed Can | Incandescent |  | Reflector | 1 | 65 | Kitchen | 237468 | Kitchen | 0.002127
Recessed - other | Incandescent |  | Standard A Lamp | 1 | 40 | Kitchen | 237468 | Kitchen | 0.002127
Ceiling Fixture | Linear Fluorescent | 48 | T-8 | 2 | 32 | Laundry Room | 237469 | Laundry Room | 0.002127
Floor lamp | Compact Fluorescent |  | Twist | 1 | 22 | Living Room | 2374610 | Living Room | 0.002127
Ceiling Fixture | Compact Fluorescent |  | Twist | 1 | 22 | Living Room | 2374610 | Living Room | 0.002127
Ceiling Fixture | Incandescent |  | Standard A Lamp | 1 | 60 | Other | 237561 | Other | 0.00047324
Ceiling Fixture | Incandescent |  | Standard A Lamp | 1 | 60 | Laundry Room | 237562 | Laundry Room | 0.00047324
Ceiling Fixture | Incandescent |  | Standard A Lamp | 1 | 60 | Other | 237563 | Other | 0.00047324
Ceiling Fixture | Incandescent |  | Standard A Lamp | 1 | 100 | Other | 237564 | Other | 0.00047324
Ceiling Fixture | Incandescent |  | Standard A Lamp | 2 | 60 | Living Room | 237565 | Living Room | 0.00047324
Floor lamp | Incandescent |  | Mini base | 5 | 40 | Living Room | 237565 | Living Room | 0.00047324
Table | Incandescent |  | 3-Way Incandescent | 1 | 75 | Living Room | 237565 | Living Room | 0.00047324
Ceiling Fixture | Incandescent |  | Standard A Lamp | 2 | 60 | Bedroom | 237566 | Bedroom | 0.00047324
Table | Halogen |  | Other | 1 | 20 | Bedroom | 237566 | Bedroom | 0.00047324
Ceiling Fan | Incandescent |  | Standard A Lamp | 3 | 60 | Family Room | 237567 | Family Room | 0.00047324
Floor lamp | Incandescent |  | 3-Way Incandescent | 1 | 100 | Family Room | 237567 | Family Room | 0.00047324
Wall Mount | Incandescent |  | Standard A Lamp | 1 | 60 | Hall | 237568 | Hall | 0.00047324
Ceiling Fixture | Incandescent |  | Standard A Lamp | 1 | 40 | Bathroom | 237569 | Bathroom | 0.00047324
Wall Mount | Incandescent |  | Decorative | 2 | 40 | Bathroom | 237569 | Bathroom | 0.00047324
Ceiling Fixture | Incandescent |  | Standard A Lamp | 2 | 60 | Bedroom | 2375610 | Bedroom | 0.00047324
Ceiling Fan | Incandescent |  | Standard A Lamp | 3 | 60 | Dining Room | 2375611 | Dining Room | 0.00047324
Ceiling Fixture | Incandescent |  | Standard A Lamp | 1 | 60 | Kitchen | 2375612 | Kitchen | 0.00047324
Wall Mount | Incandescent |  | Standard A Lamp | 3 | 60 | Bathroom | 237621 | Bathroom | 0.0020539
Ceiling Fan | Incandescent |  | Standard A Lamp | 3 | 60 | Bedroom | 237622 | Bedroom | 0.0020539
Table | Incandescent |  | Standard A Lamp | 2 | 60 | Bedroom | 237622 | Bedroom | 0.0020539
Ceiling Fixture | Linear Fluorescent | 48 | T-8 | 4 | 32 | Kitchen | 237623 | Kitchen | 0.0020539
Ceiling Fixture | Incandescent |  | Standard A Lamp | 1 | 60 | Kitchen | 237623 | Kitchen | 0.0020539
Ceiling Fan | Incandescent |  | Standard A Lamp | 4 | 60 | Kitchen | 237623 | Kitchen | 0.0020539
Ceiling Fan | Incandescent |  | Decorative | 4 | 40 | Living Room | 237624 | Living Room | 0.0020539
Table | Incandescent |  | Standard A Lamp | 1 | 60 | Living Room | 237624 | Living Room | 0.0020539
Ceiling Fixture | Linear Fluorescent | 48 | T-8 | 2 | 32 | Other | 237625 | Other | 0.0020539
Ceiling Fixture | Compact Fluorescent |  | Twist | 1 | 15 | Hall | 237631 | Hall | 0.0005169
Ceiling Fixture | Incandescent |  | Standard A Lamp | 2 | 60 | Master Bedroom | 237632 | Master Bedroom | 0.0005169
Recessed Can | Compact Fluorescent |  | Reflector | 1 | 15 | Master Bedroom | 237632 | Master Bedroom | 0.0005169
Table | Incandescent |  | Standard A Lamp | 1 | 60 | Master Bedroom | 237632 | Master Bedroom | 0.0005169
Table | Compact Fluorescent |  | Twist | 1 | 15 | Master Bedroom | 237632 | Master Bedroom | 0.0005169
Ceiling Fixture | Incandescent |  | Standard A Lamp | 3 | 60 | Hall | 237633 | Hall | 0.0005169
Recessed Can | Compact Fluorescent |  | Reflector | 1 | 15 | Family Room | 237634 | Family Room | 0.0005169
Other | Linear Fluorescent | 24 | T-12 | 1 | 20 | Family Room | 237634 | Family Room | 0.0005169
Recessed Can | Compact Fluorescent |  | Reflector | 1 | 15 | Hall | 237635 | Hall | 0.0005169
Recessed Can | Compact Fluorescent |  | Reflector | 1 | 15 | Bedroom | 237636 | Bedroom | 0.0005169
Table | Incandescent |  | Standard A Lamp | 1 | 60 | Bedroom | 237636 | Bedroom | 0.0005169
Wall Mount | Linear Fluorescent | 24 | T-4 | 1 | 32 | Closet | 237637 | Closet | 0.0005169
Wall Mount | Linear Fluorescent | 48 | T-4 | 1 | 32 | Closet | 237638 | Closet | 0.0005169
Ceiling Fixture | Incandescent |  | Standard A Lamp | 1 | 60 | Other | 237639 | Other | 0.0005169
Ceiling Fixture | Linear Fluorescent | 48 | T-12 | 2 | 40 | Other | 237639 | Other | 0.0005169
Recessed Can | Compact Fluorescent |  | Reflector | 1 | 15 | Hall | 2376310 | Hall | 0.0005169
Ceiling Fixture | Compact Fluorescent |  | Twist | 2 | 15 | Bathroom | 2376311 | Bathroom | 0.0005169
Wall Mount | Compact Fluorescent |  | Twist | 4 | 15 | Bathroom | 2376311 | Bathroom | 0.0005169
Ceiling Fixture | Compact Fluorescent |  | Twist | 1 | 15 | Laundry Room | 2376312 | Laundry Room | 0.0005169
Recessed Can | Compact Fluorescent |  | Reflector | 1 | 15 | Other | 2376313 | Other | 0.0005169
Recessed Can | Compact Fluorescent |  | Reflector | 1 | 15 | Bedroom | 2376314 | Bedroom | 0.0005169
Wall Mount | Linear Fluorescent | 48 | T-4 | 1 | 32 | Closet | 2376315 | Closet | 0.0005169
Ceiling Fan | Incandescent |  | Standard A Lamp | 2 | 60 | Dining Room | 2376316 | Dining Room | 0.0005169
Recessed Can | Compact Fluorescent |  | Reflector | 1 | 15 | Kitchen | 2376317 | Kitchen | 0.0005169
Other | Incandescent |  | Standard A Lamp | 1 | 60 | Kitchen | 2376317 | Kitchen | 0.0005169
Recessed Can | Incandescent |  | Reflector | 1 | 65 | Family Room | 2376318 | Family Room | 0.0005169
Table | Incandescent |  | Standard A Lamp | 2 | 60 | Family Room | 2376318 | Family Room | 0.0005169
Table | Compact Fluorescent |  | Twist | 2 | 15 | Family Room | 2376318 | Family Room | 0.0005169
Ceiling Fixture | Compact Fluorescent |  | Twist | 2 | 15 | Bedroom | 2376319 | Bedroom | 0.0005169
Table | Incandescent |  | Standard A Lamp | 1 | 40 | Bedroom | 2376319 | Bedroom | 0.0005169
Table | Incandescent |  | Standard A Lamp | 1 | 40 | Bedroom | 2376319 | Bedroom | 0.0005169
Ceiling Fixture | Incandescent |  | Standard A Lamp | 2 | 60 | Bathroom | 2376320 | Bathroom | 0.0005169
Wall Mount | Incandescent |  | Standard A Lamp | 4 | 52 | Bathroom | 2376320 | Bathroom | 0.0005169
Recessed Can | Compact Fluorescent |  | Reflector | 1 | 15 | Bathroom | 2376320 | Bathroom | 0.0005169
Wall Mount | Incandescent |  | Standard A Lamp | 4 | 100 | Bathroom | 2376321 | Bathroom | 0.0005169
Recessed Can | Compact Fluorescent |  | Reflector | 1 | 15 | Bathroom | 2376321 | Bathroom | 0.0005169
Ceiling Fixture | Incandescent |  | Standard A Lamp | 2 | 60 | Bathroom | 2376321 | Bathroom | 0.0005169
Recessed Can | Compact Fluorescent |  | Reflector | 1 | 15 | Master Bedroom | 2376322 | Master Bedroom | 0.0005169
Ceiling Fixture | Incandescent |  | Standard A Lamp | 1 | 75 | Other | 237651 | Other | 0.00028447
Ceiling Fixture | Incandescent |  | Decorative | 4 | 40 | Bathroom | 237652 | Bathroom | 0.00028447
Ceiling Fixture | Linear Fluorescent | 48 | T-8 | 2 | 32 | Bathroom | 237652 | Bathroom | 0.00028447
Chandelier (Hanging) | Incandescent |  | Decorative | 6 | 25 | Bathroom | 237652 | Bathroom | 0.00028447
Ceiling Fixture | Incandescent |  | Decorative | 4 | 40 | Bathroom | 237653 | Bathroom | 0.00028447
Ceiling Fixture | Linear Fluorescent | 24 | T-5 | 2 | 20 | Bedroom | 237654 | Bedroom | 0.00028447
Table | Incandescent |  | Decorative | 2 | 40 | Bedroom | 237654 | Bedroom | 0.00028447
Ceiling Fixture | Linear Fluorescent | 48 | T-12 | 2 | 40 | Garage | 237655 | Garage | 0.00028447
Garage door opener | Incandescent |  | Standard A Lamp | 1 | 75 | Garage | 237655 | Garage | 0.00028447
Ceiling Fixture | Compact Fluorescent |  | Twist | 2 | 22 | Office | 237656 | Office | 0.00028447
Table | Compact Fluorescent |  | Twist | 1 | 15 | Office | 237656 | Office | 0.00028447
Chandelier (Hanging) | Incandescent |  | Decorative | 8 | 40 | Dining Room | 237657 | Dining Room | 0.00028447
Ceiling Fixture | Incandescent |  | Standard A Lamp | 1 | 60 | Garage | 237658 | Garage | 0.00028447
Garage door opener | Incandescent |  | Standard A Lamp | 1 | 75 | Garage | 237658 | Garage | 0.00028447
Table | Incandescent |  | Standard A Lamp | 1 | 60 | Hall | 237659 | Hall | 0.00028447
Wall Mount | Incandescent |  | Decorative | 1 | 40 | Hall | 237659 | Hall | 0.00028447
Ceiling Fixture | Compact Fluorescent |  | Globe | 3 | 15 | Kitchen | 2376510 | Kitchen | 0.00028447
Ceiling Fixture | Linear Fluorescent | 24 | T-8 | 1 | 20 | Kitchen | 2376510 | Kitchen | 0.00028447
Ceiling Fixture | Compact Fluorescent |  | Globe | 3 | 15 | Laundry Room | 2376511 | Laundry Room | 0.00028447
Chandelier (Hanging) | Incandescent |  | Decorative | 8 | 40 | Living Room | 2376512 | Living Room | 0.00028447
Floor lamp | Incandescent |  | Standard A Lamp | 1 | 100 | Living Room | 2376512 | Living Room | 0.00028447
Chandelier (Hanging) | Incandescent |  | Decorative | 3 | 25 | Bathroom | 2376513 | Bathroom | 0.00028447
Ceiling Fixture | Linear Fluorescent | 36 | T-8 | 2 | 32 | Bathroom | 2376513 | Bathroom | 0.00028447
Chandelier (Hanging) | Incandescent |  | Decorative | 6 | 40 | Master Bedroom | 2376514 | Master Bedroom | 0.00028447
Table | Incandescent |  | Decorative | 3 | 40 | Master Bedroom | 2376514 | Master Bedroom | 0.00028447
Chandelier (Hanging) | Incandescent |  | Decorative | 5 | 40 | Office | 2376515 | Office | 0.00028447
Table | Incandescent |  | Standard A Lamp | 1 | 60 | Office | 2376515 | Office | 0.00028447
Ceiling Fixture | Linear Fluorescent | 48 | T-12 | 2 | 32 | Other | 2376516 | Other | 0.00028447
Garage door opener | Incandescent |  | Standard A Lamp | 1 | 75 | Other | 2376516 | Other | 0.00028447
Table | Incandescent |  | Standard A Lamp | 1 | 65 | Living Room | 237881 | Living Room | 0.00029634
Wall Mount | Incandescent |  | Standard A Lamp | 1 | 40 | Bathroom | 237882 | Bathroom | 0.00029634
Table | Incandescent |  | Decorative | 1 | 40 | Bedroom | 237883 | Bedroom | 0.00029634
Ceiling Fixture | Incandescent |  | Standard A Lamp | 1 | 40 | Dining Room | 237884 | Dining Room | 0.00029634
Floor lamp | Compact Fluorescent |  | Twist | 1 | 15 | Dining Room | 237884 | Dining Room | 0.00029634
Table | Incandescent |  | Standard A Lamp | 1 | 25 | Bedroom | 237885 | Bedroom | 0.00029634
Ceiling Fixture | Incandescent |  | Standard A Lamp | 1 | 40 | Kitchen | 237886 | Kitchen | 0.00029634
Ceiling Fixture | Incandescent |  | Standard A Lamp | 2 | 40 | Bathroom | 237911 | Bathroom | 0.00047324
Ceiling Fixture | Compact Fluorescent |  | Twist | 2 | 22 | Bedroom | 237912 | Bedroom | 0.00047324
Ceiling Fixture | Compact Fluorescent |  | Twist | 2 | 22 | Bedroom | 237913 | Bedroom | 0.00047324
Ceiling Fixture | Compact Fluorescent |  | Twist | 3 | 15 | Family Room | 237914 | Family Room | 0.00047324
Floor lamp | Incandescent |  | 3-Way Incandescent | 1 | 75 | Family Room | 237914 | Family Room | 0.00047324
Table | Incandescent |  | 3-Way Incandescent | 1 | 75 | Family Room | 237914 | Family Room | 0.00047324
Floor lamp | Compact Fluorescent |  | Straight Tube | 1 | 36 | Family Room | 237914 | Family Room | 0.00047324
Ceiling Fixture | Compact Fluorescent |  | Twist | 1 | 22 | Garage | 237915 | Garage | 0.00047324
Garage door opener | Compact Fluorescent |  | Twist | 1 | 22 | Garage | 237915 | Garage | 0.00047324
Recessed Can | Compact Fluorescent |  | Straight Tube | 1 | 15 | Hall | 237916 | Hall | 0.00047324
Ceiling Fixture | Incandescent |  | Standard A Lamp | 1 | 60 | Hall | 237917 | Hall | 0.00047324
Ceiling Fixture | Incandescent |  | Standard A Lamp | 3 | 60 | Kitchen | 237918 | Kitchen | 0.00047324
Ceiling Fixture | Linear Fluorescent | 48 | T-12 | 1 | 40 | Kitchen | 237918 | Kitchen | 0.00047324
Ceiling Fixture | Incandescent |  | Standard A Lamp | 5 | 60 | Kitchen | 237918 | Kitchen | 0.00047324
Ceiling Fixture | Incandescent |  | Standard A Lamp | 2 | 60 | Laundry Room | 237919 | Laundry Room | 0.00047324
Ceiling Fan | Compact Fluorescent |  | Twist | 3 | 22 | Living Room | 2379110 | Living Room | 0.00047324
Ceiling Fixture | Incandescent |  | Standard A Lamp | 1 | 60 | Living Room | 2379110 | Living Room | 0.00047324
Floor lamp | Incandescent |  | Standard A Lamp | 3 | 60 | Living Room | 2379110 | Living Room | 0.00047324
Ceiling Fixture | Incandescent |  | Standard A Lamp | 1 | 60 | Bathroom | 2379111 | Bathroom | 0.00047324
Ceiling Fixture | Incandescent |  | Standard A Lamp | 2 | 60 | Master Bedroom | 2379112 | Master Bedroom | 0.00047324
Wall Mount | Compact Fluorescent |  | Twist | 1 | 22 | Master Bedroom | 2379112 | Master Bedroom | 0.00047324
Ceiling Fixture | Compact Fluorescent |  | Twist | 1 | 22 | Closet | 2379113 | Closet | 0.00047324
Ceiling Fixture | Compact Fluorescent |  | Straight Tube | 2 | 15 | Office | 2379114 | Office | 0.00047324
Ceiling Fixture | Compact Fluorescent |  | Twist | 2 | 22 | Bedroom | 2379115 | Bedroom | 0.00047324
Ceiling Fixture | Compact Fluorescent |  | Twist | 1 | 22 | Other | 2379116 | Other | 0.00047324
Table | Compact Fluorescent |  | Twist | 1 | 15 | Bedroom | 238131 | Bedroom | 0.00047324
Ceiling Fixture | Compact Fluorescent |  | Twist | 1 | 22 | Bedroom | 238131 | Bedroom | 0.00047324
Chandelier (Hanging) | Incandescent |  | Standard A Lamp | 1 | 60 | Bedroom | 238131 | Bedroom | 0.00047324
Ceiling Fixture | Compact Fluorescent |  | Twist | 1 | 15 | Living Room | 238132 | Living Room | 0.00047324
Ceiling Fixture | Compact Fluorescent |  | A shape bulb | 1 | 15 | Living Room | 238132 | Living Room | 0.00047324
Table | Compact Fluorescent |  | Twist | 1 | 28 | Living Room | 238132 | Living Room | 0.00047324
Ceiling Fan | Compact Fluorescent |  | Twist | 1 | 15 | Bedroom | 238133 | Bedroom | 0.00047324
Ceiling Fixture | Compact Fluorescent |  | Twist | 1 | 15 | Hall | 238134 | Hall | 0.00047324
Chandelier (Hanging) | Compact Fluorescent |  | Twist | 1 | 15 | Family Room | 238135 | Family Room | 0.00047324
Ceiling Fixture | Compact Fluorescent |  | A shape bulb | 2 | 15 | Family Room | 238135 | Family Room | 0.00047324
Ceiling Fixture | Incandescent |  | Globe | 2 | 60 | Other | 238136 | Other | 0.00047324
Wall Mount | Compact Fluorescent |  | Twist | 4 | 15 | Bathroom | 238137 | Bathroom | 0.00047324
Wall Mount | Incandescent |  | Globe | 2 | 60 | Bathroom | 238137 | Bathroom | 0.00047324
Ceiling Fixture | Linear Fluorescent | 48 | T-12 | 2 | 40 | Bedroom | 238138 | Bedroom | 0.00047324
Ceiling Fixture | Compact Fluorescent |  | Twist | 1 | 15 | Hall | 238139 | Hall | 0.00047324
Ceiling Fixture | Incandescent |  | Standard A Lamp | 1 | 60 | Bedroom | 2381310 | Bedroom | 0.00047324
Wall Mount | Incandescent |  | Standard A Lamp | 2 | 60 | Bathroom | 2381311 | Bathroom | 0.00047324
Ceiling Fixture | Incandescent |  | Standard A Lamp | 1 | 60 | Bathroom | 2381311 | Bathroom | 0.00047324
Ceiling Fan | Compact Fluorescent |  | Twist | 3 | 15 | Kitchen | 2381312 | Kitchen | 0.00047324
Chandelier (Hanging) | Compact Fluorescent |  | Twist | 5 | 22 | Kitchen | 2381312 | Kitchen | 0.00047324
Ceiling Fixture | Linear Fluorescent | 48 | T-8 | 2 | 32 | Kitchen | 2381312 | Kitchen | 0.00047324
Architectural | Compact Fluorescent |  | A shape bulb | 1 | 15 | Kitchen | 2381312 | Kitchen | 0.00047324
Floor lamp | Compact Fluorescent |  | Twist | 2 | 15 | Living Room | 2381313 | Living Room | 0.00047324
Floor lamp | Compact Fluorescent |  | A shape bulb | 3 | 15 | Family Room | 2381314 | Family Room | 0.00047324
Ceiling Fixture | Linear Fluorescent | 48 | T-12 | 2 | 40 | Other | 2381315 | Other | 0.00047324
Ceiling Fixture | Compact Fluorescent |  | Twist | 1 | 15 | Bedroom | 2381316 | Bedroom | 0.00047324
Ceiling Fixture | Compact Fluorescent |  | Twist | 3 | 28 | Other | 238241 | Other | 0.00028447
Wall Mount | Incandescent |  | Globe | 5 | 60 | Bathroom | 238242 | Bathroom | 0.00028447
Ceiling Fixture | Incandescent |  | Standard A Lamp | 1 | 40 | Bathroom | 238242 | Bathroom | 0.00028447
Wall Mount | Incandescent |  | Globe | 5 | 60 | Bathroom | 238243 | Bathroom | 0.00028447
Ceiling Fixture | Incandescent |  | Standard A Lamp | 1 | 60 | Bathroom | 238243 | Bathroom | 0.00028447
Wall Mount | Incandescent |  | Globe | 5 | 60 | Bathroom | 238244 | Bathroom | 0.00028447
Ceiling Fixture | Incandescent |  | Standard A Lamp | 1 | 40 | Bathroom | 238244 | Bathroom | 0.00028447
Ceiling Fixture | Incandescent |  | Standard A Lamp | 3 | 60 | Bedroom | 238245 | Bedroom | 0.00028447
Table | Incandescent |  | Standard A Lamp | 1 | 40 | Bedroom | 238245 | Bedroom | 0.00028447
Ceiling Fixture | Incandescent |  | Standard A Lamp | 2 | 40 | Bedroom | 238246 | Bedroom | 0.00028447
Ceiling Fixture | Incandescent |  | Standard A Lamp | 3 | 60 | Bedroom | 238247 | Bedroom | 0.00028447
Ceiling Fixture | Incandescent |  | Standard A Lamp | 1 | 40 | Closet | 238248 | Closet | 0.00028447
Chandelier (Hanging) | Incandescent |  | Mini base | 2 | 40 | Dining Room | 238249 | Dining Room | 0.00028447
Ceiling Fixture | Incandescent |  | Standard A Lamp | 2 | 65 | Hall | 2382410 | Hall | 0.00028447
Recessed Can | Incandescent |  | Reflector | 1 | 65 | Kitchen | 2382411 | Kitchen | 0.00028447
Recessed Can | Incandescent |  | Reflector | 1 | 65 | Living Room | 2382412 | Living Room | 0.00028447
Ceiling Fan | Incandescent |  | Standard A Lamp | 4 | 60 | Living Room | 2382412 | Living Room | 0.00028447
Torchiere | Incandescent |  | 3-Way Incandescent | 1 | 75 | Living Room | 2382412 | Living Room | 0.00028447
Table | Incandescent |  | Standard A Lamp | 1 | 60 | Living Room | 2382412 | Living Room | 0.00028447
Chandelier (Hanging) | Incandescent |  | Decorative | 3 | 40 | Master Bedroom | 2382413 | Master Bedroom | 0.00028447
Table | Incandescent |  | Standard A Lamp | 1 | 40 | Master Bedroom | 2382413 | Master Bedroom | 0.00028447
Wall Mount | Other |  | Metal Halide | 1 | 250 | Other | 238301 | Other | 0.00040077
Ceiling Fixture | Linear Fluorescent | 48 | T-12 | 2 | 40 | Other | 238301 | Other | 0.00040077
Ceiling Fixture | Incandescent |  | Standard A Lamp | 1 | 60 | Other | 238301 | Other | 0.00040077
Ceiling Fixture | Incandescent |  | Standard A Lamp | 1 | 100 | Other | 238301 | Other | 0.00040077
Wall Mount | Incandescent |  | Standard A Lamp | 1 | 60 | Bedroom | 238302 | Bedroom | 0.00040077
Table | Incandescent |  | Standard A Lamp | 1 | 25 | Bedroom | 238302 | Bedroom | 0.00040077
Chandelier (Hanging) | Incandescent |  | Standard A Lamp | 2 | 60 | Bathroom | 238303 | Bathroom | 0.00040077
Ceiling Fixture | Incandescent |  | Standard A Lamp | 1 | 60 | Closet | 238304 | Closet | 0.00040077
Ceiling Fixture | Incandescent |  | Standard A Lamp | 1 | 60 | Hall | 238305 | Hall | 0.00040077
Table | Incandescent |  | Standard A Lamp | 1 | 100 | Family Room | 238306 | Family Room | 0.00040077
Floor lamp | Incandescent |  | Globe | 1 | 60 | Family Room | 238306 | Family Room | 0.00040077
Ceiling Fixture | Linear Fluorescent | 48 | T-12 | 2 | 40 | Other | 238307 | Other | 0.00040077
Ceiling Fixture | Incandescent |  | Standard A Lamp | 1 | 60 | Hall | 238308 | Hall | 0.00040077
Ceiling Fixture | Linear Fluorescent | 48 | T-8 | 2 | 32 | Kitchen | 238309 | Kitchen | 0.00040077
Recessed Can | Incandescent |  | Reflector | 1 | 65 | Kitchen | 238309 | Kitchen | 0.00040077
Ceiling Fixture | Linear Fluorescent | 48 | T-8 | 1 | 32 | Laundry Room | 2383010 | Laundry Room | 0.00040077
Table | Compact Fluorescent |  | Twist | 1 | 22 | Living Room | 2383011 | Living Room | 0.00040077
Chandelier (Hanging) | Incandescent |  | Standard A Lamp | 1 | 60 | Living Room | 2383011 | Living Room | 0.00040077
Table | Incandescent |  | Standard A Lamp | 1 | 60 | Master Bedroom | 2383012 | Master Bedroom | 0.00040077
Wall Mount | Incandescent |  | Standard A Lamp | 1 | 60 | Master Bedroom | 2383012 | Master Bedroom | 0.00040077
Ceiling Fixture | Incandescent |  | Standard A Lamp | 1 | 60 | Bathroom | 2383013 | Bathroom | 0.00040077
Chandelier (Hanging) | Incandescent |  | Standard A Lamp | 2 | 60 | Bathroom | 2383013 | Bathroom | 0.00040077
Ceiling Fixture | Incandescent |  | Standard A Lamp | 1 | 60 | Family Room | 2383014 | Family Room | 0.00040077
Table | Incandescent |  | Standard A Lamp | 1 | 75 | Family Room | 2383014 | Family Room | 0.00040077
Floor lamp | Compact Fluorescent |  | Straight Tube | 1 | 28 | Family Room | 2383014 | Family Room | 0.00040077
Floor lamp | Incandescent |  | Standard A Lamp | 1 | 75 | Family Room | 2383014 | Family Room | 0.00040077
Wall Mount | Incandescent |  | Standard A Lamp | 2 | 60 | Office | 2383015 | Office | 0.00040077
Wall Mount | Incandescent |  | Standard A Lamp | 1 | 60 | Office | 2383015 | Office | 0.00040077
Recessed Can | Compact Fluorescent |  | Reflector | 1 | 22 | Family Room | 238351 | Family Room | 0.0020539
Wall Mount | Compact Fluorescent |  | Pin base | 1 | 22 | Hall | 238352 | Hall | 0.0020539
Chandelier (Hanging) | Compact Fluorescent |  | Twist | 1 | 28 | Dining Room | 238353 | Dining Room | 0.0020539
Wall Mount | Compact Fluorescent |  | Twist | 1 | 22 | Bathroom | 238354 | Bathroom | 0.0020539
Ceiling Fixture | Compact Fluorescent |  | Globe | 3 | 22 | Other | 238355 | Other | 0.0020539
Recessed Can | Compact Fluorescent |  | Reflector | 1 | 22 | Kitchen | 238356 | Kitchen | 0.0020539
Ceiling Fixture | Linear Fluorescent | 48 | T-12 | 2 | 32 | Laundry Room | 238357 | Laundry Room | 0.0020539
Chandelier (Hanging) | Incandescent |  | Decorative | 5 | 40 | Living Room | 238358 | Living Room | 0.0020539
Table | Incandescent |  | Standard A Lamp | 1 | 60 | Living Room | 238358 | Living Room | 0.0020539
Table | Halogen |  | MR | 1 | 30 | Living Room | 238358 | Living Room | 0.0020539
Ceiling Fixture | Compact Fluorescent |  | Circline (Screw Base) | 1 | 28 | Master Bedroom | 238359 | Master Bedroom | 0.0020539
Wall Mount | Compact Fluorescent |  | Twist | 1 | 22 | Master Bedroom | 238359 | Master Bedroom | 0.0020539
Table | Other |  | LED Interior | 4 | 40 | Master Bedroom | 238359 | Master Bedroom | 0.0020539
Recessed Can | Halogen |  | PAR | 1 | 30 | Bathroom | 2383510 | Bathroom | 0.0020539
Wall Mount | Incandescent |  | Standard A Lamp | 1 | 60 | Closet | 2383511 | Closet | 0.0020539
Ceiling Fixture | Compact Fluorescent |  | Twist | 2 | 22 | Office | 2383512 | Office | 0.0020539
Track | Incandescent |  | Reflector | 3 | 75 | Bedroom | 2383513 | Bedroom | 0.0020539
Table | Compact Fluorescent |  | Pin base | 1 | 15 | Bedroom | 2383513 | Bedroom | 0.0020539
Recessed Can | Compact Fluorescent |  | Reflector | 1 | 22 | Bedroom | 2383514 | Bedroom | 0.0020539
Chandelier (Hanging) | Incandescent |  | Standard A Lamp | 1 | 100 | Hall | 2383515 | Hall | 0.0020539
Ceiling Fixture | Incandescent |  | Standard A Lamp | 1 | 100 | Other | 238401 | Other | 0.00028447
Ceiling Fixture | Linear Fluorescent | 48 | T-5 | 2 | 40 | Other | 238401 | Other | 0.00028447
Ceiling Fixture | Compact Fluorescent |  | Twist | 2 | 15 | Bathroom | 238402 | Bathroom | 0.00028447
Wall Mount | Compact Fluorescent |  | Twist | 3 | 15 | Bathroom | 238402 | Bathroom | 0.00028447
Track | Compact Fluorescent |  | Twist | 4 | 15 | Bathroom | 238403 | Bathroom | 0.00028447
Ceiling Fixture | Incandescent |  | Standard A Lamp | 2 | 60 | Bedroom | 238404 | Bedroom | 0.00028447
Ceiling Fan | Compact Fluorescent |  | Twist | 3 | 15 | Other | 238405 | Other | 0.00028447
Ceiling Fixture | Compact Fluorescent |  | Twist | 2 | 15 | Other | 238405 | Other | 0.00028447
Recessed Can | Compact Fluorescent |  | Twist | 1 | 15 | Other | 238405 | Other | 0.00028447
Wall Mount | Compact Fluorescent |  | Twist | 3 | 28 | Garage | 238406 | Garage | 0.00028447
Ceiling Fixture | Compact Fluorescent |  | Twist | 1 | 15 | Hall | 238407 | Hall | 0.00028447
Ceiling Fixture | Compact Fluorescent |  | Twist | 2 | 15 | Hall | 238408 | Hall | 0.00028447
Ceiling Fixture | Compact Fluorescent |  | Twist | 3 | 15 | Kitchen | 238409 | Kitchen | 0.00028447
Track | Incandescent |  | Standard A Lamp | 2 | 65 | Kitchen | 238409 | Kitchen | 0.00028447
Ceiling Fan | Compact Fluorescent |  | Twist | 2 | 15 | Living Room | 2384010 | Living Room | 0.00028447
Table | Compact Fluorescent |  | Twist | 1 | 15 | Living Room | 2384010 | Living Room | 0.00028447
Table | Incandescent |  | Standard A Lamp | 1 | 60 | Bedroom | 2384011 | Bedroom | 0.00028447
Ceiling Fixture | Incandescent |  | Standard A Lamp | 2 | 60 | Family Room | 2384012 | Family Room | 0.00028447
Ceiling Fan | Compact Fluorescent |  | Twist | 2 | 15 | Master Bedroom | 2384013 | Master Bedroom | 0.00028447
Table | Compact Fluorescent |  | Twist | 1 | 15 | Master Bedroom | 2384013 | Master Bedroom | 0.00028447
Ceiling Fixture | Incandescent |  | Standard A Lamp | 2 | 15 | Bathroom | 238461 | Bathroom | 0.00028447
Wall Mount | Incandescent |  | Standard A Lamp | 3 | 65 | Bathroom | 238461 | Bathroom | 0.00028447
Ceiling Fixture | Incandescent |  | Standard A Lamp | 2 | 60 | Bedroom | 238462 | Bedroom | 0.00028447
Table | Incandescent |  | Standard A Lamp | 1 | 60 | Bedroom | 238462 | Bedroom | 0.00028447
Ceiling Fixture | Incandescent |  | Standard A Lamp | 2 | 60 | Bedroom | 238463 | Bedroom | 0.00028447
Table | Incandescent |  | Standard A Lamp | 1 | 60 | Bedroom | 238463 | Bedroom | 0.00028447
Ceiling Fixture | Compact Fluorescent |  | Twist | 2 | 15 | Other | 238464 | Other | 0.00028447
Garage door opener | Incandescent |  | Standard A Lamp | 1 | 60 | Garage | 238465 | Garage | 0.00028447
Ceiling Fixture | Incandescent |  | Standard A Lamp | 1 | 60 | Garage | 238465 | Garage | 0.00028447
Ceiling Fixture | Compact Fluorescent |  | Twist | 2 | 15 | Kitchen | 238466 | Kitchen | 0.00028447
Recessed Can | Compact Fluorescent |  | Twist | 2 | 15 | Kitchen | 238466 | Kitchen | 0.00028447
Chandelier (Hanging) | Incandescent |  | Globe | 3 | 60 | Kitchen | 238466 | Kitchen | 0.00028447
Ceiling Fixture | Compact Fluorescent |  | Twist | 2 | 15 | Living Room | 238467 | Living Room | 0.00028447
Table | Incandescent |  | Standard A Lamp | 2 | 100 | Living Room | 238467 | Living Room | 0.00028447
Wall Mount | Compact Fluorescent |  | Twist | 5 | 7 | Bedroom | 238471 | Bedroom | 0.0005169
Ceiling Fixture | Incandescent |  | Standard A Lamp | 1 | 60 | Bedroom | 238471 | Bedroom | 0.0005169
Ceiling Fixture | Incandescent |  | Standard A Lamp | 2 | 60 | Master Bedroom | 238472 | Master Bedroom | 0.0005169
Table | Incandescent |  | Decorative | 1 | 60 | Master Bedroom | 238472 | Master Bedroom | 0.0005169
Ceiling Fixture | Incandescent |  | Standard A Lamp | 2 | 60 | Bedroom | 238473 | Bedroom | 0.0005169
Chandelier (Hanging) | Incandescent |  | Standard A Lamp | 5 | 100 | Dining Room | 238474 | Dining Room | 0.0005169
Torchiere | Incandescent |  | Standard A Lamp | 1 | 100 | Family Room | 238475 | Family Room | 0.0005169
Floor lamp | Incandescent |  | 3-Way Incandescent | 1 | 150 | Family Room | 238475 | Family Room | 0.0005169
Ceiling Fixture | Linear Fluorescent | 48 | T-12 | 2 | 32 | Garage | 238476 | Garage | 0.0005169
Exterior | Halogen |  | PAR | 2 | 100 | Garage | 238476 | Garage | 0.0005169
Ceiling Fixture | Incandescent |  | Standard A Lamp | 2 | 60 | Hall | 238477 | Hall | 0.0005169
Ceiling Fixture | Incandescent |  | Standard A Lamp | 1 | 60 | Kitchen | 238478 | Kitchen | 0.0005169
Ceiling Fixture | Halogen |  | MR | 3 | 20 | Kitchen | 238478 | Kitchen | 0.0005169
Ceiling Fixture | Incandescent |  | Standard A Lamp | 1 | 60 | Laundry Room | 238479 | Laundry Room | 0.0005169
Table | Compact Fluorescent |  | Twist | 1 | 15 | Living Room | 2384710 | Living Room | 0.0005169
Table | Incandescent |  | Standard A Lamp | 2 | 60 | Living Room | 2384710 | Living Room | 0.0005169
Table | Incandescent |  | 3-Way Incandescent | 1 | 150 | Living Room | 2384710 | Living Room | 0.0005169
Wall Mount | Compact Fluorescent |  | Twist | 3 | 15 | Bathroom | 2384711 | Bathroom | 0.0005169
Ceiling Fixture | Incandescent |  | Standard A Lamp | 2 | 60 | Master Bedroom | 2384712 | Master Bedroom | 0.0005169
Wall Mount | Incandescent |  | Standard A Lamp | 4 | 60 | Bathroom | 238571 | Bathroom | 0.00028447
Ceiling Fixture | Incandescent |  | Standard A Lamp | 2 | 60 | Bedroom | 238572 | Bedroom | 0.00028447
Ceiling Fixture | Incandescent |  | Standard A Lamp | 2 | 60 | Bedroom | 238573 | Bedroom | 0.00028447
Ceiling Fan | Incandescent |  | Standard A Lamp | 1 | 60 | Bedroom | 238574 | Bedroom | 0.00028447
Table | Incandescent |  | Standard A Lamp | 1 | 60 | Bedroom | 238574 | Bedroom | 0.00028447
Ceiling Fixture | Incandescent |  | Standard A Lamp | 1 | 60 | Other | 238575 | Other | 0.00028447
Chandelier (Hanging) | Incandescent |  | Clear | 3 | 40 | Dining Room | 238576 | Dining Room | 0.00028447
Chandelier (Hanging) | Incandescent |  | Clear | 1 | 40 | Dining Room | 238576 | Dining Room | 0.00028447
Ceiling Fixture | Incandescent |  | Standard A Lamp | 2 | 60 | Hall | 238577 | Hall | 0.00028447
Ceiling Fixture | Linear Fluorescent | 48 | T-12 | 2 | 32 | Kitchen | 238578 | Kitchen | 0.00028447
Ceiling Fixture | Incandescent |  | Standard A Lamp | 1 | 60 | Kitchen | 238578 | Kitchen | 0.00028447
Ceiling Fixture | Linear Fluorescent | 48 | T-12 | 4 | 32 | Laundry Room | 238579 | Laundry Room | 0.00028447
Ceiling Fan | Incandescent |  | Standard A Lamp | 4 | 40 | Living Room | 2385710 | Living Room | 0.00028447
Floor lamp | Incandescent |  | Standard A Lamp | 3 | 40 | Living Room | 2385710 | Living Room | 0.00028447
Wall Mount | Incandescent |  | Globe | 1 | 40 | Living Room | 2385710 | Living Room | 0.00028447
Wall Mount | Incandescent |  | Standard A Lamp | 3 | 60 | Bathroom | 2385711 | Bathroom | 0.00028447
Wall Mount | Incandescent |  | Standard A Lamp | 1 | 60 | Bathroom | 2385711 | Bathroom | 0.00028447
Ceiling Fixture | Incandescent |  | Standard A Lamp | 2 | 60 | Master Bedroom | 2385712 | Master Bedroom | 0.00028447
Ceiling Fan | Incandescent |  | Standard A Lamp | 4 | 40 | Master Bedroom | 2385712 | Master Bedroom | 0.00028447
Table | Incandescent |  | Clear | 1 | 20 | Master Bedroom | 2385712 | Master Bedroom | 0.00028447
Table | Incandescent |  | Decorative | 3 | 15 | Master Bedroom | 2385712 | Master Bedroom | 0.00028447
Ceiling Fixture | Linear Fluorescent | 48 | T-12 | 2 | 32 | Office | 2385713 | Office | 0.00028447
Ceiling Fixture | Incandescent |  | Standard A Lamp | 1 | 60 | Other | 2385714 | Other | 0.00028447
Ceiling Fixture | Compact Fluorescent |  | Twist | 1 | 15 | Other | 238591 | Other | 0.00052955
Ceiling Fixture | Incandescent |  | Standard A Lamp | 1 | 60 | Other | 238591 | Other | 0.00052955
Wall Mount | Compact Fluorescent |  | Twist | 2 | 15 | Other | 238591 | Other | 0.00052955
Wall Mount | Linear Fluorescent | 16 | T-4 | 1 | 20 | Bathroom | 238592 | Bathroom | 0.00052955
Ceiling Fixture | Incandescent |  | Standard A Lamp | 1 | 60 | Bathroom | 238592 | Bathroom | 0.00052955
Ceiling Fixture | Incandescent |  | Standard A Lamp | 2 | 60 | Bedroom | 238593 | Bedroom | 0.00052955
Table | Compact Fluorescent |  | Twist | 1 | 15 | Bedroom | 238593 | Bedroom | 0.00052955
Ceiling Fixture | Incandescent |  | Standard A Lamp | 2 | 60 | Bedroom | 238594 | Bedroom | 0.00052955
Chandelier (Hanging) | Incandescent |  | Standard A Lamp | 1 | 60 | Bedroom | 238594 | Bedroom | 0.00052955
Table | Incandescent |  | Decorative | 1 | 40 | Bedroom | 238594 | Bedroom | 0.00052955
Chandelier (Hanging) | Incandescent |  | Decorative | 3 | 40 | Dining Room | 238595 | Dining Room | 0.00052955
Wall Mount | Incandescent |  | Standard A Lamp | 1 | 60 | Family Room | 238596 | Family Room | 0.00052955
Floor lamp | Incandescent |  | Standard A Lamp | 1 | 100 | Family Room | 238596 | Family Room | 0.00052955
Floor lamp | Compact Fluorescent |  | Twist | 1 | 15 | Family Room | 238596 | Family Room | 0.00052955
Ceiling Fixture | Compact Fluorescent |  | A shape bulb | 1 | 22 | Garage | 238597 | Garage | 0.00052955
Ceiling Fixture | Compact Fluorescent |  | Pin base | 1 | 22 | Hall | 238598 | Hall | 0.00052955
Ceiling Fixture | Incandescent |  | Standard A Lamp | 2 | 60 | Kitchen | 238599 | Kitchen | 0.00052955
Ceiling Fixture | Incandescent |  | Standard A Lamp | 1 | 40 | Kitchen | 238599 | Kitchen | 0.00052955
Ceiling Fixture | Compact Fluorescent |  | Twist | 1 | 15 | Kitchen | 238599 | Kitchen | 0.00052955
Ceiling Fixture | Incandescent |  | Standard A Lamp | 1 | 100 | Bathroom | 238601 | Bathroom | 0.0004784
Chandelier (Hanging) | Incandescent |  | Standard A Lamp | 1 | 60 | Bathroom | 238602 | Bathroom | 0.0004784
Recessed Can | Incandescent |  | Reflector | 2 | 65 | Bathroom | 238602 | Bathroom | 0.0004784
Recessed Can | Incandescent |  | Reflector | 1 | 65 | Bedroom | 238603 | Bedroom | 0.0004784
Recessed Can | Incandescent |  | Reflector | 1 | 65 | Bedroom | 238604 | Bedroom | 0.0004784
Recessed Can | Incandescent |  | Reflector | 2 | 65 | Dining Room | 238605 | Dining Room | 0.0004784
Garage door opener | Incandescent |  | Standard A Lamp | 2 | 100 | Garage | 238606 | Garage | 0.0004784
Ceiling Fixture | Incandescent |  | Standard A Lamp | 1 | 100 | Garage | 238606 | Garage | 0.0004784
Recessed - other | Incandescent |  | Reflector | 1 | 65 | Hall | 238607 | Hall | 0.0004784
Recessed Can | Incandescent |  | Reflector | 1 | 65 | Hall | 238608 | Hall | 0.0004784
Ceiling Fixture | Incandescent |  | Globe | 1 | 60 | Kitchen | 238609 | Kitchen | 0.0004784
Recessed Can | Compact Fluorescent |  | Reflector | 1 | 14 | Kitchen | 238609 | Kitchen | 0.0004784
Chandelier (Hanging) | Incandescent |  | Standard A Lamp | 3 | 100 | Kitchen | 238609 | Kitchen | 0.0004784
Recessed Can | Incandescent |  | Reflector | 1 | 65 | Laundry Room | 2386010 | Laundry Room | 0.0004784
Ceiling Fan | Incandescent |  | Standard A Lamp | 2 | 60 | Living Room | 2386011 | Living Room | 0.0004784
Recessed Can | Incandescent |  | Reflector | 1 | 65 | Bathroom | 2386012 | Bathroom | 0.0004784
Ceiling Fixture | Incandescent |  | Standard A Lamp | 3 | 60 | Bathroom | 2386012 | Bathroom | 0.0004784
Recessed Can | Incandescent |  | Reflector | 1 | 60 | Master Bedroom | 2386013 | Master Bedroom | 0.0004784
Wall Mount | Incandescent |  | Decorative | 2 | 40 | Master Bedroom | 2386013 | Master Bedroom | 0.0004784
Ceiling Fixture | Linear Fluorescent | 48 | T-8 | 2 | 32 | Closet | 2386014 | Closet | 0.0004784
Recessed Can | Incandescent |  | Reflector | 2 | 65 | Other | 2386015 | Other | 0.0004784
Wall Mount | Incandescent |  | Standard A Lamp | 2 | 75 | Other | 2386015 | Other | 0.0004784
Table | Incandescent |  | Standard A Lamp | 1 | 60 | Other | 2386015 | Other | 0.0004784
Table | Compact Fluorescent |  | Twist | 1 | 15 | Other | 2386015 | Other | 0.0004784
Ceiling Fixture | Linear Fluorescent | 48 | T-8 | 2 | 40 | Other | 2386016 | Other | 0.0004784
Ceiling Fixture | Incandescent |  | Standard A Lamp | 1 | 25 | Other | 238701 | Other | 0.00052955
Ceiling Fixture | Incandescent |  | Standard A Lamp | 1 | 40 | Bathroom | 238702 | Bathroom | 0.00052955
Wall Mount | Incandescent |  | Standard A Lamp | 1 | 60 | Bathroom | 238702 | Bathroom | 0.00052955
Ceiling Fixture | Compact Fluorescent |  | Twist | 1 | 22 | Bedroom | 238703 | Bedroom | 0.00052955
Ceiling Fixture | Compact Fluorescent |  | Twist | 2 | 15 | Bedroom | 238704 | Bedroom | 0.00052955
Ceiling Fixture | Incandescent |  | Standard A Lamp | 1 | 60 | Other | 238705 | Other | 0.00052955
Ceiling Fixture | Compact Fluorescent |  | Twist | 1 | 22 | Hall | 238706 | Hall | 0.00052955
Ceiling Fixture | Incandescent |  | Standard A Lamp | 1 | 75 | Closet | 238707 | Closet | 0.00052955
Ceiling Fixture | Compact Fluorescent |  | Twist | 2 | 22 | Other | 238708 | Other | 0.00052955
Ceiling Fixture | Compact Fluorescent |  | Twist | 1 | 22 | Other | 238709 | Other | 0.00052955
Ceiling Fixture | Incandescent |  | Standard A Lamp | 1 | 40 | Hall | 2387010 | Hall | 0.00052955
Ceiling Fixture | Linear Fluorescent | 24 | T-12 | 2 | 20 | Kitchen | 2387011 | Kitchen | 0.00052955
Wall Mount | Incandescent |  | Standard A Lamp | 1 | 40 | Kitchen | 2387011 | Kitchen | 0.00052955
Ceiling Fan | Incandescent |  | Clear | 5 | 25 | Living Room | 2387012 | Living Room | 0.00052955
Table | Incandescent |  | Standard A Lamp | 1 | 40 | Living Room | 2387012 | Living Room | 0.00052955
Ceiling Fixture | Incandescent |  | Standard A Lamp | 1 | 60 | Other | 2387013 | Other | 0.00052955
Ceiling Fixture | Incandescent |  | Standard A Lamp | 1 | 60 | Bedroom | 2387014 | Bedroom | 0.00052955
Table | Incandescent |  | Standard A Lamp | 3 | 60 | Bedroom | 2387014 | Bedroom | 0.00052955
Floor lamp | Incandescent |  | Standard A Lamp | 1 | 100 | Bedroom | 2387014 | Bedroom | 0.00052955
Wall Mount | Incandescent |  | Standard A Lamp | 1 | 60 | Bathroom | 238791 | Bathroom | 0.0005169
Recessed - other | Incandescent |  | Heat Lamp | 1 | 250 | Bathroom | 238791 | Bathroom | 0.0005169
Wall Mount | Incandescent |  | Standard A Lamp | 2 | 100 | Bathroom | 238792 | Bathroom | 0.0005169
Wall Mount | Compact Fluorescent |  | Twist | 4 | 15 | Bathroom | 238793 | Bathroom | 0.0005169
Recessed - other | Incandescent |  | Heat Lamp | 1 | 250 | Bathroom | 238793 | Bathroom | 0.0005169
Ceiling Fixture | Incandescent |  | Standard A Lamp | 2 | 60 | Bedroom | 238794 | Bedroom | 0.0005169
Ceiling Fixture | Incandescent |  | Standard A Lamp | 2 | 60 | Bedroom | 238795 | Bedroom | 0.0005169
Floor lamp | Incandescent |  | Standard A Lamp | 1 | 60 | Bedroom | 238795 | Bedroom | 0.0005169
Table | Incandescent |  | Mini base | 1 | 40 | Bedroom | 238795 | Bedroom | 0.0005169
Ceiling Fan | Incandescent |  | Standard A Lamp | 4 | 60 | Master Bedroom | 238796 | Master Bedroom | 0.0005169
Table | Compact Fluorescent |  | Twist | 1 | 15 | Master Bedroom | 238796 | Master Bedroom | 0.0005169
Ceiling Fixture | Incandescent |  | Standard A Lamp | 1 | 60 | Closet | 238797 | Closet | 0.0005169
Chandelier (Hanging) | Incandescent |  | Decorative | 6 | 40 | Hall | 238798 | Hall | 0.0005169
Ceiling Fixture | Linear Fluorescent | 96 | T-12 | 2 | 80 | Garage | 238799 | Garage | 0.0005169
Garage door opener | Incandescent |  | Standard A Lamp | 1 | 60 | Garage | 238799 | Garage | 0.0005169
Recessed Can | Incandescent |  | Reflector | 1 | 65 | Hall | 2387910 | Hall | 0.0005169
Recessed Can | Compact Fluorescent |  | Reflector | 1 | 15 | Hall | 2387911 | Hall | 0.0005169
Recessed Can | Incandescent |  | Reflector | 1 | 75 | Hall | 2387911 | Hall | 0.0005169
Architectural | Linear Fluorescent | 24 | T-8 | 1 | 18 | Hall | 2387911 | Hall | 0.0005169
Chandelier (Hanging) | Incandescent |  | Standard A Lamp | 5 | 60 | Hall | 2387911 | Hall | 0.0005169
Ceiling Fixture | Incandescent |  | Standard A Lamp | 1 | 60 | Hall | 2387911 | Hall | 0.0005169
Ceiling Fixture | Incandescent |  | Standard A Lamp | 2 | 60 | Laundry Room | 2387912 | Laundry Room | 0.0005169
Recessed Can | Incandescent |  | Standard A Lamp | 1 | 65 | Living Room | 2387913 | Living Room | 0.0005169
Ceiling Fan | Incandescent |  | Standard A Lamp | 4 | 60 | Living Room | 2387913 | Living Room | 0.0005169
Ceiling Fixture | Incandescent |  | Standard A Lamp | 4 | 60 | Office | 2387914 | Office | 0.0005169
Wall Mount | Incandescent |  | Globe | 8 | 75 | Bathroom | 238821 | Bathroom | 0.00028447
Ceiling Fan | Incandescent |  | Reflector | 1 | 75 | Bathroom | 238821 | Bathroom | 0.00028447
Wall Mount | Incandescent |  | Globe | 6 | 65 | Bathroom | 238822 | Bathroom | 0.00028447
Ceiling Fan | Incandescent |  | Standard A Lamp | 1 | 60 | Bedroom | 238823 | Bedroom | 0.00028447
Ceiling Fan | Compact Fluorescent |  | Twist | 2 | 15 | Bedroom | 238824 | Bedroom | 0.00028447
Ceiling Fixture | Compact Fluorescent |  | Twist | 2 | 15 | Bedroom | 238825 | Bedroom | 0.00028447
Recessed Can | Compact Fluorescent |  | Twist | 1 | 15 | Family Room | 238826 | Family Room | 0.00028447
Ceiling Fixture | Compact Fluorescent |  | Twist | 1 | 15 | Family Room | 238826 | Family Room | 0.00028447
Wall Mount | Compact Fluorescent |  | Twist | 1 | 15 | Family Room | 238826 | Family Room | 0.00028447
Garage door opener | Incandescent |  | Standard A Lamp | 2 | 60 | Garage | 238827 | Garage | 0.00028447
Ceiling Fixture | Linear Fluorescent | 54 | T-8 | 2 | 32 | Garage | 238827 | Garage | 0.00028447
Ceiling Fan | Incandescent |  | Standard A Lamp | 1 | 60 | Hall | 238828 | Hall | 0.00028447
Recessed Can | Incandescent |  | Reflector | 1 | 75 | Hall | 238829 | Hall | 0.00028447
Recessed Can | Compact Fluorescent |  | Twist | 1 | 15 | Kitchen | 2388210 | Kitchen | 0.00028447
Recessed Can | Incandescent |  | Reflector | 1 | 75 | Kitchen | 2388210 | Kitchen | 0.00028447
Ceiling Fixture | Compact Fluorescent |  | Twist | 2 | 15 | Kitchen | 2388210 | Kitchen | 0.00028447
Recessed Can | Incandescent |  | Reflector | 1 | 75 | Laundry Room | 2388211 | Laundry Room | 0.00028447
Chandelier (Hanging) | Incandescent |  | Decorative | 3 | 25 | Living Room | 2388212 | Living Room | 0.00028447
Wall Mount | Incandescent |  | Globe | 8 | 65 | Bathroom | 2388213 | Bathroom | 0.00028447
Ceiling Fan | Compact Fluorescent |  | Twist | 2 | 15 | Master Bedroom | 2388214 | Master Bedroom | 0.00028447
Ceiling Fixture | Compact Fluorescent |  | Twist | 2 | 15 | Closet | 2388215 | Closet | 0.00028447
Wall Mount | Compact Fluorescent |  | Twist | 1 | 15 | Other | 2388216 | Other | 0.00028447
Ceiling Fixture | Compact Fluorescent |  | Twist | 2 | 15 | Office | 2388217 | Office | 0.00028447
Recessed Can | Compact Fluorescent |  | Twist | 1 | 15 | Office | 2388217 | Office | 0.00028447
Ceiling Fixture | Compact Fluorescent |  | Twist | 2 | 22 | Living Room | 238861 | Living Room | 0.00029634
Recessed Can | Compact Fluorescent |  | Flood | 1 | 15 | Family Room | 238862 | Family Room | 0.00029634
Ceiling Fixture | Compact Fluorescent |  | Twist | 1 | 15 | Family Room | 238862 | Family Room | 0.00029634
Ceiling Fixture | Compact Fluorescent |  | Twist | 2 | 22 | Family Room | 238863 | Family Room | 0.00029634
Recessed Can | Compact Fluorescent |  | Flood | 1 | 15 | Family Room | 238863 | Family Room | 0.00029634
Recessed Can | Compact Fluorescent |  | Flood | 1 | 15 | Hall | 238864 | Hall | 0.00029634
Ceiling Fixture | Compact Fluorescent |  | Twist | 2 | 15 | Other | 238865 | Other | 0.00029634
Ceiling Fixture | Compact Fluorescent |  | Twist | 2 | 15 | Bedroom | 238866 | Bedroom | 0.00029634
Ceiling Fixture | Compact Fluorescent |  | Twist | 1 | 15 | Bathroom | 238867 | Bathroom | 0.00029634
Recessed Can | Compact Fluorescent |  | Twist | 1 | 7 | Closet | 238868 | Closet | 0.00029634
Ceiling Fixture | Compact Fluorescent |  | Twist | 1 | 22 | Other | 238869 | Other | 0.00029634
Ceiling Fixture | Compact Fluorescent |  | Twist | 1 | 15 | Other | 2388610 | Other | 0.00029634
Wall Mount | Compact Fluorescent |  | Twist | 1 | 15 | Hall | 2388611 | Hall | 0.00029634
Recessed Can | Compact Fluorescent |  | Flood | 1 | 22 | Hall | 2388611 | Hall | 0.00029634
Recessed Can | Halogen |  | MR | 1 | 50 | Hall | 2388611 | Hall | 0.00029634
Ceiling Fixture | Compact Fluorescent |  | Twist | 2 | 22 | Laundry Room | 2388612 | Laundry Room | 0.00029634
Wall Mount | Compact Fluorescent |  | Globe | 4 | 7 | Bathroom | 2388613 | Bathroom | 0.00029634
Ceiling Fixture | Compact Fluorescent |  | Twist | 1 | 15 | Bathroom | 2388613 | Bathroom | 0.00029634
Chandelier (Hanging) | Incandescent |  | Standard A Lamp | 5 | 100 | Dining Room | 2388614 | Dining Room | 0.00029634
Ceiling Fixture | Compact Fluorescent |  | Pin base | 2 | 22 | Kitchen | 2388615 | Kitchen | 0.00029634
Recessed Can | Compact Fluorescent |  | Flood | 1 | 22 | Kitchen | 2388615 | Kitchen | 0.00029634
Chandelier (Hanging) | Compact Fluorescent |  | Twist | 1 | 15 | Kitchen | 2388615 | Kitchen | 0.00029634
Recessed Can | Compact Fluorescent |  | Flood | 1 | 15 | Bedroom | 2388616 | Bedroom | 0.00029634
Recessed Can | Compact Fluorescent |  | Flood | 1 | 15 | Master Bedroom | 2388617 | Master Bedroom | 0.00029634
Recessed Can | Compact Fluorescent |  | Flood | 1 | 15 | Bathroom | 2388618 | Bathroom | 0.00029634
Ceiling Fixture | Incandescent |  | Reflector | 1 | 60 | Bathroom | 238891 | Bathroom | 0.00040077
Wall Mount | Incandescent |  | Globe | 8 | 60 | Bathroom | 238891 | Bathroom | 0.00040077
Recessed Can | Incandescent |  | Reflector | 1 | 65 | Bathroom | 238891 | Bathroom | 0.00040077
Wall Mount | Incandescent |  | Globe | 1 | 60 | Bathroom | 238892 | Bathroom | 0.00040077
Ceiling Fixture | Incandescent |  | Reflector | 2 | 100 | Bathroom | 238892 | Bathroom | 0.00040077
Wall Mount | Incandescent |  | Globe | 3 | 60 | Bathroom | 238893 | Bathroom | 0.00040077
Ceiling Fixture | Incandescent |  | Standard A Lamp | 2 | 60 | Bedroom | 238894 | Bedroom | 0.00040077
Table | Incandescent |  | Standard A Lamp | 2 | 60 | Bedroom | 238894 | Bedroom | 0.00040077
Ceiling Fixture | Compact Fluorescent |  | Twist | 2 | 15 | Bedroom | 238895 | Bedroom | 0.00040077
Table | Incandescent |  | Standard A Lamp | 1 | 60 | Bedroom | 238895 | Bedroom | 0.00040077
Recessed Can | Incandescent |  | Reflector | 1 | 65 | Bedroom | 238896 | Bedroom | 0.00040077
Ceiling Fixture | Linear Fluorescent | 48 | T-12 | 1 | 40 | Closet | 238897 | Closet | 0.00040077
Chandelier (Hanging) | Incandescent |  | Decorative | 5 | 40 | Family Room | 238898 | Family Room | 0.00040077
Floor lamp | Incandescent |  | Standard A Lamp | 1 | 100 | Family Room | 238898 | Family Room | 0.00040077
Table | Incandescent |  | Standard A Lamp | 1 | 60 | Family Room | 238898 | Family Room | 0.00040077
Garage door opener | Incandescent |  | Standard A Lamp | 1 | 60 | Garage | 238899 | Garage | 0.00040077
Ceiling Fixture | Incandescent |  | Standard A Lamp | 1 | 60 | Garage | 238899 | Garage | 0.00040077
Recessed Can | Incandescent |  | Reflector | 1 | 65 | Hall | 2388910 | Hall | 0.00040077
Chandelier (Hanging) | Incandescent |  | Decorative | 6 | 40 | Hall | 2388910 | Hall | 0.00040077
Ceiling Fixture | Compact Fluorescent |  | Twist | 1 | 22 | Hall | 2388910 | Hall | 0.00040077
Recessed Can | Incandescent |  | Reflector | 1 | 65 | Kitchen | 2388911 | Kitchen | 0.00040077
Recessed - other | Incandescent |  | Standard A Lamp | 1 | 40 | Kitchen | 2388911 | Kitchen | 0.00040077
Recessed Can | Incandescent |  | Standard A Lamp | 1 | 65 | Laundry Room | 2388912 | Laundry Room | 0.00040077
Ceiling Fan | Incandescent |  | Standard A Lamp | 4 | 40 | Living Room | 2388913 | Living Room | 0.00040077
Ceiling Fan | Incandescent |  | Decorative | 3 | 40 | Master Bedroom | 2388914 | Master Bedroom | 0.00040077
Table | Incandescent |  | Standard A Lamp | 1 | 60 | Master Bedroom | 2388914 | Master Bedroom | 0.00040077
Ceiling Fixture | Incandescent |  | Decorative | 3 | 40 | Bedroom | 239051 | Bedroom | 0.0005169
Table | Compact Fluorescent |  | Twist | 1 | 26 | Bedroom | 239051 | Bedroom | 0.0005169
Ceiling Fixture | Incandescent |  | Standard A Lamp | 1 | 60 | Office | 239052 | Office | 0.0005169
Table | Compact Fluorescent |  | Twist | 1 | 13 | Office | 239052 | Office | 0.0005169
Wall Mount | Incandescent |  | Globe | 4 | 40 | Bathroom | 239053 | Bathroom | 0.0005169
Chandelier (Hanging) | Incandescent |  | Decorative | 4 | 40 | Bedroom | 239054 | Bedroom | 0.0005169
Table | Incandescent |  | Decorative | 1 | 25 | Bedroom | 239054 | Bedroom | 0.0005169
Table | Compact Fluorescent |  | Twist | 1 | 26 | Bedroom | 239054 | Bedroom | 0.0005169
Table | Incandescent |  | Clear | 1 | 40 | Bedroom | 239054 | Bedroom | 0.0005169
Floor lamp | Compact Fluorescent |  | Twist | 1 | 26 | Bedroom | 239054 | Bedroom | 0.0005169
Chandelier (Hanging) | Incandescent |  | Mini base | 6 | 40 | Dining Room | 239055 | Dining Room | 0.0005169
Table | Compact Fluorescent |  | Twist | 1 | 20 | Dining Room | 239055 | Dining Room | 0.0005169
Garage door opener | Incandescent |  | Standard A Lamp | 2 | 60 | Garage | 239056 | Garage | 0.0005169
Other | Compact Fluorescent |  | Twist | 1 | 20 | Garage | 239056 | Garage | 0.0005169
Ceiling Fixture | Incandescent |  | Mini base | 4 | 40 | Hall | 239057 | Hall | 0.0005169
Recessed Can | Incandescent |  | Reflector | 1 | 65 | Kitchen | 239058 | Kitchen | 0.0005169
Table | Compact Fluorescent |  | Twist | 1 | 15 | Living Room | 239059 | Living Room | 0.0005169
Floor lamp | Compact Fluorescent |  | Twist | 1 | 15 | Living Room | 239059 | Living Room | 0.0005169
Chandelier (Hanging) | Compact Fluorescent |  | Twist | 3 | 15 | Other | 2390510 | Other | 0.0005169
Chandelier (Hanging) | Incandescent |  | Decorative | 1 | 40 | Office | 2390511 | Office | 0.0005169
Table | Halogen |  | MR | 1 | 20 | Office | 2390511 | Office | 0.0005169
Table | Incandescent |  | Standard A Lamp | 1 | 60 | Office | 2390511 | Office | 0.0005169
Wall Mount | Incandescent |  | Standard A Lamp | 3 | 175 | Office | 2390511 | Office | 0.0005169
Chandelier (Hanging) | Incandescent |  | Decorative | 6 | 40 | Hall | 2390512 | Hall | 0.0005169
Ceiling Fixture | Incandescent |  | Mini base | 3 | 40 | Bathroom | 2390513 | Bathroom | 0.0005169
Wall Mount | Incandescent |  | Mini base | 8 | 40 | Bathroom | 2390513 | Bathroom | 0.0005169
Ceiling Fixture | Incandescent |  | Mini base | 4 | 40 | Hall | 2390514 | Hall | 0.0005169
Ceiling Fixture | Linear Fluorescent | 24 | T-8 | 1 | 32 | Bathroom | 239091 | Bathroom | 0.00029634
Ceiling Fixture | Incandescent |  | Standard A Lamp | 1 | 60 | Bathroom | 239092 | Bathroom | 0.00029634
Chandelier (Hanging) | Incandescent |  | Standard A Lamp | 1 | 75 | Bedroom | 239093 | Bedroom | 0.00029634
Table | Incandescent |  | Standard A Lamp | 1 | 60 | Bedroom | 239093 | Bedroom | 0.00029634
Ceiling Fixture | Incandescent |  | Standard A Lamp | 3 | 60 | Bedroom | 239094 | Bedroom | 0.00029634
Ceiling Fixture | Incandescent |  | Standard A Lamp | 1 | 60 | Bedroom | 239095 | Bedroom | 0.00029634
Ceiling Fixture | Incandescent |  | Standard A Lamp | 2 | 60 | Bedroom | 239096 | Bedroom | 0.00029634
Ceiling Fixture | Incandescent |  | Standard A Lamp | 1 | 60 | Bedroom | 239097 | Bedroom | 0.00029634
Chandelier (Hanging) | Halogen |  | Quartz Tube | 5 | 60 | Dining Room | 239098 | Dining Room | 0.00029634
Ceiling Fixture | Incandescent |  | Standard A Lamp | 1 | 60 | Garage | 239099 | Garage | 0.00029634
Ceiling Fixture | Linear Fluorescent | 48 | T-12 | 2 | 60 | Garage | 239099 | Garage | 0.00029634
Ceiling Fixture | Incandescent |  | Standard A Lamp | 1 | 60 | Hall | 2390910 | Hall | 0.00029634
Ceiling Fixture | Linear Fluorescent | 24 | T-8 | 3 | 32 | Kitchen | 2390911 | Kitchen | 0.00029634
Ceiling Fan | Incandescent |  | Standard A Lamp | 4 | 60 | Kitchen | 2390912 | Kitchen | 0.00029634
Wall Mount | Incandescent |  | Standard A Lamp | 2 | 75 | Kitchen | 2390912 | Kitchen | 0.00029634
Ceiling Fan | Incandescent |  | Standard A Lamp | 4 | 60 | Living Room | 2390913 | Living Room | 0.00029634
Table | Compact Fluorescent |  | Twist | 1 | 22 | Living Room | 2390913 | Living Room | 0.00029634
Table | Incandescent |  | Standard A Lamp | 1 | 100 | Living Room | 2390913 | Living Room | 0.00029634
Table | Incandescent |  | Standard A Lamp | 1 | 60 | Living Room | 2390913 | Living Room | 0.00029634
Floor lamp | Incandescent |  | Standard A Lamp | 1 | 60 | Living Room | 2390913 | Living Room | 0.00029634
Ceiling Fixture | Incandescent |  | Standard A Lamp | 1 | 60 | Living Room | 2390914 | Living Room | 0.00029634
Ceiling Fixture | Incandescent |  | Standard A Lamp | 2 | 60 | Office | 2390915 | Office | 0.00029634
Wall Mount | Linear Fluorescent | 48 | T-12 | 1 | 40 | Bathroom | 2390916 | Bathroom | 0.00029634
Ceiling Fixture | Incandescent |  | Standard A Lamp | 1 | 60 | Closet | 2390917 | Closet | 0.00029634
Recessed Can | Incandescent |  | Reflector | 1 | 65 | Bedroom | 239101 | Bedroom | 0.00094081
Ceiling Fixture | Incandescent |  | Standard A Lamp | 1 | 60 | Bedroom | 239101 | Bedroom | 0.00094081
Table | Incandescent |  | Decorative | 1 | 40 | Bedroom | 239101 | Bedroom | 0.00094081
Recessed Can | Incandescent |  | Reflector | 1 | 65 | Hall | 239102 | Hall | 0.00094081
Ceiling Fixture | Incandescent |  | Standard A Lamp | 1 | 60 | Hall | 239102 | Hall | 0.00094081
Chandelier (Hanging) | Incandescent |  | Mini base | 3 | 75 | Dining Room | 239103 | Dining Room | 0.00094081
Recessed Can | Incandescent |  | Reflector | 1 | 65 | Dining Room | 239103 | Dining Room | 0.00094081
Other | Incandescent |  | Mini base | 1 | 25 | Dining Room | 239103 | Dining Room | 0.00094081
Table | Incandescent |  | Mini base | 1 | 75 | Dining Room | 239103 | Dining Room | 0.00094081
Track | Incandescent |  | Mini base | 3 | 20 | Dining Room | 239103 | Dining Room | 0.00094081
Recessed Can | Incandescent |  | Reflector | 1 | 65 | Hall | 239104 | Hall | 0.00094081
Wall Mount | Halogen |  | Quartz Tube | 1 | 100 | Hall | 239104 | Hall | 0.00094081
Other | Incandescent |  | Mini base | 1 | 5 | Hall | 239104 | Hall | 0.00094081
Ceiling Fixture | Incandescent |  | Standard A Lamp | 1 | 100 | Garage | 239105 | Garage | 0.00094081
Ceiling Fixture | Compact Fluorescent |  | Twist | 1 | 22 | Garage | 239105 | Garage | 0.00094081
Garage door opener | Incandescent |  | Standard A Lamp | 2 | 60 | Garage | 239105 | Garage | 0.00094081
Recessed Can | Incandescent |  | Reflector | 1 | 65 | Hall | 239106 | Hall | 0.00094081
Recessed Can | Incandescent |  | Reflector | 1 | 65 | Bathroom | 239107 | Bathroom | 0.00094081
Ceiling Fixture | Incandescent |  | Standard A Lamp | 1 | 60 | Bathroom | 239107 | Bathroom | 0.00094081
Chandelier (Hanging) | Incandescent |  | Mini base | 1 | 75 | Kitchen | 239108 | Kitchen | 0.00094081
Track | Incandescent |  | Mini base | 9 | 20 | Kitchen | 239108 | Kitchen | 0.00094081
Recessed Can | Compact Fluorescent |  | Twist | 1 | 22 | Kitchen | 239108 | Kitchen | 0.00094081
Recessed Can | Incandescent |  | Reflector | 1 | 65 | Kitchen | 239108 | Kitchen | 0.00094081
Recessed Can | Compact Fluorescent |  | Globe | 1 | 15 | Kitchen | 239108 | Kitchen | 0.00094081
Other | Incandescent |  | Mini base | 75 | 5 | Kitchen | 239108 | Kitchen | 0.00094081
Recessed Can | Incandescent |  | Reflector | 1 | 65 | Laundry Room | 239109 | Laundry Room | 0.00094081
Ceiling Fixture | Incandescent |  | Standard A Lamp | 1 | 60 | Laundry Room | 239109 | Laundry Room | 0.00094081
Track | Incandescent |  | Mini base | 2 | 25 | Laundry Room | 239109 | Laundry Room | 0.00094081
Recessed Can | Incandescent |  | Reflector | 1 | 65 | Other | 2391010 | Other | 0.00094081
Floor lamp | Incandescent |  | Mini base | 5 | 40 | Other | 2391010 | Other | 0.00094081
Table | Incandescent |  | Decorative | 1 | 40 | Other | 2391010 | Other | 0.00094081
Recessed Can | Incandescent |  | Reflector | 1 | 75 | Bathroom | 2391011 | Bathroom | 0.00094081
Recessed Can | Incandescent |  | Reflector | 1 | 65 | Bathroom | 2391011 | Bathroom | 0.00094081
Ceiling Fixture | Incandescent |  | Standard A Lamp | 1 | 60 | Bathroom | 2391011 | Bathroom | 0.00094081
Recessed Can | Incandescent |  | Reflector | 1 | 65 | Master Bedroom | 2391012 | Master Bedroom | 0.00094081
Wall Mount | Incandescent |  | Mini base | 1 | 25 | Master Bedroom | 2391012 | Master Bedroom | 0.00094081
Table | Incandescent |  | Mini base | 1 | 40 | Master Bedroom | 2391012 | Master Bedroom | 0.00094081
Ceiling Fixture | Compact Fluorescent |  | Twist | 1 | 22 | Other | 2391013 | Other | 0.00094081
Recessed Can | Incandescent |  | Reflector | 1 | 65 | Office | 2391014 | Office | 0.00094081
Track | Incandescent |  | Mini base | 3 | 25 | Office | 2391014 | Office | 0.00094081
Ceiling Fixture | Linear Fluorescent | 48 | T-12 | 4 | 40 | Other | 2391015 | Other | 0.00094081
Table | Compact Fluorescent |  | Pin base | 1 | 23 | Other | 2391015 | Other | 0.00094081
Ceiling Fixture | Incandescent |  | Standard A Lamp | 2 | 60 | Other | 2391015 | Other | 0.00094081
Ceiling Fixture | Incandescent |  | Reflector | 1 | 65 | Bathroom | 239131 | Bathroom | 0.0005169
Wall Mount | Incandescent |  | Standard A Lamp | 3 | 100 | Bathroom | 239132 | Bathroom | 0.0005169
Recessed Can | Incandescent |  | Reflector | 1 | 125 | Bathroom | 239132 | Bathroom | 0.0005169
Wall Mount | Incandescent |  | Standard A Lamp | 3 | 100 | Bathroom | 239133 | Bathroom | 0.0005169
Recessed Can | Incandescent |  | Reflector | 1 | 125 | Bathroom | 239133 | Bathroom | 0.0005169
Ceiling Fixture | Incandescent |  | Standard A Lamp | 2 | 60 | Bedroom | 239134 | Bedroom | 0.0005169
Ceiling Fixture | Incandescent |  | Standard A Lamp | 2 | 60 | Bedroom | 239135 | Bedroom | 0.0005169
Table | Halogen |  | MR | 1 | 30 | Bedroom | 239135 | Bedroom | 0.0005169
Torchiere | Compact Fluorescent |  | Globe | 1 | 22 | Bedroom | 239135 | Bedroom | 0.0005169
Ceiling Fixture | Incandescent |  | Standard A Lamp | 3 | 60 | Master Bedroom | 239136 | Master Bedroom | 0.0005169
Other | Other |  | LED Interior | 1 | 3 | Master Bedroom | 239136 | Master Bedroom | 0.0005169
Wall Mount | Halogen |  | Quartz Tube | 2 | 20 | Master Bedroom | 239136 | Master Bedroom | 0.0005169
Ceiling Fixture | Incandescent |  | Standard A Lamp | 1 | 60 | Closet | 239137 | Closet | 0.0005169
Ceiling Fixture | Compact Fluorescent |  | A shape bulb | 1 | 22 | Garage | 239138 | Garage | 0.0005169
Ceiling Fixture | Incandescent |  | Standard A Lamp | 1 | 60 | Hall | 239139 | Hall | 0.0005169
Wall Mount | Linear Fluorescent | 12 | T-4 | 1 | 16 | Closet | 2391310 | Closet | 0.0005169
Ceiling Fixture | Incandescent |  | Standard A Lamp | 1 | 60 | Hall | 2391311 | Hall | 0.0005169
Ceiling Fixture | Incandescent |  | Standard A Lamp | 2 | 60 | Living Room | 2391312 | Living Room | 0.0005169
Chandelier (Hanging) | Incandescent |  | Standard A Lamp | 3 | 60 | Living Room | 2391312 | Living Room | 0.0005169
Recessed Can | Incandescent |  | Reflector | 1 | 65 | Living Room | 2391312 | Living Room | 0.0005169
Ceiling Fixture | Incandescent |  | Standard A Lamp | 1 | 60 | Laundry Room | 2391313 | Laundry Room | 0.0005169
Ceiling Fixture | Incandescent |  | Standard A Lamp | 1 | 60 | Other | 239141 | Other | 0.00028447
Wall Mount | Incandescent |  | Standard A Lamp | 1 | 60 | Bathroom | 239142 | Bathroom | 0.00028447
Recessed Can | Incandescent |  | Reflector | 1 | 65 | Bathroom | 239142 | Bathroom | 0.00028447
Wall Mount | Incandescent |  | Standard A Lamp | 1 | 60 | Bathroom | 239143 | Bathroom | 0.00028447
Recessed Can | Incandescent |  | Reflector | 1 | 65 | Bathroom | 239143 | Bathroom | 0.00028447
Ceiling Fixture | Incandescent |  | Standard A Lamp | 2 | 60 | Bedroom | 239144 | Bedroom | 0.00028447
Table | Incandescent |  | Standard A Lamp | 1 | 40 | Bedroom | 239144 | Bedroom | 0.00028447
Table | Incandescent |  | Standard A Lamp | 1 | 40 | Bedroom | 239145 | Bedroom | 0.00028447
Ceiling Fixture | Incandescent |  | Standard A Lamp | 1 | 60 | Bedroom | 239145 | Bedroom | 0.00028447
Chandelier (Hanging) | Incandescent |  | Standard A Lamp | 4 | 60 | Dining Room | 239146 | Dining Room | 0.00028447
Ceiling Fixture | Halogen |  | PAR | 1 | 75 | Dining Room | 239146 | Dining Room | 0.00028447
Recessed Can | Incandescent |  | Reflector | 1 | 65 | Dining Room | 239146 | Dining Room | 0.00028447
Wall Mount | Incandescent |  | Standard A Lamp | 1 | 65 | Hall | 239147 | Hall | 0.00028447
Ceiling Fixture | Incandescent |  | Reflector | 1 | 40 | Hall | 239148 | Hall | 0.00028447
Wall Mount | Incandescent |  | Standard A Lamp | 1 | 60 | Hall | 239148 | Hall | 0.00028447
Recessed Can | Incandescent |  | Reflector | 1 | 65 | Kitchen | 239149 | Kitchen | 0.00028447
Recessed Can | Incandescent |  | Reflector | 1 | 65 | Laundry Room | 2391410 | Laundry Room | 0.00028447
Ceiling Fan | Halogen |  | Quartz Tube | 1 | 50 | Living Room | 2391411 | Living Room | 0.00028447
Recessed Can | Incandescent |  | Reflector | 1 | 65 | Living Room | 2391411 | Living Room | 0.00028447
Table | Incandescent |  | Standard A Lamp | 1 | 60 | Living Room | 2391411 | Living Room | 0.00028447
Floor lamp | Incandescent |  | Standard A Lamp | 1 | 40 | Living Room | 2391411 | Living Room | 0.00028447
Ceiling Fixture | Compact Fluorescent |  | Circline (Screw Base) | 1 | 22 | Bedroom | 2391412 | Bedroom | 0.00028447
Table | Incandescent |  | Standard A Lamp | 1 | 40 | Master Bedroom | 2391413 | Master Bedroom | 0.00028447
Ceiling Fixture | Incandescent |  | Standard A Lamp | 2 | 60 | Master Bedroom | 2391413 | Master Bedroom | 0.00028447
Ceiling Fixture | Incandescent |  | Standard A Lamp | 1 | 65 | Garage | 2391414 | Garage | 0.00028447
Table | Incandescent |  | Standard A Lamp | 1 | 60 | Living Room | 239261 | Living Room | 0.00094081
Ceiling Fixture | Linear Fluorescent | 48 | T-8 | 4 | 32 | Kitchen | 239262 | Kitchen | 0.00094081
Ceiling Fan | Incandescent |  | Clear | 3 | 60 | Kitchen | 239262 | Kitchen | 0.00094081
Ceiling Fan | Incandescent |  | Standard A Lamp | 1 | 60 | Master Bedroom | 239263 | Master Bedroom | 0.00094081
Table | Incandescent |  | Standard A Lamp | 1 | 60 | Master Bedroom | 239263 | Master Bedroom | 0.00094081
Wall Mount | Incandescent |  | Globe | 4 | 60 | Bathroom | 239264 | Bathroom | 0.00094081
Ceiling Fixture | Incandescent |  | Standard A Lamp | 1 | 60 | Bathroom | 239264 | Bathroom | 0.00094081
Ceiling Fixture | Incandescent |  | Standard A Lamp | 1 | 60 | Laundry Room | 239265 | Laundry Room | 0.00094081
Ceiling Fixture | Incandescent |  | Standard A Lamp | 1 | 60 | Closet | 239266 | Closet | 0.00094081
Ceiling Fan | Compact Fluorescent |  | Twist | 1 | 15 | Bedroom | 239267 | Bedroom | 0.00094081
Floor lamp | Incandescent |  | Standard A Lamp | 3 | 60 | Bedroom | 239267 | Bedroom | 0.00094081
Table | Compact Fluorescent |  | Twist | 1 | 15 | Bedroom | 239267 | Bedroom | 0.00094081
Wall Mount | Incandescent |  | Globe | 4 | 40 | Bathroom | 239268 | Bathroom | 0.00094081
Wall Mount | Incandescent |  | Clear | 3 | 25 | Bathroom | 239311 | Bathroom | 0.00028447
Wall Mount | Compact Fluorescent |  | Twist | 1 | 15 | Bathroom | 239312 | Bathroom | 0.00028447
Ceiling Fan | Compact Fluorescent |  | Twist | 1 | 15 | Bathroom | 239312 | Bathroom | 0.00028447
Wall Mount | Compact Fluorescent |  | Twist | 2 | 15 | Bathroom | 239313 | Bathroom | 0.00028447
Ceiling Fan | Compact Fluorescent |  | Twist | 4 | 15 | Bedroom | 239314 | Bedroom | 0.00028447
Ceiling Fixture | Compact Fluorescent |  | Twist | 1 | 15 | Bedroom | 239314 | Bedroom | 0.00028447
Table | Incandescent |  | Standard A Lamp | 1 | 40 | Bedroom | 239314 | Bedroom | 0.00028447
Ceiling Fixture | Compact Fluorescent |  | Twist | 2 | 15 | Bedroom | 239315 | Bedroom | 0.00028447
Table | Compact Fluorescent |  | Twist | 1 | 15 | Bedroom | 239315 | Bedroom | 0.00028447
Ceiling Fixture | Compact Fluorescent |  | Twist | 1 | 15 | Bedroom | 239316 | Bedroom | 0.00028447
Table | Compact Fluorescent |  | Twist | 1 | 15 | Bedroom | 239316 | Bedroom | 0.00028447
Track | Compact Fluorescent |  | Twist | 4 | 15 | Family Room | 239317 | Family Room | 0.00028447
Track | Compact Fluorescent |  | Twist | 2 | 15 | Family Room | 239317 | Family Room | 0.00028447
Ceiling Fixture | Incandescent |  | Standard A Lamp | 1 | 60 | Garage | 239318 | Garage | 0.00028447
Ceiling Fixture | Incandescent |  | Reflector | 1 | 100 | Garage | 239318 | Garage | 0.00028447
Garage door opener | Incandescent |  | Clear | 2 | 60 | Garage | 239318 | Garage | 0.00028447
Ceiling Fixture | Linear Fluorescent | 48 | T-8 | 2 | 40 | Garage | 239318 | Garage | 0.00028447
Ceiling Fan | Incandescent |  | Standard A Lamp | 4 | 60 | Kitchen | 239319 | Kitchen | 0.00028447
Chandelier (Hanging) | Compact Fluorescent |  | Twist | 5 | 15 | Kitchen | 239319 | Kitchen | 0.00028447
Ceiling Fixture | Compact Fluorescent |  | Twist | 2 | 15 | Kitchen | 239319 | Kitchen | 0.00028447
Wall Mount | Compact Fluorescent |  | Twist | 1 | 15 | Kitchen | 239319 | Kitchen | 0.00028447
Recessed Can | Incandescent |  | Standard A Lamp | 1 | 60 | Kitchen | 239319 | Kitchen | 0.00028447
Ceiling Fixture | Compact Fluorescent |  | Twist | 1 | 15 | Laundry Room | 2393110 | Laundry Room | 0.00028447
Wall Mount | Incandescent |  | Globe | 4 | 25 | Laundry Room | 2393110 | Laundry Room | 0.00028447
Ceiling Fixture | Compact Fluorescent |  | Twist | 1 | 15 | Bathroom | 2393111 | Bathroom | 0.00028447
Ceiling Fan | Compact Fluorescent |  | Twist | 1 | 15 | Bathroom | 2393111 | Bathroom | 0.00028447
Wall Mount | Incandescent |  | Decorative | 1 | 60 | Bathroom | 2393111 | Bathroom | 0.00028447
Table | Incandescent |  | Standard A Lamp | 1 | 60 | Bathroom | 2393111 | Bathroom | 0.00028447
Ceiling Fan | Compact Fluorescent |  | Twist | 4 | 15 | Master Bedroom | 2393112 | Master Bedroom | 0.00028447
Ceiling Fixture | Compact Fluorescent |  | Twist | 2 | 15 | Master Bedroom | 2393112 | Master Bedroom | 0.00028447
Table | Compact Fluorescent |  | Twist | 1 | 15 | Master Bedroom | 2393112 | Master Bedroom | 0.00028447
Ceiling Fixture | Compact Fluorescent |  | Twist | 2 | 15 | Office | 2393113 | Office | 0.00028447
Ceiling Fixture | Compact Fluorescent |  | Twist | 2 | 15 | Family Room | 2393114 | Family Room | 0.00028447
Table | Compact Fluorescent |  | Twist | 1 | 15 | Family Room | 2393114 | Family Room | 0.00028447
Ceiling Fixture | Compact Fluorescent |  | Twist | 2 | 15 | Bedroom | 2393115 | Bedroom | 0.00028447
Ceiling Fixture | Compact Fluorescent |  | Twist | 2 | 15 | Hall | 2393116 | Hall | 0.00028447
Wall Mount | Compact Fluorescent |  | Twist | 1 | 15 | Hall | 2393117 | Hall | 0.00028447
Wall Mount | Incandescent |  | Standard A Lamp | 3 | 60 | Bathroom | 239321 | Bathroom | 0.00094081
Ceiling Fixture | Incandescent |  | Standard A Lamp | 1 | 60 | Bedroom | 239322 | Bedroom | 0.00094081
Table | Incandescent |  | Decorative | 1 | 40 | Bedroom | 239322 | Bedroom | 0.00094081
Ceiling Fixture | Incandescent |  | Standard A Lamp | 1 | 60 | Other | 239323 | Other | 0.00094081
Recessed Can | Compact Fluorescent |  | Reflector | 1 | 15 | Other | 239323 | Other | 0.00094081
Table | Incandescent |  | Standard A Lamp | 1 | 40 | Other | 239323 | Other | 0.00094081
Ceiling Fixture | Incandescent |  | Standard A Lamp | 2 | 60 | Bedroom | 239324 | Bedroom | 0.00094081
Floor lamp | Incandescent |  | Standard A Lamp | 1 | 100 | Bedroom | 239324 | Bedroom | 0.00094081
Table | Incandescent |  | Standard A Lamp | 1 | 60 | Bedroom | 239324 | Bedroom | 0.00094081
Table | Incandescent |  | Mini base | 1 | 40 | Bedroom | 239324 | Bedroom | 0.00094081
Recessed Can | Incandescent |  | Reflector | 1 | 65 | Hall | 239325 | Hall | 0.00094081
Ceiling Fixture | Incandescent |  | Standard A Lamp | 1 | 60 | Hall | 239325 | Hall | 0.00094081
Ceiling Fixture | Linear Fluorescent | 48 | T-12 | 2 | 40 | Garage | 239326 | Garage | 0.00094081
Table | Incandescent |  | Standard A Lamp | 1 | 60 | Garage | 239326 | Garage | 0.00094081
Garage door opener | Incandescent |  | Standard A Lamp | 1 | 60 | Garage | 239326 | Garage | 0.00094081
Ceiling Fixture | Incandescent |  | Standard A Lamp | 1 | 40 | Garage | 239326 | Garage | 0.00094081
Floor lamp | Compact Fluorescent |  | Pin base | 1 | 22 | Kitchen | 239327 | Kitchen | 0.00094081
Other | Linear Fluorescent | 36 | T-12 | 1 | 30 | Kitchen | 239327 | Kitchen | 0.00094081
Recessed Can | Incandescent |  | Reflector | 1 | 65 | Kitchen | 239327 | Kitchen | 0.00094081
Ceiling Fixture | Compact Fluorescent |  | Reflector | 1 | 13 | Kitchen | 239327 | Kitchen | 0.00094081
Table | Incandescent |  | Standard A Lamp | 1 | 40 | Kitchen | 239327 | Kitchen | 0.00094081
Floor lamp | Incandescent |  | Standard A Lamp | 1 | 40 | Kitchen | 239327 | Kitchen | 0.00094081
Floor lamp | Incandescent |  | Standard A Lamp | 1 | 150 | Kitchen | 239327 | Kitchen | 0.00094081
Table | Incandescent |  | Decorative | 1 | 40 | Kitchen | 239327 | Kitchen | 0.00094081
Other | Linear Fluorescent | 24 | T-8 | 1 | 15 | Kitchen | 239327 | Kitchen | 0.00094081
Ceiling Fixture | Linear Fluorescent | 48 | T-12 | 4 | 40 | Laundry Room | 239328 | Laundry Room | 0.00094081
Recessed Can | Incandescent |  | Reflector | 1 | 65 | Bathroom | 239329 | Bathroom | 0.00094081
Ceiling Fixture | Incandescent |  | Standard A Lamp | 2 | 60 | Bathroom | 239329 | Bathroom | 0.00094081
Table | Incandescent |  | Standard A Lamp | 1 | 40 | Bathroom | 239329 | Bathroom | 0.00094081
Wall Mount | Incandescent |  | Globe | 8 | 40 | Bathroom | 239329 | Bathroom | 0.00094081
Ceiling Fan | Incandescent |  | Standard A Lamp | 1 | 60 | Master Bedroom | 2393210 | Master Bedroom | 0.00094081
Wall Mount | Incandescent |  | Standard A Lamp | 1 | 100 | Master Bedroom | 2393210 | Master Bedroom | 0.00094081
Table | Incandescent |  | Standard A Lamp | 1 | 40 | Master Bedroom | 2393210 | Master Bedroom | 0.00094081
Wall Mount | Incandescent |  | Standard A Lamp | 1 | 40 | Master Bedroom | 2393210 | Master Bedroom | 0.00094081
Ceiling Fan | Incandescent |  | Standard A Lamp | 1 | 60 | Bedroom | 2393211 | Bedroom | 0.00094081
Table | Compact Fluorescent |  | Pin base | 1 | 22 | Bedroom | 2393211 | Bedroom | 0.00094081
Table | Incandescent |  | Standard A Lamp | 1 | 100 | Bedroom | 2393211 | Bedroom | 0.00094081
Table | Incandescent |  | Standard A Lamp | 1 | 60 | Bedroom | 2393211 | Bedroom | 0.00094081
Table | Compact Fluorescent |  | Pin base | 1 | 22 | Bedroom | 2393211 | Bedroom | 0.00094081
Recessed Can | Incandescent |  | Reflector | 1 | 65 | Hall | 2393212 | Hall | 0.00094081
Ceiling Fixture | Incandescent |  | Standard A Lamp | 1 | 60 | Hall | 2393213 | Hall | 0.00094081
Wall Mount | Incandescent |  | Standard A Lamp | 4 | 60 | Bathroom | 239331 | Bathroom | 0.00094081
Ceiling Fixture | Incandescent |  | Standard A Lamp | 1 | 75 | Laundry Room | 239332 | Laundry Room | 0.00094081
Wall Mount | Incandescent |  | Standard A Lamp | 4 | 60 | Laundry Room | 239332 | Laundry Room | 0.00094081
Ceiling Fixture | Incandescent |  | Standard A Lamp | 1 | 75 | Bedroom | 239333 | Bedroom | 0.00094081
Ceiling Fixture | Incandescent |  | Standard A Lamp | 2 | 75 | Bedroom | 239334 | Bedroom | 0.00094081
Wall Mount | Incandescent |  | Standard A Lamp | 1 | 75 | Bedroom | 239335 | Bedroom | 0.00094081
Ceiling Fixture | Incandescent |  | Clear | 1 | 75 | Kitchen | 239336 | Kitchen | 0.00094081
Ceiling Fixture | Incandescent |  | Decorative | 2 | 60 | Dining Room | 239337 | Dining Room | 0.00094081
Ceiling Fixture | Incandescent |  | Standard A Lamp | 1 | 75 | Hall | 239338 | Hall | 0.00094081
Ceiling Fixture | Linear Fluorescent | 48 | T-12 | 2 | 25 | Kitchen | 239339 | Kitchen | 0.00094081
Ceiling Fixture | Incandescent |  | Standard A Lamp | 1 | 75 | Kitchen | 239339 | Kitchen | 0.00094081
Ceiling Fan | Incandescent |  | Decorative | 3 | 60 | Living Room | 2393310 | Living Room | 0.00094081
Ceiling Fixture | Linear Fluorescent | 24 | T-12 | 2 | 20 | Living Room | 2393311 | Living Room | 0.00094081
Ceiling Fixture | Incandescent |  | Standard A Lamp | 4 | 60 | Family Room | 239361 | Family Room | 0.00094081
Wall Mount | Incandescent |  | Globe | 5 | 40 | Bathroom | 239362 | Bathroom | 0.00094081
Ceiling Fixture | Incandescent |  | Standard A Lamp | 1 | 60 | Bathroom | 239362 | Bathroom | 0.00094081
Wall Mount | Incandescent |  | Standard A Lamp | 2 | 60 | Bathroom | 239363 | Bathroom | 0.00094081
Wall Mount | Incandescent |  | Standard A Lamp | 2 | 60 | Bathroom | 239364 | Bathroom | 0.00094081
Ceiling Fixture | Incandescent |  | Standard A Lamp | 2 | 60 | Bedroom | 239365 | Bedroom | 0.00094081
Ceiling Fixture | Incandescent |  | Standard A Lamp | 2 | 60 | Bedroom | 239366 | Bedroom | 0.00094081
Ceiling Fixture | Incandescent |  | Standard A Lamp | 2 | 60 | Bedroom | 239367 | Bedroom | 0.00094081
Chandelier (Hanging) | Incandescent |  | Standard A Lamp | 4 | 60 | Bedroom | 239368 | Bedroom | 0.00094081
Ceiling Fixture | Incandescent |  | Standard A Lamp | 1 | 60 | Hall | 239369 | Hall | 0.00094081
Ceiling Fixture | Incandescent |  | Standard A Lamp | 1 | 60 | Hall | 2393610 | Hall | 0.00094081
Chandelier (Hanging) | Incandescent |  | Standard A Lamp | 5 | 60 | Kitchen | 2393611 | Kitchen | 0.00094081
Ceiling Fixture | Incandescent |  | Standard A Lamp | 1 | 60 | Kitchen | 2393611 | Kitchen | 0.00094081
Other | Incandescent |  | Standard A Lamp | 2 | 100 | Kitchen | 2393611 | Kitchen | 0.00094081
Ceiling Fixture | Incandescent |  | Standard A Lamp | 1 | 60 | Laundry Room | 2393612 | Laundry Room | 0.00094081
Table | Incandescent |  | Standard A Lamp | 1 | 100 | Living Room | 2393613 | Living Room | 0.00094081
Table | Compact Fluorescent |  | Twist | 1 | 22 | Living Room | 2393613 | Living Room | 0.00094081
Ceiling Fixture | Incandescent |  | Standard A Lamp | 1 | 60 | Other | 2393614 | Other | 0.00094081
Ceiling Fixture | Incandescent |  | Standard A Lamp | 1 | 60 | Hall | 2393615 | Hall | 0.00094081
Ceiling Fixture | Incandescent |  | Standard A Lamp | 1 | 60 | Other | 239391 | Other | 0.00052955
Ceiling Fixture | Incandescent |  | Standard A Lamp | 2 | 60 | Bathroom | 239392 | Bathroom | 0.00052955
Wall Mount | Incandescent |  | Globe | 3 | 40 | Bathroom | 239392 | Bathroom | 0.00052955
Ceiling Fixture | Incandescent |  | Standard A Lamp | 2 | 60 | Bedroom | 239393 | Bedroom | 0.00052955
Ceiling Fixture | Incandescent |  | Standard A Lamp | 1 | 60 | Other | 239394 | Other | 0.00052955
Ceiling Fixture | Incandescent |  | Standard A Lamp | 1 | 75 | Other | 239394 | Other | 0.00052955
Table | Incandescent |  | Standard A Lamp | 1 | 60 | Other | 239394 | Other | 0.00052955
Ceiling Fixture | Incandescent |  | Standard A Lamp | 1 | 60 | Family Room | 239395 | Family Room | 0.00052955
Ceiling Fixture | Incandescent |  | Standard A Lamp | 1 | 60 | Garage | 239396 | Garage | 0.00052955
Garage door opener | Incandescent |  | Standard A Lamp | 2 | 60 | Garage | 239396 | Garage | 0.00052955
Ceiling Fixture | Incandescent |  | Standard A Lamp | 2 | 60 | Kitchen | 239397 | Kitchen | 0.00052955
Table | Compact Fluorescent |  | Twist | 1 | 15 | Living Room | 239398 | Living Room | 0.00052955
Table | Incandescent |  | 3-Way Incandescent | 1 | 125 | Living Room | 239398 | Living Room | 0.00052955
Ceiling Fixture | Incandescent |  | Standard A Lamp | 2 | 60 | Bedroom | 239399 | Bedroom | 0.00052955
Ceiling Fixture | Incandescent |  | Standard A Lamp | 1 | 100 | Hall | 2393910 | Hall | 0.00052955
Wall Mount | Incandescent |  | Standard A Lamp | 1 | 75 | Bathroom | 239461 | Bathroom | 0.0005169
Wall Mount | Incandescent |  | Standard A Lamp | 2 | 60 | Bathroom | 239462 | Bathroom | 0.0005169
Wall Mount | Compact Fluorescent |  | Twist | 2 | 15 | Bathroom | 239463 | Bathroom | 0.0005169
Ceiling Fixture | Incandescent |  | Heat Lamp | 1 | 250 | Bathroom | 239463 | Bathroom | 0.0005169
Ceiling Fixture | Compact Fluorescent |  | Twist | 2 | 15 | Bedroom | 239464 | Bedroom | 0.0005169
Ceiling Fixture | Compact Fluorescent |  | Twist | 1 | 15 | Bedroom | 239465 | Bedroom | 0.0005169
Table | Incandescent |  | Standard A Lamp | 1 | 60 | Bedroom | 239465 | Bedroom | 0.0005169
Ceiling Fixture | Compact Fluorescent |  | Twist | 2 | 15 | Office | 239466 | Office | 0.0005169
Ceiling Fixture | Compact Fluorescent |  | Twist | 1 | 15 | Master Bedroom | 239467 | Master Bedroom | 0.0005169
Ceiling Fixture | Compact Fluorescent |  | Twist | 1 | 15 | Master Bedroom | 239467 | Master Bedroom | 0.0005169
Ceiling Fixture | Incandescent |  | Standard A Lamp | 1 | 75 | Dining Room | 239468 | Dining Room | 0.0005169
Table | Linear Fluorescent | 24 | T-5 | 2 | 16 | Family Room | 239469 | Family Room | 0.0005169
Torchiere | Halogen |  | Quartz Tube | 1 | 100 | Family Room | 239469 | Family Room | 0.0005169
Ceiling Fixture | Compact Fluorescent |  | Twist | 1 | 22 | Garage | 2394610 | Garage | 0.0005169
Ceiling Fixture | Linear Fluorescent | 48 | T-8 | 2 | 32 | Garage | 2394610 | Garage | 0.0005169
Garage door opener | Incandescent |  | Standard A Lamp | 1 | 60 | Garage | 2394610 | Garage | 0.0005169
Ceiling Fixture | Compact Fluorescent |  | Twist | 1 | 15 | Hall | 2394611 | Hall | 0.0005169
Ceiling Fixture | Compact Fluorescent |  | Twist | 1 | 15 | Hall | 2394612 | Hall | 0.0005169
Ceiling Fixture | Compact Fluorescent |  | Twist | 1 | 15 | Laundry Room | 2394613 | Laundry Room | 0.0005169
Torchiere | Incandescent |  | 3-Way Incandescent | 1 | 75 | Living Room | 2394614 | Living Room | 0.0005169
Ceiling Fixture | Incandescent |  | Standard A Lamp | 1 | 75 | Other | 239481 | Other | 0.00040077
Chandelier (Hanging) | Incandescent |  | Standard A Lamp | 2 | 65 | Bathroom | 239482 | Bathroom | 0.00040077
Wall Mount | Incandescent |  | Decorative | 3 | 65 | Bathroom | 239483 | Bathroom | 0.00040077
Wall Mount | Incandescent |  | Standard A Lamp | 2 | 60 | Bedroom | 239484 | Bedroom | 0.00040077
Wall Mount | Compact Fluorescent |  | Twist | 2 | 22 | Bedroom | 239485 | Bedroom | 0.00040077
Low bay | Linear Fluorescent | 48 | T-12 | 2 | 40 | Bedroom | 239486 | Bedroom | 0.00040077
Floor lamp | Halogen |  | Quartz Tube | 1 | 50 | Family Room | 239487 | Family Room | 0.00040077
Table | Incandescent |  | Standard A Lamp | 1 | 65 | Family Room | 239487 | Family Room | 0.00040077
Wall Mount | Incandescent |  | Standard A Lamp | 2 | 60 | Hall | 239488 | Hall | 0.00040077
Ceiling Fixture | Linear Fluorescent | 96 | T-12 | 2 | 100 | Kitchen | 239489 | Kitchen | 0.00040077
High bay | Incandescent |  | Standard A Lamp | 2 | 65 | Kitchen | 239489 | Kitchen | 0.00040077
Wall Mount | Incandescent |  | Globe | 3 | 60 | Kitchen | 239489 | Kitchen | 0.00040077
Wall Mount | Incandescent |  | Standard A Lamp | 2 | 60 | Master Bedroom | 2394810 | Master Bedroom | 0.00040077
Chandelier (Hanging) | Incandescent |  | Standard A Lamp | 1 | 60 | Office | 2394811 | Office | 0.00040077
Chandelier (Hanging) | Compact Fluorescent |  | Twist | 1 | 15 | Bathroom | 239521 | Bathroom | 0.00040077
Ceiling Fan | Incandescent |  | Heat Lamp | 1 | 150 | Bathroom | 239521 | Bathroom | 0.00040077
Ceiling Fan | Incandescent |  | Mini base | 4 | 25 | Bedroom | 239522 | Bedroom | 0.00040077
Table | Compact Fluorescent |  | Twist | 1 | 15 | Bedroom | 239522 | Bedroom | 0.00040077
Ceiling Fan | Compact Fluorescent |  | Twist | 3 | 15 | Bedroom | 239523 | Bedroom | 0.00040077
Table | Incandescent |  | Other | 1 | 60 | Bedroom | 239523 | Bedroom | 0.00040077
Table | Compact Fluorescent |  | Twist | 1 | 15 | Bedroom | 239523 | Bedroom | 0.00040077
Ceiling Fan | Compact Fluorescent |  | Twist | 3 | 15 | Bedroom | 239524 | Bedroom | 0.00040077
Table | Compact Fluorescent |  | A shape bulb | 1 | 15 | Bedroom | 239524 | Bedroom | 0.00040077
Wall Mount | Compact Fluorescent |  | Twist | 4 | 15 | Bathroom | 239525 | Bathroom | 0.00040077
Ceiling Fixture | Incandescent |  | Standard A Lamp | 2 | 60 | Bathroom | 239525 | Bathroom | 0.00040077
Ceiling Fixture | Incandescent |  | Standard A Lamp | 2 | 60 | Dining Room | 239526 | Dining Room | 0.00040077
Ceiling Fixture | Compact Fluorescent |  | Twist | 3 | 15 | Family Room | 239527 | Family Room | 0.00040077
Recessed Can | Incandescent |  | Reflector | 1 | 65 | Family Room | 239527 | Family Room | 0.00040077
Floor lamp | Incandescent |  | Standard A Lamp | 1 | 100 | Family Room | 239527 | Family Room | 0.00040077
Table | Incandescent |  | Standard A Lamp | 1 | 100 | Family Room | 239527 | Family Room | 0.00040077
Table | Compact Fluorescent |  | Twist | 1 | 22 | Family Room | 239527 | Family Room | 0.00040077
Table | Incandescent |  | Mini base | 3 | 25 | Family Room | 239527 | Family Room | 0.00040077
Ceiling Fixture | Incandescent |  | Standard A Lamp | 2 | 60 | Hall | 239528 | Hall | 0.00040077
Ceiling Fixture | Halogen |  | MR | 3 | 75 | Kitchen | 239529 | Kitchen | 0.00040077
Ceiling Fixture | Compact Fluorescent |  | Twist | 3 | 22 | Kitchen | 239529 | Kitchen | 0.00040077
Ceiling Fixture | Compact Fluorescent |  | Twist | 1 | 15 | Laundry Room | 2395210 | Laundry Room | 0.00040077
Table | Incandescent |  | Standard A Lamp | 1 | 100 | Living Room | 2395211 | Living Room | 0.00040077
Table | Compact Fluorescent |  | Twist | 1 | 15 | Living Room | 2395211 | Living Room | 0.00040077
Wall Mount | Compact Fluorescent |  | Twist | 1 | 15 | Living Room | 2395211 | Living Room | 0.00040077
Ceiling Fixture | Incandescent |  | Standard A Lamp | 1 | 60 | Office | 2395212 | Office | 0.00040077
Table | Incandescent |  | Other | 1 | 40 | Office | 2395212 | Office | 0.00040077
Table | Incandescent |  | Mini base | 2 | 40 | Office | 2395212 | Office | 0.00040077
Ceiling Fixture | Compact Fluorescent |  | Circline (Screw Base) | 1 | 28 | Other | 2395213 | Other | 0.00040077
Ceiling Fixture | Compact Fluorescent |  | Twist | 1 | 22 | Other | 2395213 | Other | 0.00040077
Table | Incandescent |  | Standard A Lamp | 1 | 60 | Other | 2395213 | Other | 0.00040077
Recessed - other | Incandescent |  | Reflector | 1 | 65 | Other | 239601 | Other | 0.00029634
Recessed Can | Incandescent |  | Reflector | 1 | 65 | Other | 239602 | Other | 0.00029634
Recessed Can | Compact Fluorescent |  | Reflector | 1 | 14 | Other | 239602 | Other | 0.00029634
Ceiling Fixture | Compact Fluorescent |  | Twist | 1 | 14 | Hall | 239603 | Hall | 0.00029634
Recessed Can | Compact Fluorescent |  | Reflector | 1 | 14 | Hall | 239604 | Hall | 0.00029634
Ceiling Fixture | Linear Fluorescent | 48 | T-12 | 2 | 40 | Garage | 239605 | Garage | 0.00029634
Ceiling Fixture | Incandescent |  | Standard A Lamp | 2 | 75 | Kitchen | 239606 | Kitchen | 0.00029634
Ceiling Fixture | Linear Fluorescent | 48 | T-12 | 2 | 40 | Kitchen | 239606 | Kitchen | 0.00029634
Floor lamp | Incandescent |  | Standard A Lamp | 1 | 75 | Living Room | 239607 | Living Room | 0.00029634
Wall Mount | Compact Fluorescent |  | Twist | 1 | 23 | Bathroom | 239608 | Bathroom | 0.00029634
Ceiling Fixture | Compact Fluorescent |  | Twist | 1 | 13 | Closet | 239609 | Closet | 0.00029634
Ceiling Fixture | Compact Fluorescent |  | Twist | 1 | 13 | Master Bedroom | 2396010 | Master Bedroom | 0.00029634
Ceiling Fixture | Incandescent |  | Standard A Lamp | 1 | 60 | Master Bedroom | 2396010 | Master Bedroom | 0.00029634
Wall Mount | Compact Fluorescent |  | Twist | 1 | 23 | Master Bedroom | 2396010 | Master Bedroom | 0.00029634
Wall Mount | Compact Fluorescent |  | Twist | 3 | 15 | Bathroom | 239651 | Bathroom | 0.00047324
Ceiling Fixture | Halogen |  | MR | 1 | 20 | Bedroom | 239652 | Bedroom | 0.00047324
Wall Mount | Incandescent |  | Globe | 4 | 40 | Bathroom | 239653 | Bathroom | 0.00047324
Ceiling Fixture | Incandescent |  | Standard A Lamp | 3 | 60 | Bedroom | 239654 | Bedroom | 0.00047324
Ceiling Fixture | Incandescent |  | Standard A Lamp | 2 | 60 | Bedroom | 239655 | Bedroom | 0.00047324
Recessed Can | Incandescent |  | Reflector | 1 | 60 | Hall | 239656 | Hall | 0.00047324
Ceiling Fixture | Incandescent |  | Standard A Lamp | 2 | 60 | Hall | 239656 | Hall | 0.00047324
Ceiling Fixture | Incandescent |  | Standard A Lamp | 1 | 100 | Closet | 239657 | Closet | 0.00047324
Ceiling Fixture | Incandescent |  | Standard A Lamp | 1 | 60 | Office | 239658 | Office | 0.00047324
Table | Incandescent |  | Standard A Lamp | 1 | 25 | Office | 239658 | Office | 0.00047324
Ceiling Fixture | Incandescent |  | Standard A Lamp | 1 | 60 | Family Room | 239659 | Family Room | 0.00047324
Ceiling Fixture | Incandescent |  | Standard A Lamp | 1 | 60 | Other | 2396510 | Other | 0.00047324
Recessed Can | Incandescent |  | Reflector | 1 | 75 | Hall | 2396511 | Hall | 0.00047324
Chandelier (Hanging) | Incandescent |  | Standard A Lamp | 1 | 60 | Hall | 2396512 | Hall | 0.00047324
Ceiling Fixture | Incandescent |  | Standard A Lamp | 1 | 60 | Kitchen | 2396513 | Kitchen | 0.00047324
Ceiling Fixture | Incandescent |  | Decorative | 4 | 25 | Kitchen | 2396513 | Kitchen | 0.00047324
Recessed Can | Incandescent |  | Reflector | 1 | 75 | Laundry Room | 2396514 | Laundry Room | 0.00047324
Chandelier (Hanging) | Incandescent |  | Standard A Lamp | 1 | 60 | Living Room | 2396515 | Living Room | 0.00047324
Track | Incandescent |  | Reflector | 2 | 65 | Living Room | 2396515 | Living Room | 0.00047324
Track | Incandescent |  | Reflector | 3 | 65 | Living Room | 2396515 | Living Room | 0.00047324
Ceiling Fan | Incandescent |  | Standard A Lamp | 1 | 60 | Living Room | 2396515 | Living Room | 0.00047324
Floor lamp | Incandescent |  | Standard A Lamp | 1 | 60 | Living Room | 2396515 | Living Room | 0.00047324
Ceiling Fixture | Incandescent |  | Standard A Lamp | 1 | 60 | Bathroom | 2396516 | Bathroom | 0.00047324
Wall Mount | Compact Fluorescent |  | Straight Tube | 4 | 22 | Bathroom | 2396516 | Bathroom | 0.00047324
Ceiling Fixture | Incandescent |  | Standard A Lamp | 1 | 60 | Master Bedroom | 2396517 | Master Bedroom | 0.00047324
Wall Mount | Incandescent |  | Standard A Lamp | 1 | 60 | Master Bedroom | 2396517 | Master Bedroom | 0.00047324
Table | Incandescent |  | Standard A Lamp | 1 | 60 | Master Bedroom | 2396517 | Master Bedroom | 0.00047324
Ceiling Fixture | Linear Fluorescent | 48 | T-8 | 2 | 32 | Laundry Room | 239661 | Laundry Room | 0.00094081
Ceiling Fixture | Linear Fluorescent | 48 | T-8 | 2 | 32 | Kitchen | 239662 | Kitchen | 0.00094081
Ceiling Fixture | Compact Fluorescent |  | Twist | 3 | 15 | Dining Room | 239663 | Dining Room | 0.00094081
Floor lamp | Linear Fluorescent | 24 | T-8 | 2 | 16 | Living Room | 239664 | Living Room | 0.00094081
Ceiling Fixture | Compact Fluorescent |  | Twist | 1 | 15 | Hall | 239665 | Hall | 0.00094081
Ceiling Fixture | Compact Fluorescent |  | Twist | 2 | 15 | Bedroom | 239666 | Bedroom | 0.00094081
Wall Mount | Incandescent |  | Globe | 4 | 40 | Bathroom | 239667 | Bathroom | 0.00094081
Ceiling Fixture | Compact Fluorescent |  | Twist | 2 | 22 | Bedroom | 239668 | Bedroom | 0.00094081
Table | Compact Fluorescent |  | Twist | 1 | 15 | Bedroom | 239668 | Bedroom | 0.00094081
Ceiling Fixture | Incandescent |  | Standard A Lamp | 2 | 60 | Other | 239721 | Other | 0.00052955
Ceiling Fixture | Incandescent |  | Standard A Lamp | 1 | 40 | Bathroom | 239722 | Bathroom | 0.00052955
Wall Mount | Incandescent |  | Clear | 6 | 20 | Bathroom | 239723 | Bathroom | 0.00052955
Ceiling Fixture | Incandescent |  | Standard A Lamp | 2 | 40 | Bedroom | 239724 | Bedroom | 0.00052955
Ceiling Fixture | Incandescent |  | Standard A Lamp | 1 | 60 | Bedroom | 239725 | Bedroom | 0.00052955
Ceiling Fixture | Incandescent |  | Standard A Lamp | 1 | 60 | Bedroom | 239726 | Bedroom | 0.00052955
Ceiling Fixture | Incandescent |  | Standard A Lamp | 2 | 60 | Bedroom | 239727 | Bedroom | 0.00052955
Floor lamp | Incandescent |  | Standard A Lamp | 1 | 150 | Bedroom | 239727 | Bedroom | 0.00052955
Chandelier (Hanging) | Incandescent |  | Standard A Lamp | 5 | 60 | Dining Room | 239728 | Dining Room | 0.00052955
Table | Linear Fluorescent | 48 | T-12 | 2 | 25 | Other | 239729 | Other | 0.00052955
Ceiling Fixture | Incandescent |  | Standard A Lamp | 1 | 75 | Hall | 2397210 | Hall | 0.00052955
Ceiling Fixture | Incandescent |  | Standard A Lamp | 1 | 60 | Other | 2397211 | Other | 0.00052955
Wall Mount | Incandescent |  | Standard A Lamp | 1 | 60 | Hall | 2397212 | Hall | 0.00052955
Ceiling Fixture | Linear Fluorescent | 48 | T-12 | 2 | 40 | Kitchen | 2397213 | Kitchen | 0.00052955
Chandelier (Hanging) | Incandescent |  | Standard A Lamp | 3 | 60 | Living Room | 2397214 | Living Room | 0.00052955
Floor lamp | Compact Fluorescent |  | Twist | 3 | 22 | Living Room | 2397214 | Living Room | 0.00052955
Table | Incandescent |  | Standard A Lamp | 1 | 60 | Living Room | 2397214 | Living Room | 0.00052955
Ceiling Fixture | Incandescent |  | Standard A Lamp | 3 | 40 | Office | 2397215 | Office | 0.00052955
Floor lamp | Incandescent |  | Standard A Lamp | 3 | 75 | Office | 2397215 | Office | 0.00052955
Ceiling Fixture | Incandescent |  | Standard A Lamp | 1 | 100 | Other | 2397216 | Other | 0.00052955
Wall Mount | Incandescent |  | Standard A Lamp | 2 | 60 | Bathroom | 239731 | Bathroom | 0.00029634
Ceiling Fixture | Compact Fluorescent |  | Twist | 2 | 15 | Bedroom | 239732 | Bedroom | 0.00029634
Table | Incandescent |  | Standard A Lamp | 1 | 60 | Bedroom | 239732 | Bedroom | 0.00029634
Ceiling Fixture | Compact Fluorescent |  | Twist | 1 | 15 | Laundry Room | 239733 | Laundry Room | 0.00029634
Ceiling Fixture | Incandescent |  | Standard A Lamp | 1 | 60 | Bedroom | 239734 | Bedroom | 0.00029634
Table | Incandescent |  | Standard A Lamp | 1 | 60 | Bedroom | 239734 | Bedroom | 0.00029634
Ceiling Fixture | Incandescent |  | Standard A Lamp | 1 | 60 | Bedroom | 239735 | Bedroom | 0.00029634
Ceiling Fixture | Incandescent |  | Standard A Lamp | 1 | 60 | Hall | 239736 | Hall | 0.00029634
Ceiling Fixture | Incandescent |  | Standard A Lamp | 1 | 60 | Living Room | 239737 | Living Room | 0.00029634
Ceiling Fan | Compact Fluorescent |  | Twist | 4 | 15 | Family Room | 239738 | Family Room | 0.00029634
Ceiling Fixture | Compact Fluorescent |  | Twist | 3 | 22 | Family Room | 239738 | Family Room | 0.00029634
Table | Incandescent |  | Standard A Lamp | 1 | 60 | Family Room | 239738 | Family Room | 0.00029634
Garage door opener | Incandescent |  | Standard A Lamp | 1 | 40 | Garage | 239739 | Garage | 0.00029634
Ceiling Fixture | Linear Fluorescent | 96 | T-12 | 2 | 100 | Garage | 239739 | Garage | 0.00029634
Ceiling Fixture | Linear Fluorescent | 48 | T-12 | 2 | 40 | Garage | 239739 | Garage | 0.00029634
Ceiling Fixture | Compact Fluorescent |  | Twist | 1 | 15 | Hall | 2397310 | Hall | 0.00029634
Ceiling Fan | Incandescent |  | Clear | 4 | 40 | Living Room | 2397311 | Living Room | 0.00029634
Other | Halogen |  |  | 1 | 150 | Living Room | 2397311 | Living Room | 0.00029634
Ceiling Fixture | Incandescent |  | Standard A Lamp | 1 | 60 | Other | 2397312 | Other | 0.00029634
Ceiling Fixture | Incandescent |  | Standard A Lamp | 2 | 60 | Kitchen | 2397313 | Kitchen | 0.00029634
Ceiling Fixture | Compact Fluorescent |  | Twist | 2 | 22 | Kitchen | 2397313 | Kitchen | 0.00029634
Ceiling Fixture | Incandescent |  | Standard A Lamp | 1 | 60 | Kitchen | 2397313 | Kitchen | 0.00029634
Ceiling Fixture | Incandescent |  | Standard A Lamp | 1 | 60 | Other | 239861 | Other | 0.00052955
Wall Mount | Incandescent |  | Standard A Lamp | 1 | 40 | Other | 239861 | Other | 0.00052955
Wall Mount | Incandescent |  | Globe | 5 | 40 | Bathroom | 239862 | Bathroom | 0.00052955
Ceiling Fan | Compact Fluorescent |  | Twist | 1 | 22 | Bedroom | 239863 | Bedroom | 0.00052955
Ceiling Fan | Incandescent |  | Standard A Lamp | 1 | 65 | Bedroom | 239864 | Bedroom | 0.00052955
Table | Incandescent |  | Standard A Lamp | 1 | 60 | Bedroom | 239864 | Bedroom | 0.00052955
Wall Mount | Incandescent |  | Standard A Lamp | 1 | 60 | Bedroom | 239864 | Bedroom | 0.00052955
Ceiling Fixture | Incandescent |  | Standard A Lamp | 2 | 60 | Bedroom | 239865 | Bedroom | 0.00052955
Table | Incandescent |  | Standard A Lamp | 1 | 60 | Bedroom | 239865 | Bedroom | 0.00052955
Wall Mount | Incandescent |  | Globe | 3 | 40 | Bathroom | 239866 | Bathroom | 0.00052955
Ceiling Fixture | Incandescent |  | Standard A Lamp | 2 | 60 | Bedroom | 239867 | Bedroom | 0.00052955
Table | Incandescent |  | Standard A Lamp | 1 | 60 | Bedroom | 239867 | Bedroom | 0.00052955
Ceiling Fixture | Incandescent |  | Standard A Lamp | 2 | 60 | Bedroom | 239868 | Bedroom | 0.00052955
Table | Incandescent |  | Standard A Lamp | 1 | 60 | Bedroom | 239868 | Bedroom | 0.00052955
Ceiling Fixture | Incandescent |  | Standard A Lamp | 2 | 60 | Kitchen | 239869 | Kitchen | 0.00052955
Ceiling Fixture | Linear Fluorescent | 48 | T-12 | 2 | 40 | Laundry Room | 2398610 | Laundry Room | 0.00052955
Ceiling Fixture | Linear Fluorescent | 48 | T-12 | 2 | 60 | Family Room | 2398611 | Family Room | 0.00052955
Floor lamp | Incandescent |  | Standard A Lamp | 4 | 60 | Family Room | 2398611 | Family Room | 0.00052955
Ceiling Fan | Incandescent |  | Decorative | 4 | 25 | Family Room | 2398612 | Family Room | 0.00052955
Wall Mount | Incandescent |  | Mini base | 2 | 40 | Family Room | 2398612 | Family Room | 0.00052955
Ceiling Fixture | Incandescent |  | Standard A Lamp | 1 | 60 | Hall | 2398613 | Hall | 0.00052955
Ceiling Fixture | Incandescent |  | Standard A Lamp | 3 | 60 | Kitchen | 2398614 | Kitchen | 0.00052955
Chandelier (Hanging) | Compact Fluorescent |  | Twist | 5 | 15 | Kitchen | 2398614 | Kitchen | 0.00052955
Chandelier (Hanging) | Incandescent |  | Decorative | 2 | 25 | Living Room | 2398615 | Living Room | 0.00052955
Table | Incandescent |  | 3-Way Incandescent | 1 | 150 | Living Room | 2398615 | Living Room | 0.00052955
Ceiling Fixture | Incandescent |  | Standard A Lamp | 1 | 40 | Hall | 2398616 | Hall | 0.00052955
Table | Incandescent |  | Standard A Lamp | 1 | 65 | Living Room | 239941 | Living Room | 0.00094081
Recessed Can | Incandescent |  | Reflector | 1 | 75 | Living Room | 239941 | Living Room | 0.00094081
Ceiling Fixture | Linear Fluorescent | 48 | T-12 | 2 | 40 | Family Room | 239942 | Family Room | 0.00094081
Architectural | Incandescent |  | Standard A Lamp | 1 | 40 | Family Room | 239942 | Family Room | 0.00094081
Ceiling Fixture | Compact Fluorescent |  | Pin base | 1 | 22 | Hall | 239943 | Hall | 0.00094081
Ceiling Fixture | Incandescent |  | Standard A Lamp | 1 | 60 | Hall | 239943 | Hall | 0.00094081
Ceiling Fixture | Linear Fluorescent | 48 | T-12 | 2 | 40 | Laundry Room | 239944 | Laundry Room | 0.00094081
Ceiling Fixture | Incandescent |  | Standard A Lamp | 1 | 75 | Other | 239945 | Other | 0.00094081
Ceiling Fixture | Linear Fluorescent | 48 | T-12 | 2 | 40 | Bathroom | 239946 | Bathroom | 0.00094081
Ceiling Fixture | Linear Fluorescent | 48 | T-12 | 2 | 40 | Bedroom | 239947 | Bedroom | 0.00094081
Ceiling Fixture | Linear Fluorescent | 48 | T-12 | 2 | 40 | Bedroom | 239948 | Bedroom | 0.00094081
Ceiling Fixture | Linear Fluorescent | 96 | T-12 | 2 | 100 | Kitchen | 239949 | Kitchen | 0.00094081
Architectural | Incandescent |  | Mini base | 1 | 25 | Kitchen | 239949 | Kitchen | 0.00094081
Chandelier (Hanging) | Incandescent |  | Standard A Lamp | 2 | 60 | Kitchen | 239949 | Kitchen | 0.00094081
Ceiling Fixture | Incandescent |  | Standard A Lamp | 3 | 60 | Hall | 2399410 | Hall | 0.00094081
Table | Incandescent |  | Standard A Lamp | 1 | 60 | Family Room | 2399411 | Family Room | 0.00094081
Ceiling Fixture | Incandescent |  | Standard A Lamp | 1 | 60 | Bedroom | 2399412 | Bedroom | 0.00094081
Table | Incandescent |  | Standard A Lamp | 1 | 60 | Bedroom | 2399412 | Bedroom | 0.00094081
Ceiling Fixture | Linear Fluorescent | 48 | T-12 | 2 | 40 | Bathroom | 2399413 | Bathroom | 0.00094081
Chandelier (Hanging) | Incandescent |  | Standard A Lamp | 1 | 60 | Bathroom | 2399413 | Bathroom | 0.00094081
Ceiling Fixture | Incandescent |  | Standard A Lamp | 2 | 60 | Master Bedroom | 2399414 | Master Bedroom | 0.00094081
Table | Incandescent |  | Standard A Lamp | 1 | 60 | Master Bedroom | 2399414 | Master Bedroom | 0.00094081
Ceiling Fixture | Incandescent |  | Standard A Lamp | 2 | 60 | Bedroom | 2399415 | Bedroom | 0.00094081
Ceiling Fixture | Incandescent |  | Standard A Lamp | 1 | 60 | Hall | 2399416 | Hall | 0.00094081
Ceiling Fixture | Incandescent |  | Standard A Lamp | 2 | 65 | Other | 239951 | Other | 0.00052955
Floor lamp | Incandescent |  | Standard A Lamp | 1 | 100 | Other | 239951 | Other | 0.00052955
Recessed - other | Incandescent |  | Globe | 1 | 40 | Other | 239951 | Other | 0.00052955
Ceiling Fixture | Compact Fluorescent |  | Twist | 1 | 15 | Bathroom | 239952 | Bathroom | 0.00052955
Wall Mount | Incandescent |  | Globe | 5 | 60 | Bathroom | 239952 | Bathroom | 0.00052955
Ceiling Fixture | Incandescent |  | Standard A Lamp | 2 | 60 | Bedroom | 239953 | Bedroom | 0.00052955
Table | Incandescent |  | Other | 2 | 65 | Bedroom | 239953 | Bedroom | 0.00052955
Ceiling Fixture | Incandescent |  | Standard A Lamp | 2 | 60 | Bedroom | 239954 | Bedroom | 0.00052955
Chandelier (Hanging) | Incandescent |  | Clear | 5 | 25 | Bedroom | 239955 | Bedroom | 0.00052955
Track | Compact Fluorescent |  | Pin base | 4 | 22 | Hall | 239956 | Hall | 0.00052955
Ceiling Fixture | Linear Fluorescent | 48 | T-8 | 2 | 40 | Kitchen | 239957 | Kitchen | 0.00052955
Chandelier (Hanging) | Incandescent |  | Clear | 5 | 25 | Kitchen | 239957 | Kitchen | 0.00052955
Chandelier (Hanging) | Incandescent |  | Standard A Lamp | 2 | 40 | Living Room | 239958 | Living Room | 0.00052955
Torchiere | Incandescent |  | 3-Way Incandescent | 1 | 150 | Living Room | 239958 | Living Room | 0.00052955
Table | Incandescent |  | Standard A Lamp | 1 | 60 | Living Room | 239958 | Living Room | 0.00052955
Ceiling Fan | Incandescent |  | Standard A Lamp | 3 | 65 | Master Bedroom | 239959 | Master Bedroom | 0.00052955
Floor lamp | Incandescent |  | 3-Way Incandescent | 1 | 100 | Master Bedroom | 239959 | Master Bedroom | 0.00052955
Ceiling Fan | Incandescent |  | Standard A Lamp | 3 | 60 | Office | 2399510 | Office | 0.00052955
Table | Incandescent |  | Standard A Lamp | 1 | 60 | Office | 2399510 | Office | 0.00052955
Track | Compact Fluorescent |  | Reflector | 6 | 22 | Bathroom | 2399511 | Bathroom | 0.00052955
Ceiling Fixture | Incandescent |  | Standard A Lamp | 2 | 60 | Bathroom | 2399511 | Bathroom | 0.00052955
Wall Mount | Incandescent |  | Globe | 3 | 40 | Bathroom | 240161 | Bathroom | 0.0030496
Ceiling Fixture | Incandescent |  | Standard A Lamp | 2 | 40 | Bathroom | 240161 | Bathroom | 0.0030496
Ceiling Fixture | Incandescent |  | Standard A Lamp | 2 | 40 | Bedroom | 240162 | Bedroom | 0.0030496
Ceiling Fixture | Incandescent |  | Standard A Lamp | 2 | 40 | Bedroom | 240163 | Bedroom | 0.0030496
Ceiling Fixture | Incandescent |  | Standard A Lamp | 2 | 40 | Bedroom | 240164 | Bedroom | 0.0030496
Floor lamp | Incandescent |  | Decorative | 3 | 40 | Bedroom | 240164 | Bedroom | 0.0030496
Ceiling Fixture | Compact Fluorescent |  | Circline (Screw Base) | 1 | 30 | Bedroom | 240165 | Bedroom | 0.0030496
Ceiling Fixture | Incandescent |  | Standard A Lamp | 1 | 100 | Closet | 240166 | Closet | 0.0030496
Ceiling Fixture | Compact Fluorescent |  | Twist | 1 | 15 | Laundry Room | 240168 | Laundry Room | 0.0030496
Table | Incandescent |  | Standard A Lamp | 1 | 60 | Living Room | 240169 | Living Room | 0.0030496
Floor lamp | Incandescent |  | Standard A Lamp | 1 | 75 | Living Room | 240169 | Living Room | 0.0030496
Ceiling Fixture | Incandescent |  | Standard A Lamp | 3 | 60 | Living Room | 240169 | Living Room | 0.0030496
Ceiling Fixture | Compact Fluorescent |  | Twist | 1 | 15 | Family Room | 2401610 | Family Room | 0.0030496
Ceiling Fixture | Linear Fluorescent | 48 | T-12 | 3 | 40 | Family Room | 2401610 | Family Room | 0.0030496
Ceiling Fixture | Incandescent |  | Reflector | 1 | 65 | Kitchen | 2401611 | Kitchen | 0.0030496
Ceiling Fixture | Linear Fluorescent | 48 | T-12 | 1 | 40 | Kitchen | 2401611 | Kitchen | 0.0030496
Ceiling Fixture | Incandescent |  | Standard A Lamp | 1 | 75 | Other | 2401612 | Other | 0.0030496
Ceiling Fixture | Incandescent |  | Standard A Lamp | 1 | 100 | Other | 240271 | Other | 0.0004784
Table | Incandescent |  | Standard A Lamp | 1 | 100 | Other | 240271 | Other | 0.0004784
Ceiling Fixture | Linear Fluorescent | 48 | T-8 | 2 | 32 | Bathroom | 240272 | Bathroom | 0.0004784
Wall Mount | Incandescent |  | Globe | 3 | 40 | Bathroom | 240272 | Bathroom | 0.0004784
Ceiling Fixture | Compact Fluorescent |  | Twist | 1 | 15 | Bedroom | 240273 | Bedroom | 0.0004784
Table | Incandescent |  | Standard A Lamp | 1 | 60 | Bedroom | 240274 | Bedroom | 0.0004784
Ceiling Fixture | Incandescent |  | Standard A Lamp | 1 | 200 | Garage | 240275 | Garage | 0.0004784
Ceiling Fixture | Compact Fluorescent |  | Twist | 2 | 15 | Kitchen | 240276 | Kitchen | 0.0004784
Ceiling Fixture | Incandescent |  | Standard A Lamp | 1 | 60 | Kitchen | 240276 | Kitchen | 0.0004784
Chandelier (Hanging) | Incandescent |  | Decorative | 5 | 40 | Living Room | 240277 | Living Room | 0.0004784
Table | Incandescent |  | Standard A Lamp | 1 | 60 | Living Room | 240277 | Living Room | 0.0004784
Ceiling Fan | Incandescent |  | Standard A Lamp | 3 | 60 | Living Room | 240277 | Living Room | 0.0004784
Floor lamp | Incandescent |  | Standard A Lamp | 1 | 60 | Living Room | 240277 | Living Room | 0.0004784
Ceiling Fixture | Incandescent |  | Standard A Lamp | 1 | 200 | Other | 240278 | Other | 0.0004784
Ceiling Fixture | Linear Fluorescent | 48 | T-12 | 2 | 40 | Other | 240278 | Other | 0.0004784
Wall Mount | Incandescent |  | Globe | 4 | 40 | Bathroom | 240331 | Bathroom | 0.0005169
Wall Mount | Incandescent |  | Globe | 4 | 40 | Bathroom | 240332 | Bathroom | 0.0005169
Wall Mount | Incandescent |  | Globe | 6 | 40 | Bathroom | 240333 | Bathroom | 0.0005169
Ceiling Fixture | Incandescent |  | Standard A Lamp | 2 | 60 | Bedroom | 240334 | Bedroom | 0.0005169
Ceiling Fixture | Incandescent |  | Standard A Lamp | 1 | 60 | Master Bedroom | 240335 | Master Bedroom | 0.0005169
Ceiling Fan | Incandescent |  | Standard A Lamp | 4 | 60 | Master Bedroom | 240336 | Master Bedroom | 0.0005169
Table | Incandescent |  | Standard A Lamp | 1 | 150 | Master Bedroom | 240336 | Master Bedroom | 0.0005169
Ceiling Fixture | Incandescent |  | Standard A Lamp | 1 | 60 | Bedroom | 240337 | Bedroom | 0.0005169
Ceiling Fixture | Incandescent |  | Standard A Lamp | 1 | 60 | Closet | 240338 | Closet | 0.0005169
Chandelier (Hanging) | Incandescent |  | Globe | 5 | 40 | Dining Room | 240339 | Dining Room | 0.0005169
Ceiling Fixture | Incandescent |  | Standard A Lamp | 1 | 150 | Garage | 2403310 | Garage | 0.0005169
Ceiling Fixture | Incandescent |  | Globe | 1 | 60 | Hall | 2403311 | Hall | 0.0005169
Ceiling Fixture | Incandescent |  | Standard A Lamp | 1 | 60 | Hall | 2403312 | Hall | 0.0005169
Recessed Can | Incandescent |  | Reflector | 1 | 65 | Kitchen | 2403313 | Kitchen | 0.0005169
Ceiling Fixture | Incandescent |  | Standard A Lamp | 1 | 60 | Laundry Room | 2403314 | Laundry Room | 0.0005169
Ceiling Fan | Incandescent |  | Globe | 4 | 40 | Living Room | 2403315 | Living Room | 0.0005169
Wall Mount | Incandescent |  | Globe | 4 | 40 | Bathroom | 240401 | Bathroom | 0.0005169
Wall Mount | Incandescent |  | Globe | 4 | 40 | Bathroom | 240402 | Bathroom | 0.0005169
Ceiling Fan | Incandescent |  | Standard A Lamp | 1 | 60 | Bedroom | 240403 | Bedroom | 0.0005169
Table | Incandescent |  | Clear | 1 | 40 | Bedroom | 240403 | Bedroom | 0.0005169
Ceiling Fixture | Incandescent |  | Standard A Lamp | 2 | 60 | Bedroom | 240404 | Bedroom | 0.0005169
Table | Incandescent |  | Standard A Lamp | 1 | 60 | Bedroom | 240404 | Bedroom | 0.0005169
Table | Compact Fluorescent |  | Decorative | 1 | 7 | Bedroom | 240404 | Bedroom | 0.0005169
Ceiling Fixture | Incandescent |  | Standard A Lamp | 2 | 60 | Bedroom | 240405 | Bedroom | 0.0005169
Wall Mount | Linear Fluorescent | 18 | T-8 | 1 | 20 | Closet | 240406 | Closet | 0.0005169
Ceiling Fixture | Linear Fluorescent | 48 | T-12 | 2 | 40 | Garage | 240407 | Garage | 0.0005169
Ceiling Fixture | Incandescent |  | Standard A Lamp | 1 | 60 | Garage | 240407 | Garage | 0.0005169
Ceiling Fixture | Incandescent |  | Standard A Lamp | 1 | 60 | Hall | 240408 | Hall | 0.0005169
Ceiling Fixture | Linear Fluorescent | 48 | T-12 | 2 | 40 | Kitchen | 240409 | Kitchen | 0.0005169
Chandelier (Hanging) | Compact Fluorescent |  | Twist | 1 | 15 | Kitchen | 240409 | Kitchen | 0.0005169
Architectural | Incandescent |  | Standard A Lamp | 1 | 60 | Kitchen | 240409 | Kitchen | 0.0005169
Ceiling Fan | Compact Fluorescent |  | Twist | 4 | 15 | Living Room | 2404010 | Living Room | 0.0005169
Ceiling Fixture | Compact Fluorescent |  | A shape bulb | 1 | 15 | Living Room | 2404010 | Living Room | 0.0005169
Wall Mount | Incandescent |  | Standard A Lamp | 3 | 40 | Bathroom | 240481 | Bathroom | 0.00094081
Ceiling Fixture | Incandescent |  | Standard A Lamp | 3 | 60 | Bedroom | 240482 | Bedroom | 0.00094081
Table | Compact Fluorescent |  | Pin base | 1 | 22 | Bedroom | 240482 | Bedroom | 0.00094081
Table | Incandescent |  | Standard A Lamp | 1 | 60 | Bedroom | 240482 | Bedroom | 0.00094081
Wall Mount | Incandescent |  | Globe | 5 | 40 | Bathroom | 240483 | Bathroom | 0.00094081
Ceiling Fan | Incandescent |  | Reflector | 3 | 40 | Bedroom | 240484 | Bedroom | 0.00094081
Table | Incandescent |  | Decorative | 1 | 40 | Bedroom | 240484 | Bedroom | 0.00094081
Recessed Can | Incandescent |  | Reflector | 1 | 75 | Bedroom | 240484 | Bedroom | 0.00094081
Table | Compact Fluorescent |  | Twist | 1 | 15 | Bedroom | 240484 | Bedroom | 0.00094081
Chandelier (Hanging) | Incandescent |  | Decorative | 8 | 40 | Family Room | 240485 | Family Room | 0.00094081
Table | Compact Fluorescent |  | Twist | 1 | 15 | Family Room | 240485 | Family Room | 0.00094081
Floor lamp | Incandescent |  | Standard A Lamp | 1 | 150 | Family Room | 240485 | Family Room | 0.00094081
Ceiling Fixture | Compact Fluorescent |  | Twist | 1 | 22 | Garage | 240486 | Garage | 0.00094081
Garage door opener | Incandescent |  | Standard A Lamp | 1 | 60 | Garage | 240486 | Garage | 0.00094081
Chandelier (Hanging) | Incandescent |  | Decorative | 8 | 40 | Hall | 240487 | Hall | 0.00094081
Table | Compact Fluorescent |  | Twist | 1 | 15 | Hall | 240487 | Hall | 0.00094081
Ceiling Fixture | Compact Fluorescent |  | Twist | 1 | 15 | Hall | 240487 | Hall | 0.00094081
Ceiling Fixture | Linear Fluorescent | 48 | T-12 | 4 | 32 | Kitchen | 240488 | Kitchen | 0.00094081
Recessed Can | Incandescent |  | Reflector | 1 | 75 | Kitchen | 240488 | Kitchen | 0.00094081
Ceiling Fixture | Incandescent |  | Standard A Lamp | 1 | 60 | Kitchen | 240488 | Kitchen | 0.00094081
Table | Incandescent |  | Standard A Lamp | 1 | 150 | Kitchen | 240488 | Kitchen | 0.00094081
Floor lamp | Incandescent |  | Standard A Lamp | 1 | 150 | Kitchen | 240488 | Kitchen | 0.00094081
Ceiling Fixture | Incandescent |  | Standard A Lamp | 1 | 60 | Bathroom | 240489 | Bathroom | 0.00094081
Wall Mount | Incandescent |  | Clear | 8 | 40 | Bathroom | 240489 | Bathroom | 0.00094081
Recessed Can | Incandescent |  | Reflector | 1 | 75 | Bathroom | 240489 | Bathroom | 0.00094081
Recessed Can | Incandescent |  | Reflector | 1 | 75 | Bathroom | 240489 | Bathroom | 0.00094081
Ceiling Fixture | Incandescent |  | Standard A Lamp | 1 | 60 | Bathroom | 240489 | Bathroom | 0.00094081
Ceiling Fan | Incandescent |  | Standard A Lamp | 4 | 40 | Bedroom | 2404810 | Bedroom | 0.00094081
Table | Compact Fluorescent |  | Twist | 1 | 22 | Bedroom | 2404810 | Bedroom | 0.00094081
Ceiling Fixture | Compact Fluorescent |  | Twist | 1 | 15 | Other | 2404811 | Other | 0.00094081
Ceiling Fixture | Incandescent |  | Globe | 3 | 40 | Other | 2404812 | Other | 0.00094081
Ceiling Fixture | Compact Fluorescent |  | Twist | 2 | 15 | Hall | 2404813 | Hall | 0.00094081
Ceiling Fixture | Compact Fluorescent |  | Twist | 2 | 15 | Other | 2404814 | Other | 0.00094081
Recessed Can | Incandescent |  | Reflector | 1 | 60 | Other | 2404814 | Other | 0.00094081
Floor lamp | Incandescent |  | Decorative | 5 | 40 | Other | 2404814 | Other | 0.00094081
Ceiling Fixture | Compact Fluorescent |  | Twist | 1 | 15 | Other | 2404814 | Other | 0.00094081
Floor lamp | Compact Fluorescent |  | Twist | 1 | 22 | Other | 2404814 | Other | 0.00094081
Floor lamp | Halogen |  | Quartz Tube | 1 | 100 | Other | 2404814 | Other | 0.00094081
Table | Compact Fluorescent |  | Twist | 1 | 22 | Other | 2404814 | Other | 0.00094081
Track | Incandescent |  | Globe | 3 | 40 | Bathroom | 2404815 | Bathroom | 0.00094081
Ceiling Fixture | Incandescent |  | Standard A Lamp | 1 | 40 | Bathroom | 2404815 | Bathroom | 0.00094081
Ceiling Fixture | Compact Fluorescent |  | Twist | 1 | 15 | Other | 2404816 | Other | 0.00094081
Wall Mount | Linear Fluorescent | 24 | T-12 | 1 | 16 | Other | 2404816 | Other | 0.00094081
Ceiling Fixture | Incandescent |  | Decorative | 3 | 40 | Bedroom | 2404817 | Bedroom | 0.00094081
Recessed Can | Incandescent |  | Reflector | 1 | 75 | Bedroom | 2404817 | Bedroom | 0.00094081
Table | Incandescent |  | Standard A Lamp | 1 | 60 | Bedroom | 2404817 | Bedroom | 0.00094081
Table | Incandescent |  | 3-Way Incandescent | 1 | 100 | Living Room | 240831 | Living Room | 0.00047324
Floor lamp | Incandescent |  | Standard A Lamp | 1 | 75 | Living Room | 240831 | Living Room | 0.00047324
Floor lamp | Compact Fluorescent |  | Twist | 1 | 15 | Living Room | 240831 | Living Room | 0.00047324
Ceiling Fan | Incandescent |  | Standard A Lamp | 3 | 40 | Kitchen | 240832 | Kitchen | 0.00047324
Ceiling Fixture | Linear Fluorescent | 48 | T-12 | 2 | 40 | Kitchen | 240832 | Kitchen | 0.00047324
Ceiling Fixture | Linear Fluorescent | 24 | T-12 | 1 | 20 | Kitchen | 240832 | Kitchen | 0.00047324
Ceiling Fixture | Incandescent |  | Standard A Lamp | 1 | 40 | Hall | 240833 | Hall | 0.00047324
Ceiling Fixture | Incandescent |  | Standard A Lamp | 3 | 40 | Hall | 240833 | Hall | 0.00047324
Ceiling Fixture | Incandescent |  | Standard A Lamp | 2 | 60 | Bedroom | 240834 | Bedroom | 0.00047324
Table | Incandescent |  | Mini base | 1 | 25 | Bedroom | 240834 | Bedroom | 0.00047324
Floor lamp | Incandescent |  | Standard A Lamp | 2 | 60 | Bedroom | 240834 | Bedroom | 0.00047324
Ceiling Fixture | Incandescent |  | Standard A Lamp | 2 | 60 | Bedroom | 240835 | Bedroom | 0.00047324
Wall Mount | Incandescent |  | Globe | 6 | 40 | Bathroom | 240836 | Bathroom | 0.00047324
Ceiling Fixture | Incandescent |  | Standard A Lamp | 1 | 40 | Bathroom | 240836 | Bathroom | 0.00047324
Ceiling Fixture | Incandescent |  | Standard A Lamp | 2 | 40 | Laundry Room | 240837 | Laundry Room | 0.00047324
Ceiling Fixture | Incandescent |  | Standard A Lamp | 2 | 40 | Bedroom | 240838 | Bedroom | 0.00047324
Table | Incandescent |  | Mini base | 2 | 25 | Bedroom | 240838 | Bedroom | 0.00047324
Ceiling Fixture | Incandescent |  | Standard A Lamp | 1 | 60 | Bedroom | 240931 | Bedroom | 0.00029634
Ceiling Fixture | Incandescent |  | Standard A Lamp | 2 | 60 | Family Room | 240932 | Family Room | 0.00029634
Floor lamp | Compact Fluorescent |  | A shape bulb | 1 | 15 | Family Room | 240932 | Family Room | 0.00029634
Ceiling Fixture | Incandescent |  | Standard A Lamp | 1 | 60 | Other | 240933 | Other | 0.00029634
Table | Incandescent |  | Standard A Lamp | 1 | 60 | Other | 240933 | Other | 0.00029634
Wall Mount | Incandescent |  | Standard A Lamp | 3 | 100 | Bathroom | 240934 | Bathroom | 0.00029634
Ceiling Fixture | Incandescent |  | Standard A Lamp | 2 | 60 | Bathroom | 240934 | Bathroom | 0.00029634
Ceiling Fixture | Incandescent |  | Standard A Lamp | 2 | 60 | Bedroom | 240935 | Bedroom | 0.00029634
Table | Compact Fluorescent |  | A shape bulb | 1 | 15 | Bedroom | 240935 | Bedroom | 0.00029634
Wall Mount | Incandescent |  | Standard A Lamp | 3 | 60 | Bedroom | 240936 | Bedroom | 0.00029634
Ceiling Fixture | Incandescent |  | Standard A Lamp | 2 | 60 | Bedroom | 240936 | Bedroom | 0.00029634
Table | Incandescent |  | Mini base | 1 | 20 | Bedroom | 240936 | Bedroom | 0.00029634
Ceiling Fixture | Incandescent |  | Standard A Lamp | 2 | 60 | Bedroom | 240937 | Bedroom | 0.00029634
Ceiling Fixture | Incandescent |  | Standard A Lamp | 1 | 60 | Other | 240938 | Other | 0.00029634
Chandelier (Hanging) | Incandescent |  | Standard A Lamp | 9 | 60 | Hall | 240939 | Hall | 0.00029634
Ceiling Fixture | Incandescent |  | Standard A Lamp | 2 | 60 | Hall | 240939 | Hall | 0.00029634
Recessed Can | Incandescent |  | Reflector | 1 | 40 | Hall | 240939 | Hall | 0.00029634
Ceiling Fixture | Incandescent |  | Standard A Lamp | 2 | 60 | Garage | 2409310 | Garage | 0.00029634
Garage door opener | Incandescent |  | Standard A Lamp | 1 | 60 | Garage | 2409310 | Garage | 0.00029634
Recessed Can | Incandescent |  | Reflector | 1 | 65 | Hall | 2409311 | Hall | 0.00029634
Ceiling Fixture | Incandescent |  | Standard A Lamp | 2 | 60 | Hall | 2409311 | Hall | 0.00029634
Ceiling Fixture | Incandescent |  | Standard A Lamp | 2 | 60 | Hall | 2409312 | Hall | 0.00029634
Recessed Can | Incandescent |  | Reflector | 1 | 65 | Kitchen | 2409313 | Kitchen | 0.00029634
Chandelier (Hanging) | Incandescent |  | Standard A Lamp | 6 | 60 | Kitchen | 2409313 | Kitchen | 0.00029634
Chandelier (Hanging) | Incandescent |  | Standard A Lamp | 1 | 100 | Kitchen | 2409313 | Kitchen | 0.00029634
Ceiling Fixture | Incandescent |  | Standard A Lamp | 1 | 60 | Kitchen | 2409313 | Kitchen | 0.00029634
Ceiling Fixture | Incandescent |  | Standard A Lamp | 2 | 60 | Laundry Room | 2409314 | Laundry Room | 0.00029634
Ceiling Fan | Incandescent |  | Decorative | 4 | 60 | Living Room | 2409315 | Living Room | 0.00029634
Floor lamp | Compact Fluorescent |  | A shape bulb | 4 | 15 | Living Room | 2409315 | Living Room | 0.00029634
Table | Incandescent |  | Standard A Lamp | 1 | 100 | Living Room | 2409315 | Living Room | 0.00029634
Table | Incandescent |  | Decorative | 1 | 40 | Living Room | 2409315 | Living Room | 0.00029634
Recessed Can | Incandescent |  | Reflector | 1 | 65 | Living Room | 2409315 | Living Room | 0.00029634
Chandelier (Hanging) | Incandescent |  | Standard A Lamp | 3 | 60 | Bathroom | 2409316 | Bathroom | 0.00029634
High bay | Incandescent |  | Standard A Lamp | 2 | 60 | Bathroom | 2409316 | Bathroom | 0.00029634
Recessed Can | Incandescent |  | Reflector | 1 | 65 | Bathroom | 2409316 | Bathroom | 0.00029634
Ceiling Fixture | Incandescent |  | Standard A Lamp | 2 | 60 | Bathroom | 2409316 | Bathroom | 0.00029634
Other | Incandescent |  | Mini base | 1 | 5 | Bathroom | 2409316 | Bathroom | 0.00029634
Ceiling Fan | Incandescent |  | Decorative | 4 | 60 | Master Bedroom | 2409317 | Master Bedroom | 0.00029634
Wall Mount | Incandescent |  | Standard A Lamp | 1 | 100 | Master Bedroom | 2409317 | Master Bedroom | 0.00029634
Table | Incandescent |  | Decorative | 1 | 60 | Master Bedroom | 2409317 | Master Bedroom | 0.00029634
Ceiling Fixture | Incandescent |  | Standard A Lamp | 2 | 60 | Bathroom | 2409318 | Bathroom | 0.00029634
Wall Mount | Incandescent |  | Standard A Lamp | 2 | 60 | Bathroom | 2409318 | Bathroom | 0.00029634
Chandelier (Hanging) | Compact Fluorescent |  | Twist | 4 | 15 | Dining Room | 241191 | Dining Room | 0.0005169
Chandelier (Hanging) | Incandescent |  | Standard A Lamp | 1 | 60 | Dining Room | 241191 | Dining Room | 0.0005169
Ceiling Fixture | Incandescent |  | Standard A Lamp | 1 | 60 | Hall | 241192 | Hall | 0.0005169
Ceiling Fixture | Compact Fluorescent |  | Twist | 1 | 15 | Garage | 241193 | Garage | 0.0005169
Ceiling Fixture | Compact Fluorescent |  | Twist | 1 | 22 | Garage | 241193 | Garage | 0.0005169
Garage door opener | Compact Fluorescent |  | Twist | 2 | 15 | Garage | 241193 | Garage | 0.0005169
Table | Incandescent |  | Standard A Lamp | 1 | 90 | Garage | 241193 | Garage | 0.0005169
Ceiling Fixture | Incandescent |  | Standard A Lamp | 2 | 60 | Office | 241194 | Office | 0.0005169
Table | Compact Fluorescent |  | Twist | 1 | 15 | Office | 241194 | Office | 0.0005169
Ceiling Fixture | Compact Fluorescent |  | Twist | 1 | 15 | Hall | 241195 | Hall | 0.0005169
Wall Mount | Incandescent |  | Other | 3 | 45 | Bathroom | 241196 | Bathroom | 0.0005169
Wall Mount | Incandescent |  | Mini base | 1 | 10 | Kitchen | 241197 | Kitchen | 0.0005169
Other | Incandescent |  | Other | 3 | 20 | Kitchen | 241197 | Kitchen | 0.0005169
Ceiling Fixture | Linear Fluorescent | 36 | T-8 | 2 | 32 | Kitchen | 241197 | Kitchen | 0.0005169
Ceiling Fixture | Linear Fluorescent | 48 | T-8 | 4 | 32 | Kitchen | 241197 | Kitchen | 0.0005169
Torchiere | Incandescent |  | Standard A Lamp | 1 | 100 | Living Room | 241198 | Living Room | 0.0005169
Floor lamp | Incandescent |  | Standard A Lamp | 1 | 15 | Living Room | 241198 | Living Room | 0.0005169
Wall Mount | Incandescent |  | Mini base | 1 | 4 | Living Room | 241198 | Living Room | 0.0005169
Other | Linear Fluorescent | 36 | T-8 | 1 | 22 | Living Room | 241198 | Living Room | 0.0005169
Ceiling Fixture | Linear Fluorescent | 48 | T-12 | 2 | 40 | Bathroom | 241199 | Bathroom | 0.0005169
Ceiling Fixture | Compact Fluorescent |  | Twist | 2 | 15 | Bathroom | 241199 | Bathroom | 0.0005169
Ceiling Fan | Incandescent |  | Clear | 4 | 60 | Master Bedroom | 2411910 | Master Bedroom | 0.0005169
Table | Incandescent |  | Standard A Lamp | 2 | 60 | Master Bedroom | 2411910 | Master Bedroom | 0.0005169
Table | Incandescent |  | Other | 1 | 60 | Master Bedroom | 2411910 | Master Bedroom | 0.0005169
Ceiling Fixture | Compact Fluorescent |  | Twist | 1 | 22 | Bedroom | 2411911 | Bedroom | 0.0005169
Table | Incandescent |  | Decorative | 2 | 25 | Bedroom | 2411911 | Bedroom | 0.0005169
Table | Compact Fluorescent |  | Twist | 1 | 22 | Bedroom | 2411912 | Bedroom | 0.0005169
Other | Incandescent |  | Mini base | 1 | 10 | Bedroom | 2411912 | Bedroom | 0.0005169
Ceiling Fixture | Compact Fluorescent |  | Twist | 2 | 15 | Bedroom | 2411912 | Bedroom | 0.0005169
Table | Compact Fluorescent |  | A shape bulb | 1 | 9 | Bedroom | 2411912 | Bedroom | 0.0005169
Ceiling Fixture | Incandescent |  | Standard A Lamp | 1 | 60 | Bathroom | 241201 | Bathroom | 0.00052955
Wall Mount | Incandescent |  | Standard A Lamp | 4 | 60 | Bathroom | 241201 | Bathroom | 0.00052955
Ceiling Fixture | Incandescent |  | Standard A Lamp | 2 | 60 | Bedroom | 241202 | Bedroom | 0.00052955
Table | Incandescent |  | Standard A Lamp | 1 | 60 | Bedroom | 241202 | Bedroom | 0.00052955
Ceiling Fixture | Incandescent |  | Standard A Lamp | 2 | 25 | Bedroom | 241203 | Bedroom | 0.00052955
Ceiling Fixture | Incandescent |  | Standard A Lamp | 2 | 60 | Bedroom | 241204 | Bedroom | 0.00052955
Torchiere | Incandescent |  | Standard A Lamp | 2 | 60 | Bedroom | 241204 | Bedroom | 0.00052955
Ceiling Fixture | Incandescent |  | Standard A Lamp | 2 | 60 | Bedroom | 241205 | Bedroom | 0.00052955
Ceiling Fixture | Incandescent |  | Standard A Lamp | 1 | 65 | Hall | 241206 | Hall | 0.00052955
Track | Halogen |  | MR | 6 | 50 | Kitchen | 241207 | Kitchen | 0.00052955
Ceiling Fixture | Incandescent |  | Standard A Lamp | 2 | 60 | Laundry Room | 241208 | Laundry Room | 0.00052955
Ceiling Fixture | Incandescent |  | Standard A Lamp | 2 | 65 | Living Room | 241209 | Living Room | 0.00052955
Table | Compact Fluorescent |  | Twist | 1 | 15 | Living Room | 241209 | Living Room | 0.00052955
Ceiling Fixture | Compact Fluorescent |  | Twist | 1 | 22 | Closet | 2412010 | Closet | 0.00052955
Table | Compact Fluorescent |  | Twist | 1 | 15 | Other | 241511 | Other | 0.0004784
Ceiling Fixture | Incandescent |  | Standard A Lamp | 1 | 60 | Other | 241511 | Other | 0.0004784
Ceiling Fixture | Incandescent |  | Standard A Lamp | 2 | 40 | Bathroom | 241512 | Bathroom | 0.0004784
Ceiling Fixture | Compact Fluorescent |  | Twist | 1 | 15 | Bedroom | 241513 | Bedroom | 0.0004784
Table | Compact Fluorescent |  | Twist | 1 | 18 | Bedroom | 241513 | Bedroom | 0.0004784
Ceiling Fixture | Compact Fluorescent |  | Twist | 2 | 15 | Closet | 241514 | Closet | 0.0004784
Ceiling Fixture | Compact Fluorescent |  | Twist | 1 | 22 | Kitchen | 241515 | Kitchen | 0.0004784
Architectural | Compact Fluorescent |  | Twist | 1 | 15 | Kitchen | 241515 | Kitchen | 0.0004784
Ceiling Fixture | Compact Fluorescent |  | Circline (Screw Base) | 1 | 28 | Laundry Room | 241516 | Laundry Room | 0.0004784
Ceiling Fixture | Compact Fluorescent |  | Twist | 1 | 15 | Living Room | 241517 | Living Room | 0.0004784
Floor lamp | Compact Fluorescent |  | Twist | 1 | 22 | Living Room | 241517 | Living Room | 0.0004784
Table | Compact Fluorescent |  | Twist | 1 | 15 | Living Room | 241517 | Living Room | 0.0004784
Ceiling Fixture | Compact Fluorescent |  | Twist | 1 | 15 | Office | 241518 | Office | 0.0004784
Ceiling Fixture | Linear Fluorescent | 18 | T-12 | 1 | 20 | Office | 241518 | Office | 0.0004784
Table | Incandescent |  | Clear | 2 | 25 | Office | 241518 | Office | 0.0004784
Ceiling Fixture | Compact Fluorescent |  | Twist | 1 | 15 | Other | 241531 | Other | 0.00028447
Ceiling Fixture | Incandescent |  | Standard A Lamp | 1 | 60 | Hall | 241532 | Hall | 0.00028447
Ceiling Fixture | Linear Fluorescent | 48 | T-12 | 2 | 40 | Kitchen | 241533 | Kitchen | 0.00028447
Ceiling Fixture | Linear Fluorescent | 48 | T-12 | 2 | 40 | Laundry Room | 241534 | Laundry Room | 0.00028447
Ceiling Fixture | Compact Fluorescent |  | Twist | 4 | 15 | Living Room | 241535 | Living Room | 0.00028447
Ceiling Fixture | Incandescent |  | Standard A Lamp | 1 | 60 | Living Room | 241535 | Living Room | 0.00028447
Table | Incandescent |  | Standard A Lamp | 1 | 100 | Living Room | 241535 | Living Room | 0.00028447
Floor lamp | Incandescent |  | Standard A Lamp | 1 | 75 | Living Room | 241535 | Living Room | 0.00028447
Ceiling Fixture | Incandescent |  | Standard A Lamp | 1 | 60 | Bathroom | 241536 | Bathroom | 0.00028447
Wall Mount | Incandescent |  | Globe | 5 | 60 | Bathroom | 241536 | Bathroom | 0.00028447
Ceiling Fixture | Incandescent |  | Standard A Lamp | 2 | 25 | Master Bedroom | 241537 | Master Bedroom | 0.00028447
Table | Linear Fluorescent | 18 | T-12 | 1 | 16 | Master Bedroom | 241537 | Master Bedroom | 0.00028447
Ceiling Fixture | Incandescent |  | Standard A Lamp | 2 | 60 | Office | 241538 | Office | 0.00028447
Ceiling Fixture | Incandescent |  | Standard A Lamp | 1 | 100 | Garage | 241539 | Garage | 0.00028447
Ceiling Fixture | Incandescent |  | Standard A Lamp | 2 | 60 | Bedroom | 2415310 | Bedroom | 0.00028447
Wall Mount | Incandescent |  | Standard A Lamp | 1 | 60 | Bathroom | 2415311 | Bathroom | 0.00028447
Ceiling Fixture | Incandescent |  | Standard A Lamp | 2 | 60 | Bedroom | 2415312 | Bedroom | 0.00028447
Table | Incandescent |  | Standard A Lamp | 1 | 60 | Bedroom | 2415312 | Bedroom | 0.00028447
Ceiling Fixture | Incandescent |  | Standard A Lamp | 1 | 75 | Hall | 2415313 | Hall | 0.00028447
Ceiling Fixture | Incandescent |  | Standard A Lamp | 1 | 60 | Other | 2415314 | Other | 0.00028447
Ceiling Fixture | Linear Fluorescent | 48 | T-12 | 2 | 40 | Other | 241581 | Other | 0.0005169
Wall Mount | Linear Fluorescent | 36 | T-5 | 1 | 20 | Other | 241582 | Other | 0.0005169
Architectural | Linear Fluorescent | 36 | T-5 | 1 | 22 | Bathroom | 241583 | Bathroom | 0.0005169
Recessed Can | Compact Fluorescent |  | Twist | 1 | 15 | Bedroom | 241584 | Bedroom | 0.0005169
Architectural | Compact Fluorescent | 18 | Twist | 2 | 15 | Bedroom | 241584 | Bedroom | 0.0005169
Chandelier (Hanging) | Halogen |  | MR | 1 | 50 | Dining Room | 241585 | Dining Room | 0.0005169
Track | Halogen |  | MR | 1 | 50 | Dining Room | 241585 | Dining Room | 0.0005169
Ceiling Fixture | Linear Fluorescent | 48 | T-12 | 2 | 40 | Other | 241586 | Other | 0.0005169
Recessed Can | Compact Fluorescent |  | Twist | 1 | 22 | Hall | 241587 | Hall | 0.0005169
Wall Mount | Linear Fluorescent | 36 | T-5 | 1 | 20 | Hall | 241587 | Hall | 0.0005169
Track | Halogen |  | MR | 1 | 50 | Kitchen | 241588 | Kitchen | 0.0005169
Architectural | Compact Fluorescent |  | Circline (Screw Base) | 1 | 28 | Kitchen | 241588 | Kitchen | 0.0005169
Recessed Can | Compact Fluorescent |  | Twist | 1 | 15 | Kitchen | 241588 | Kitchen | 0.0005169
Architectural | Halogen |  | MR | 1 | 20 | Kitchen | 241588 | Kitchen | 0.0005169
Architectural | Linear Fluorescent | 36 | T-5 | 1 | 22 | Laundry Room | 241589 | Laundry Room | 0.0005169
Recessed Can | Compact Fluorescent |  | Twist | 1 | 15 | Laundry Room | 241589 | Laundry Room | 0.0005169
Track | Halogen |  | MR | 1 | 50 | Living Room | 2415810 | Living Room | 0.0005169
Ceiling Fixture | Linear Fluorescent | 18 | T-5 | 1 | 12 | Office | 2415811 | Office | 0.0005169
Ceiling Fixture | Incandescent |  | Standard A Lamp | 1 | 60 | Laundry Room | 241711 | Laundry Room | 0.0005169
Ceiling Fixture | Compact Fluorescent |  | Twist | 2 | 15 | Laundry Room | 241711 | Laundry Room | 0.0005169
Ceiling Fixture | Halogen |  | MR | 2 | 30 | Bedroom | 241712 | Bedroom | 0.0005169
Table | Halogen |  | PAR | 1 | 20 | Bedroom | 241712 | Bedroom | 0.0005169
Ceiling Fixture | Compact Fluorescent |  | Twist | 1 | 15 | Closet | 241713 | Closet | 0.0005169
Ceiling Fixture | Halogen |  | PAR | 3 | 30 | Bedroom | 241714 | Bedroom | 0.0005169
Floor lamp | Incandescent |  | Standard A Lamp | 1 | 60 | Bedroom | 241714 | Bedroom | 0.0005169
Table | Halogen |  | PAR | 1 | 30 | Bedroom | 241714 | Bedroom | 0.0005169
Ceiling Fixture | Halogen |  | PAR | 1 | 20 | Closet | 241715 | Closet | 0.0005169
Ceiling Fixture | Compact Fluorescent |  | Twist | 2 | 15 | Bedroom | 241716 | Bedroom | 0.0005169
Ceiling Fixture | Compact Fluorescent |  | Twist | 2 | 22 | Garage | 241717 | Garage | 0.0005169
Ceiling Fixture | Compact Fluorescent |  | Twist | 1 | 22 | Garage | 241717 | Garage | 0.0005169
Ceiling Fixture | Compact Fluorescent |  | Twist | 1 | 15 | Kitchen | 241718 | Kitchen | 0.0005169
Chandelier (Hanging) | Incandescent |  | Heat Lamp | 6 | 25 | Dining Room | 241719 | Dining Room | 0.0005169
Table | Compact Fluorescent |  | Twist | 2 | 15 | Living Room | 2417110 | Living Room | 0.0005169
Wall Mount | Incandescent |  | Decorative | 1 | 40 | Living Room | 2417110 | Living Room | 0.0005169
Ceiling Fixture | Compact Fluorescent |  | Twist | 2 | 15 | Hall | 2417111 | Hall | 0.0005169
Ceiling Fixture | Incandescent |  | Standard A Lamp | 1 | 60 | Master Bedroom | 2417112 | Master Bedroom | 0.0005169
Recessed Can | Compact Fluorescent |  | Twist | 1 | 22 | Bathroom | 2417113 | Bathroom | 0.0005169
Wall Mount | Compact Fluorescent |  | Twist | 4 | 15 | Bathroom | 2417113 | Bathroom | 0.0005169
Recessed Can | Compact Fluorescent |  | Twist | 1 | 22 | Hall | 2417114 | Hall | 0.0005169
Floor lamp | Incandescent |  | Standard A Lamp | 1 | 200 | Hall | 2417114 | Hall | 0.0005169
Wall Mount | Compact Fluorescent |  | Twist | 1 | 15 | Other | 2417115 | Other | 0.0005169
Ceiling Fixture | Compact Fluorescent |  | Twist | 1 | 22 | Garage | 241841 | Garage | 0.0010836
Garage door opener | Incandescent |  | Standard A Lamp | 1 | 60 | Garage | 241841 | Garage | 0.0010836
Wall Mount | Incandescent |  | Globe | 2 | 40 | Bathroom | 241842 | Bathroom | 0.0010836
Recessed - other | Incandescent |  | Heat Lamp | 1 | 250 | Bathroom | 241842 | Bathroom | 0.0010836
Ceiling Fixture | Incandescent |  | Standard A Lamp | 1 | 75 | Bedroom | 241843 | Bedroom | 0.0010836
Recessed Can | Incandescent |  | Reflector | 1 | 65 | Office | 241844 | Office | 0.0010836
Wall Mount | Incandescent |  | Clear | 1 | 40 | Bathroom | 241845 | Bathroom | 0.0010836
Ceiling Fixture | Incandescent |  | Clear | 1 | 40 | Bathroom | 241845 | Bathroom | 0.0010836
Chandelier (Hanging) | Compact Fluorescent |  | Decorative | 5 | 15 | Dining Room | 241846 | Dining Room | 0.0010836
Table | Compact Fluorescent |  | Twist | 1 | 15 | Family Room | 241847 | Family Room | 0.0010836
Table | Incandescent |  | Standard A Lamp | 1 | 75 | Bedroom | 241848 | Bedroom | 0.0010836
Ceiling Fixture | Compact Fluorescent |  | Twist | 2 | 15 | Hall | 241849 | Hall | 0.0010836
Recessed Can | Incandescent |  | Reflector | 1 | 65 | Kitchen | 2418410 | Kitchen | 0.0010836
Track | Incandescent |  | Reflector | 4 | 65 | Kitchen | 2418410 | Kitchen | 0.0010836
Ceiling Fixture | Incandescent |  | Standard A Lamp | 1 | 60 | Laundry Room | 2418411 | Laundry Room | 0.0010836
Table | Compact Fluorescent |  | Twist | 1 | 15 | Living Room | 2418412 | Living Room | 0.0010836
Chandelier (Hanging) | Incandescent |  | Decorative | 4 | 25 | Dining Room | 2418413 | Dining Room | 0.0010836
Wall Mount | Incandescent |  | Decorative | 1 | 25 | Other | 2418414 | Other | 0.0010836
Chandelier (Hanging) | Incandescent |  | Decorative | 4 | 40 | Hall | 2418415 | Hall | 0.0010836
Ceiling Fixture | Compact Fluorescent |  | Twist | 1 | 15 | Other | 2418416 | Other | 0.0010836
Floor lamp | Incandescent |  | Standard A Lamp | 1 | 75 | Other | 2418416 | Other | 0.0010836
Chandelier (Hanging) | Incandescent |  | Decorative | 3 | 25 | Hall | 2418417 | Hall | 0.0010836
Ceiling Fixture | Compact Fluorescent |  | Twist | 1 | 15 | Bathroom | 2418418 | Bathroom | 0.0010836
Chandelier (Hanging) | Incandescent |  | Mini base | 4 | 25 | Master Bedroom | 2418419 | Master Bedroom | 0.0010836
Table | Incandescent |  | Standard A Lamp | 1 | 75 | Master Bedroom | 2418419 | Master Bedroom | 0.0010836
Wall Mount | Incandescent |  | Mini base | 4 | 25 | Master Bedroom | 2418419 | Master Bedroom | 0.0010836
Chandelier (Hanging) | Incandescent |  | Decorative | 3 | 25 | Hall | 2418420 | Hall | 0.0010836
Table | Compact Fluorescent |  | Twist | 1 | 15 | Living Room | 241961 | Living Room | 0.00047324
Floor lamp | Incandescent |  | 3-Way Incandescent | 1 | 100 | Living Room | 241961 | Living Room | 0.00047324
Ceiling Fixture | Compact Fluorescent |  | Straight Tube | 1 | 15 | Bedroom | 241962 | Bedroom | 0.00047324
Floor lamp | Incandescent |  | 3-Way Incandescent | 1 | 100 | Family Room | 241963 | Family Room | 0.00047324
Table | Compact Fluorescent |  | Twist | 2 | 15 | Family Room | 241963 | Family Room | 0.00047324
Table | Incandescent |  | 3-Way Incandescent | 1 | 125 | Family Room | 241963 | Family Room | 0.00047324
Recessed Can | Incandescent |  | Reflector | 1 | 75 | Family Room | 241963 | Family Room | 0.00047324
Recessed - other | Incandescent |  | Reflector | 1 | 60 | Family Room | 241963 | Family Room | 0.00047324
Ceiling Fixture | Linear Fluorescent | 48 | T-12 | 2 | 40 | Family Room | 241963 | Family Room | 0.00047324
Ceiling Fixture | Linear Fluorescent | 48 | T-12 | 2 | 40 | Other | 241964 | Other | 0.00047324
Wall Mount | Incandescent |  | Clear | 3 | 60 | Bathroom | 241965 | Bathroom | 0.00047324
Recessed Can | Incandescent |  | Reflector | 1 | 65 | Laundry Room | 241966 | Laundry Room | 0.00047324
Ceiling Fixture | Linear Fluorescent | 96 | T-12 | 2 | 100 | Laundry Room | 241966 | Laundry Room | 0.00047324
Ceiling Fixture | Linear Fluorescent | 48 | T-12 | 2 | 40 | Laundry Room | 241966 | Laundry Room | 0.00047324
Ceiling Fixture | Incandescent |  | Standard A Lamp | 1 | 75 | Laundry Room | 241966 | Laundry Room | 0.00047324
Ceiling Fixture | Linear Fluorescent | 48 | T-12 | 2 | 40 | Garage | 241967 | Garage | 0.00047324
Ceiling Fixture | Incandescent |  | Standard A Lamp | 2 | 75 | Garage | 241967 | Garage | 0.00047324
Recessed Can | Incandescent |  | Reflector | 1 | 75 | Hall | 241968 | Hall | 0.00047324
Wall Mount | Incandescent |  | Standard A Lamp | 2 | 60 | Hall | 241968 | Hall | 0.00047324
Ceiling Fixture | Linear Fluorescent | 96 | T-12 | 2 | 100 | Other | 241969 | Other | 0.00047324
Ceiling Fixture | Linear Fluorescent | 48 | T-12 | 2 | 40 | Other | 241969 | Other | 0.00047324
Ceiling Fixture | Incandescent |  | Standard A Lamp | 1 | 150 | Other | 241969 | Other | 0.00047324
Chandelier (Hanging) | Incandescent |  | Decorative | 3 | 40 | Dining Room | 2419610 | Dining Room | 0.00047324
Floor lamp | Incandescent |  | Other | 1 | 25 | Dining Room | 2419610 | Dining Room | 0.00047324
Chandelier (Hanging) | Incandescent |  | Decorative | 1 | 40 | Kitchen | 2419611 | Kitchen | 0.00047324
Recessed Can | Incandescent |  | Reflector | 1 | 75 | Kitchen | 2419611 | Kitchen | 0.00047324
Architectural | Linear Fluorescent | 24 | T-5 | 1 | 8 | Kitchen | 2419611 | Kitchen | 0.00047324
Chandelier (Hanging) | Incandescent |  | Decorative | 6 | 40 | Hall | 2419612 | Hall | 0.00047324
Recessed Can | Incandescent |  | Reflector | 1 | 75 | Hall | 2419612 | Hall | 0.00047324
Wall Mount | Incandescent |  | Globe | 3 | 40 | Bathroom | 2419613 | Bathroom | 0.00047324
Recessed - other | Incandescent |  | Reflector | 1 | 75 | Bathroom | 2419613 | Bathroom | 0.00047324
Recessed - other | Incandescent |  | Heat Lamp | 1 | 250 | Bathroom | 2419613 | Bathroom | 0.00047324
Ceiling Fixture | Incandescent |  | Decorative | 4 | 40 | Bedroom | 2419614 | Bedroom | 0.00047324
Table | Incandescent |  | Standard A Lamp | 1 | 75 | Bedroom | 2419614 | Bedroom | 0.00047324
Floor lamp | Incandescent |  | 3-Way Incandescent | 1 | 125 | Bedroom | 2419614 | Bedroom | 0.00047324
Ceiling Fan | Incandescent |  | Decorative | 4 | 40 | Bedroom | 2419615 | Bedroom | 0.00047324
Floor lamp | Incandescent |  | 3-Way Incandescent | 1 | 125 | Bedroom | 2419615 | Bedroom | 0.00047324
Ceiling Fan | Compact Fluorescent |  | Twist | 1 | 15 | Master Bedroom | 2419616 | Master Bedroom | 0.00047324
Table | Incandescent |  | Clear | 1 | 100 | Master Bedroom | 2419616 | Master Bedroom | 0.00047324
Wall Mount | Incandescent |  | Globe | 1 | 75 | Bathroom | 2419617 | Bathroom | 0.00047324
Recessed Can | Incandescent |  | Reflector | 1 | 75 | Bathroom | 2419617 | Bathroom | 0.00047324
Recessed Can | Incandescent |  | Heat Lamp | 1 | 250 | Bathroom | 2419617 | Bathroom | 0.00047324
Wall Mount | Incandescent |  | Standard A Lamp | 1 | 60 | Other | 242021 | Other | 0.00029634
Wall Mount | Compact Fluorescent |  | Globe | 3 | 15 | Bathroom | 242022 | Bathroom | 0.00029634
Ceiling Fixture | Incandescent |  | Standard A Lamp | 1 | 60 | Bathroom | 242022 | Bathroom | 0.00029634
Wall Mount | Incandescent |  | Standard A Lamp | 1 | 60 | Bedroom | 242023 | Bedroom | 0.00029634
Table | Incandescent |  | Standard A Lamp | 1 | 60 | Bedroom | 242023 | Bedroom | 0.00029634
Ceiling Fixture | Incandescent |  | Standard A Lamp | 1 | 60 | Bedroom | 242024 | Bedroom | 0.00029634
Table | Incandescent |  | Standard A Lamp | 1 | 60 | Bedroom | 242024 | Bedroom | 0.00029634
Ceiling Fixture | Incandescent |  | Standard A Lamp | 1 | 60 | Hall | 242025 | Hall | 0.00029634
Wall Mount | Incandescent |  | Mini base | 1 | 25 | Hall | 242025 | Hall | 0.00029634
Ceiling Fan | Incandescent |  | Clear | 4 | 40 | Hall | 242025 | Hall | 0.00029634
Ceiling Fixture | Incandescent |  | Standard A Lamp | 1 | 60 | Office | 242026 | Office | 0.00029634
Garage door opener | Incandescent |  | Standard A Lamp | 2 | 60 | Garage | 242027 | Garage | 0.00029634
Ceiling Fixture | Incandescent |  | Standard A Lamp | 1 | 60 | Garage | 242027 | Garage | 0.00029634
Ceiling Fixture | Incandescent |  | Standard A Lamp | 1 | 60 | Hall | 242028 | Hall | 0.00029634
Table | Compact Fluorescent |  | Twist | 1 | 22 | Kitchen | 242029 | Kitchen | 0.00029634
Ceiling Fixture | Linear Fluorescent | 48 | T-12 | 2 | 40 | Kitchen | 242029 | Kitchen | 0.00029634
Table | Incandescent |  | Standard A Lamp | 1 | 60 | Master Bedroom | 2420210 | Master Bedroom | 0.00029634
Table | Incandescent |  | Decorative | 1 | 40 | Master Bedroom | 2420210 | Master Bedroom | 0.00029634
Architectural | Compact Fluorescent |  | Twist | 5 | 15 | Living Room | 2420211 | Living Room | 0.00029634
Table | Incandescent |  | Standard A Lamp | 1 | 150 | Living Room | 2420211 | Living Room | 0.00029634
Table | Compact Fluorescent |  | Twist | 1 | 15 | Living Room | 2420211 | Living Room | 0.00029634
Floor lamp | Incandescent |  | Standard A Lamp | 1 | 60 | Living Room | 2420211 | Living Room | 0.00029634
Ceiling Fixture | Incandescent |  | Reflector | 3 | 40 | Office | 2420212 | Office | 0.00029634
Ceiling Fixture | Incandescent |  | Standard A Lamp | 1 | 60 | Bathroom | 2420213 | Bathroom | 0.00029634
Wall Mount | Incandescent |  | Globe | 4 | 40 | Bathroom | 242031 | Bathroom | 0.00047324
Recessed Can | Incandescent |  | Reflector | 1 | 45 | Bathroom | 242032 | Bathroom | 0.00047324
Wall Mount | Incandescent |  | Globe | 1 | 40 | Bathroom | 242032 | Bathroom | 0.00047324
Ceiling Fixture | Incandescent |  | Standard A Lamp | 2 | 60 | Bedroom | 242033 | Bedroom | 0.00047324
Table | Incandescent |  | Standard A Lamp | 1 | 75 | Bedroom | 242033 | Bedroom | 0.00047324
Ceiling Fixture | Incandescent |  | Standard A Lamp | 2 | 65 | Bedroom | 242034 | Bedroom | 0.00047324
Table | Incandescent |  | Standard A Lamp | 1 | 60 | Bedroom | 242034 | Bedroom | 0.00047324
Ceiling Fixture | Incandescent |  | Standard A Lamp | 2 | 60 | Bedroom | 242035 | Bedroom | 0.00047324
Chandelier (Hanging) | Incandescent |  | Standard A Lamp | 5 | 60 | Dining Room | 242036 | Dining Room | 0.00047324
Floor lamp | Incandescent |  | Reflector | 1 | 25 | Dining Room | 242036 | Dining Room | 0.00047324
Ceiling Fixture | Incandescent |  | Standard A Lamp | 2 | 75 | Hall | 242037 | Hall | 0.00047324
Ceiling Fixture | Incandescent |  | Standard A Lamp | 2 | 60 | Hall | 242038 | Hall | 0.00047324
Ceiling Fixture | Incandescent |  | Standard A Lamp | 2 | 75 | Kitchen | 242039 | Kitchen | 0.00047324
Architectural | Incandescent |  | Standard A Lamp | 1 | 100 | Kitchen | 242039 | Kitchen | 0.00047324
Ceiling Fixture | Incandescent |  | Standard A Lamp | 2 | 90 | Laundry Room | 2420310 | Laundry Room | 0.00047324
Ceiling Fixture | Incandescent |  | Standard A Lamp | 2 | 65 | Living Room | 2420311 | Living Room | 0.00047324
Table | Incandescent |  | 3-Way Incandescent | 1 | 100 | Living Room | 2420311 | Living Room | 0.00047324
Wall Mount | Incandescent |  | Globe | 4 | 40 | Bathroom | 2420312 | Bathroom | 0.00047324
Recessed Can | Incandescent |  | Reflector | 1 | 45 | Bathroom | 2420312 | Bathroom | 0.00047324
Ceiling Fixture | Incandescent |  | Standard A Lamp | 2 | 60 | Master Bedroom | 2420313 | Master Bedroom | 0.00047324
Table | Compact Fluorescent |  | Twist | 1 | 13 | Master Bedroom | 2420313 | Master Bedroom | 0.00047324
Floor lamp | Incandescent |  | 3-Way Incandescent | 1 | 70 | Master Bedroom | 2420313 | Master Bedroom | 0.00047324
Ceiling Fixture | Compact Fluorescent |  | Twist | 1 | 13 | Closet | 2420314 | Closet | 0.00047324
Table | Incandescent |  | Standard A Lamp | 1 | 75 | Family Room | 2420315 | Family Room | 0.00047324
Table | Incandescent |  | Other | 1 | 15 | Family Room | 2420315 | Family Room | 0.00047324
Ceiling Fixture | Linear Fluorescent | 48 | T-8 | 2 | 32 | Other | 242051 | Other | 0.00029634
Recessed Can | Compact Fluorescent |  | Flood | 1 | 15 | Other | 242052 | Other | 0.00029634
Ceiling Fixture | Halogen |  | MR | 3 | 50 | Hall | 242053 | Hall | 0.00029634
Track | Compact Fluorescent |  | Twist | 4 | 28 | Master Bedroom | 242054 | Master Bedroom | 0.00029634
Ceiling Fan | Compact Fluorescent |  | Twist | 2 | 22 | Master Bedroom | 242054 | Master Bedroom | 0.00029634
Table | Incandescent |  | 3-Way Incandescent | 1 | 75 | Master Bedroom | 242054 | Master Bedroom | 0.00029634
Ceiling Fixture | Compact Fluorescent |  | Twist | 2 | 15 | Closet | 242055 | Closet | 0.00029634
Wall Mount | Compact Fluorescent |  | Twist | 6 | 15 | Bathroom | 242056 | Bathroom | 0.00029634
Ceiling Fixture | Compact Fluorescent |  | Twist | 2 | 15 | Bathroom | 242056 | Bathroom | 0.00029634
Wall Mount | Incandescent |  | Mini base | 1 | 40 | Hall | 242057 | Hall | 0.00029634
Ceiling Fixture | Compact Fluorescent |  | Twist | 2 | 15 | Bathroom | 242058 | Bathroom | 0.00029634
Wall Mount | Compact Fluorescent |  | Twist | 3 | 15 | Bathroom | 242058 | Bathroom | 0.00029634
Ceiling Fixture | Halogen |  | MR | 1 | 50 | Living Room | 242059 | Living Room | 0.00029634
Table | Incandescent |  | 3-Way Incandescent | 1 | 75 | Living Room | 242059 | Living Room | 0.00029634
Chandelier (Hanging) | Incandescent |  | Mini base | 5 | 60 | Living Room | 242059 | Living Room | 0.00029634
Ceiling Fan | Compact Fluorescent |  | Twist | 3 | 15 | Living Room | 242059 | Living Room | 0.00029634
Chandelier (Hanging) | Incandescent |  | Globe | 1 | 60 | Living Room | 242059 | Living Room | 0.00029634
Recessed Can | Compact Fluorescent |  | Flood | 1 | 15 | Living Room | 242059 | Living Room | 0.00029634
Floor lamp | Compact Fluorescent |  | Pin base | 1 | 28 | Living Room | 242059 | Living Room | 0.00029634
Torchiere | Halogen |  | Quartz Tube | 1 | 100 | Living Room | 242059 | Living Room | 0.00029634
Chandelier (Hanging) | Incandescent |  | Standard A Lamp | 5 | 100 | Kitchen | 2420510 | Kitchen | 0.00029634
Chandelier (Hanging) | Compact Fluorescent |  | Twist | 5 | 22 | Kitchen | 2420510 | Kitchen | 0.00029634
Architectural | Linear Fluorescent | 24 | T-8 | 1 | 16 | Kitchen | 2420510 | Kitchen | 0.00029634
Ceiling Fixture | Linear Fluorescent | 48 | T-8 | 2 | 32 | Other | 2420511 | Other | 0.00029634
Ceiling Fixture | Compact Fluorescent |  | Twist | 1 | 15 | Other | 2420511 | Other | 0.00029634
Ceiling Fixture | Compact Fluorescent |  | Twist | 1 | 15 | Closet | 2420512 | Closet | 0.00029634
Ceiling Fixture | Linear Fluorescent | 48 | T-8 | 2 | 32 | Garage | 2420513 | Garage | 0.00029634
Ceiling Fixture | Compact Fluorescent |  | Twist | 1 | 15 | Garage | 2420513 | Garage | 0.00029634
Ceiling Fixture | Linear Fluorescent | 48 | T-8 | 2 | 32 | Laundry Room | 2420514 | Laundry Room | 0.00029634
Wall Mount | Incandescent |  | Reflector | 2 | 40 | Laundry Room | 2420514 | Laundry Room | 0.00029634
Ceiling Fixture | Compact Fluorescent |  | Twist | 1 | 15 | Hall | 2420515 | Hall | 0.00029634
Ceiling Fixture | Halogen |  | MR | 3 | 50 | Closet | 2420516 | Closet | 0.00029634
Ceiling Fixture | Compact Fluorescent |  | Twist | 2 | 15 | Bathroom | 2420517 | Bathroom | 0.00029634
Wall Mount | Compact Fluorescent |  | Twist | 1 | 15 | Bathroom | 2420517 | Bathroom | 0.00029634
Recessed Can | Compact Fluorescent |  | Twist | 1 | 15 | Family Room | 2420518 | Family Room | 0.00029634
Wall Mount | Incandescent |  | Standard A Lamp | 2 | 40 | Family Room | 2420518 | Family Room | 0.00029634
Ceiling Fan | Compact Fluorescent |  | Twist | 3 | 15 | Family Room | 2420518 | Family Room | 0.00029634
Table | Incandescent |  | Standard A Lamp | 1 | 100 | Family Room | 2420518 | Family Room | 0.00029634
Chandelier (Hanging) | Incandescent |  | Standard A Lamp | 1 | 60 | Bathroom | 242071 | Bathroom | 0.0004784
Ceiling Fixture | Incandescent |  | Standard A Lamp | 1 | 60 | Bedroom | 242072 | Bedroom | 0.0004784
Ceiling Fixture | Incandescent |  | Standard A Lamp | 1 | 60 | Bedroom | 242073 | Bedroom | 0.0004784
Table | Incandescent |  | Standard A Lamp | 1 | 60 | Bedroom | 242073 | Bedroom | 0.0004784
Ceiling Fixture | Incandescent |  | Standard A Lamp | 1 | 60 | Hall | 242074 | Hall | 0.0004784
Ceiling Fixture | Incandescent |  | Standard A Lamp | 1 | 60 | Kitchen | 242075 | Kitchen | 0.0004784
Chandelier (Hanging) | Incandescent |  | Standard A Lamp | 5 | 60 | Kitchen | 242075 | Kitchen | 0.0004784
Recessed - other | Incandescent |  | Standard A Lamp | 1 | 40 | Kitchen | 242075 | Kitchen | 0.0004784
Ceiling Fixture | Incandescent |  | Standard A Lamp | 1 | 60 | Living Room | 242076 | Living Room | 0.0004784
Ceiling Fixture | Incandescent |  | Standard A Lamp | 1 | 60 | Living Room | 242076 | Living Room | 0.0004784
Ceiling Fixture | Linear Fluorescent | 96 | T-12 | 2 | 75 | Bedroom | 242091 | Bedroom | 0.00047324
Ceiling Fixture | Incandescent |  | Standard A Lamp | 2 | 60 | Master Bedroom | 242092 | Master Bedroom | 0.00047324
Ceiling Fixture | Compact Fluorescent |  | Twist | 2 | 15 | Master Bedroom | 242092 | Master Bedroom | 0.00047324
Table | Incandescent |  | Standard A Lamp | 1 | 100 | Master Bedroom | 242092 | Master Bedroom | 0.00047324
Table | Incandescent |  | Standard A Lamp | 1 | 60 | Master Bedroom | 242092 | Master Bedroom | 0.00047324
Ceiling Fixture | Linear Fluorescent | 48 | T-8 | 3 | 32 | Family Room | 242093 | Family Room | 0.00047324
Ceiling Fixture | Incandescent |  | Standard A Lamp | 2 | 60 | Bedroom | 242094 | Bedroom | 0.00047324
Table | Incandescent |  | Mini base | 2 | 40 | Bedroom | 242094 | Bedroom | 0.00047324
Ceiling Fixture | Incandescent |  | Standard A Lamp | 1 | 60 | Other | 242095 | Other | 0.00047324
Ceiling Fixture | Incandescent |  | Standard A Lamp | 2 | 60 | Bathroom | 242096 | Bathroom | 0.00047324
Ceiling Fixture | Linear Fluorescent | 48 | T-12 | 2 | 40 | Other | 242097 | Other | 0.00047324
Ceiling Fixture | Linear Fluorescent | 48 | T-12 | 4 | 40 | Other | 242098 | Other | 0.00047324
Wall Mount | Incandescent |  | Standard A Lamp | 1 | 60 | Hall | 242099 | Hall | 0.00047324
Ceiling Fixture | Compact Fluorescent |  | Twist | 2 | 15 | Laundry Room | 2420910 | Laundry Room | 0.00047324
Ceiling Fixture | Compact Fluorescent |  | Pin base | 2 | 15 | Hall | 2420911 | Hall | 0.00047324
Ceiling Fixture | Incandescent |  | Standard A Lamp | 2 | 60 | Office | 2420912 | Office | 0.00047324
Table | Incandescent |  | Decorative | 1 | 40 | Office | 2420912 | Office | 0.00047324
Table | Incandescent |  | Mini base | 1 | 40 | Office | 2420912 | Office | 0.00047324
Wall Mount | Incandescent |  | Mini base | 8 | 40 | Bathroom | 2420913 | Bathroom | 0.00047324
Ceiling Fixture | Compact Fluorescent |  | Twist | 2 | 15 | Bathroom | 2420913 | Bathroom | 0.00047324
Recessed Can | Incandescent |  | Heat Lamp | 1 | 300 | Bathroom | 2420913 | Bathroom | 0.00047324
Recessed - other | Incandescent |  | Reflector | 1 | 125 | Bathroom | 2420913 | Bathroom | 0.00047324
Ceiling Fixture | Halogen |  | MR | 4 | 50 | Kitchen | 2420914 | Kitchen | 0.00047324
Ceiling Fixture | Halogen |  | MR | 3 | 50 | Kitchen | 2420914 | Kitchen | 0.00047324
Chandelier (Hanging) | Incandescent |  | Mini base | 6 | 60 | Kitchen | 2420914 | Kitchen | 0.00047324
Ceiling Fixture | Linear Fluorescent | 48 | T-5 | 4 | 32 | Kitchen | 2420914 | Kitchen | 0.00047324
Chandelier (Hanging) | Incandescent |  | Mini base | 6 | 40 | Living Room | 2420915 | Living Room | 0.00047324
Table | Incandescent |  | Standard A Lamp | 1 | 200 | Living Room | 2420915 | Living Room | 0.00047324
Table | Incandescent |  | Standard A Lamp | 1 | 100 | Living Room | 2420915 | Living Room | 0.00047324
Ceiling Fixture | Incandescent |  | Standard A Lamp | 1 | 60 | Bedroom | 2420916 | Bedroom | 0.00047324
Ceiling Fixture | Incandescent |  | Standard A Lamp | 1 | 60 | Closet | 2420917 | Closet | 0.00047324
Ceiling Fixture | Compact Fluorescent |  | Pin base | 1 | 28 | Living Room | 242211 | Living Room | 0.00029634
Table | Compact Fluorescent |  | Straight Tube | 1 | 15 | Living Room | 242211 | Living Room | 0.00029634
Floor lamp | Halogen |  | Quartz Tube | 1 | 100 | Living Room | 242211 | Living Room | 0.00029634
Ceiling Fixture | Linear Fluorescent | 48 | T-12 | 4 | 40 | Closet | 242212 | Closet | 0.00029634
Ceiling Fixture | Compact Fluorescent |  | Twist | 1 | 22 | Closet | 242212 | Closet | 0.00029634
Ceiling Fixture | Linear Fluorescent | 48 | T-12 | 4 | 40 | Bedroom | 242213 | Bedroom | 0.00029634
Ceiling Fixture | Incandescent |  | Standard A Lamp | 2 | 40 | Hall | 242214 | Hall | 0.00029634
Ceiling Fixture | Incandescent |  | Standard A Lamp | 1 | 75 | Bedroom | 242215 | Bedroom | 0.00029634
Ceiling Fan | Incandescent |  | Standard A Lamp | 1 | 60 | Bedroom | 242216 | Bedroom | 0.00029634
Table | Incandescent |  | Standard A Lamp | 1 | 60 | Bedroom | 242216 | Bedroom | 0.00029634
Ceiling Fan | Incandescent |  | Standard A Lamp | 1 | 60 | Bedroom | 242217 | Bedroom | 0.00029634
Ceiling Fixture | Incandescent |  | Standard A Lamp | 1 | 100 | Other | 242218 | Other | 0.00029634
Ceiling Fan | Incandescent |  | Standard A Lamp | 3 | 40 | Dining Room | 242219 | Dining Room | 0.00029634
Ceiling Fixture | Linear Fluorescent | 48 | T-8 | 4 | 32 | Kitchen | 2422110 | Kitchen | 0.00029634
Ceiling Fixture | Incandescent |  | Standard A Lamp | 1 | 60 | Bathroom | 2422111 | Bathroom | 0.00029634
Wall Mount | Incandescent |  | Standard A Lamp | 1 | 60 | Bathroom | 2422111 | Bathroom | 0.00029634
Ceiling Fixture | Compact Fluorescent |  | Twist | 1 | 22 | Laundry Room | 2422112 | Laundry Room | 0.00029634
Wall Mount | Compact Fluorescent |  | Twist | 1 | 22 | Closet | 2422113 | Closet | 0.00029634
Ceiling Fixture | Linear Fluorescent | 48 | T-12 | 4 | 40 | Office | 2422114 | Office | 0.00029634
Ceiling Fixture | Incandescent |  | Standard A Lamp | 1 | 100 | Master Bedroom | 2422115 | Master Bedroom | 0.00029634
Wall Mount | Compact Fluorescent |  | Twist | 9 | 22 | Bathroom | 2422116 | Bathroom | 0.00029634
Recessed Can | Incandescent |  | Heat Lamp | 1 | 250 | Bathroom | 2422116 | Bathroom | 0.00029634
Ceiling Fixture | Compact Fluorescent |  | Twist | 1 | 15 | Garage | 242241 | Garage | 0.00047324
Garage door opener | Incandescent |  | Standard A Lamp | 1 | 40 | Garage | 242241 | Garage | 0.00047324
Table | Compact Fluorescent |  | Twist | 1 | 15 | Bedroom | 242242 | Bedroom | 0.00047324
Wall Mount | Compact Fluorescent |  | Twist | 4 | 28 | Bathroom | 242243 | Bathroom | 0.00047324
Torchiere | Incandescent |  | Standard A Lamp | 1 | 100 | Master Bedroom | 242244 | Master Bedroom | 0.00047324
Table | Incandescent |  | Standard A Lamp | 1 | 60 | Master Bedroom | 242244 | Master Bedroom | 0.00047324
Wall Mount | Incandescent |  | Globe | 5 | 60 | Bathroom | 242245 | Bathroom | 0.00047324
Ceiling Fixture | Compact Fluorescent |  | Twist | 1 | 15 | Closet | 242246 | Closet | 0.00047324
Wall Mount | Compact Fluorescent |  | Twist | 1 | 15 | Family Room | 242247 | Family Room | 0.00047324
Ceiling Fixture | Linear Fluorescent | 48 | T-12 | 2 | 40 | Kitchen | 242248 | Kitchen | 0.00047324
Recessed Can | Incandescent |  | Reflector | 1 | 65 | Kitchen | 242248 | Kitchen | 0.00047324
Chandelier (Hanging) | Incandescent |  | Mini base | 5 | 40 | Dining Room | 242249 | Dining Room | 0.00047324
Torchiere | Compact Fluorescent |  | Twist | 1 | 28 | Living Room | 2422410 | Living Room | 0.00047324
Table | Halogen |  | MR | 1 | 50 | Living Room | 2422410 | Living Room | 0.00047324
Ceiling Fixture | Incandescent |  | Standard A Lamp | 1 | 60 | Hall | 2422411 | Hall | 0.00047324
Wall Mount | Compact Fluorescent |  | Twist | 3 | 22 | Bathroom | 2422412 | Bathroom | 0.00047324
Ceiling Fixture | Incandescent |  | Standard A Lamp | 1 | 60 | Hall | 2422413 | Hall | 0.00047324
Table | Compact Fluorescent |  | Twist | 2 | 22 | Bedroom | 2422414 | Bedroom | 0.00047324
Ceiling Fixture | Compact Fluorescent |  | Twist | 1 | 22 | Office | 242271 | Office | 0.00052955
Ceiling Fixture | Linear Fluorescent | 48 | T-12 | 2 | 25 | Office | 242271 | Office | 0.00052955
Wall Mount | Incandescent |  | Decorative | 3 | 25 | Bathroom | 242272 | Bathroom | 0.00052955
Wall Mount | Compact Fluorescent |  | Twist | 2 | 15 | Bathroom | 242273 | Bathroom | 0.00052955
Ceiling Fixture | Compact Fluorescent |  | Twist | 2 | 15 | Bedroom | 242274 | Bedroom | 0.00052955
Table | Compact Fluorescent |  | Twist | 1 | 15 | Bedroom | 242274 | Bedroom | 0.00052955
Ceiling Fixture | Compact Fluorescent |  | Twist | 2 | 15 | Bedroom | 242275 | Bedroom | 0.00052955
Ceiling Fixture | Compact Fluorescent |  | Twist | 3 | 22 | Dining Room | 242276 | Dining Room | 0.00052955
Ceiling Fixture | Compact Fluorescent |  | Twist | 1 | 15 | Hall | 242277 | Hall | 0.00052955
Ceiling Fixture | Compact Fluorescent |  | Twist | 1 | 15 | Hall | 242278 | Hall | 0.00052955
Ceiling Fixture | Compact Fluorescent |  | Twist | 3 | 15 | Kitchen | 242279 | Kitchen | 0.00052955
Ceiling Fixture | Compact Fluorescent |  | Twist | 1 | 15 | Kitchen | 242279 | Kitchen | 0.00052955
Wall Mount | Compact Fluorescent |  | Twist | 1 | 15 | Kitchen | 242279 | Kitchen | 0.00052955
Floor lamp | Compact Fluorescent |  | Twist | 2 | 15 | Living Room | 2422710 | Living Room | 0.00052955
Floor lamp | Compact Fluorescent |  | Twist | 1 | 15 | Living Room | 2422710 | Living Room | 0.00052955
Ceiling Fixture | Compact Fluorescent |  | Twist | 2 | 15 | Bedroom | 2422711 | Bedroom | 0.00052955
Table | Compact Fluorescent |  | Twist | 1 | 15 | Bedroom | 2422711 | Bedroom | 0.00052955
Ceiling Fixture | Compact Fluorescent |  | Twist | 1 | 15 | Office | 2422712 | Office | 0.00052955
Wall Mount | Linear Fluorescent | 18 | T-12 | 1 | 16 | Bathroom | 242321 | Bathroom | 0.0005169
Ceiling Fixture | Compact Fluorescent |  | Twist | 1 | 15 | Bathroom | 242321 | Bathroom | 0.0005169
Recessed - other | Incandescent |  | Heat Lamp | 2 | 250 | Bathroom | 242321 | Bathroom | 0.0005169
Table | Compact Fluorescent |  | Twist | 1 | 15 | Bedroom | 242322 | Bedroom | 0.0005169
Ceiling Fixture | Incandescent |  | Standard A Lamp | 1 | 100 | Bedroom | 242323 | Bedroom | 0.0005169
Table | Incandescent |  | Standard A Lamp | 1 | 40 | Bedroom | 242323 | Bedroom | 0.0005169
Ceiling Fixture | Incandescent |  | Standard A Lamp | 1 | 60 | Closet | 242324 | Closet | 0.0005169
Ceiling Fixture | Incandescent |  | Standard A Lamp | 1 | 60 | Hall | 242325 | Hall | 0.0005169
Ceiling Fixture | Compact Fluorescent |  | Twist | 1 | 22 | Kitchen | 242326 | Kitchen | 0.0005169
Ceiling Fixture | Compact Fluorescent |  | Twist | 1 | 22 | Laundry Room | 242327 | Laundry Room | 0.0005169
Ceiling Fan | Compact Fluorescent |  | Twist | 2 | 15 | Living Room | 242328 | Living Room | 0.0005169
Table | Compact Fluorescent |  | Twist | 1 | 22 | Living Room | 242328 | Living Room | 0.0005169
Torchiere | Incandescent |  | Standard A Lamp | 1 | 100 | Living Room | 242328 | Living Room | 0.0005169
Table | Compact Fluorescent |  | Twist | 1 | 15 | Living Room | 242328 | Living Room | 0.0005169
Floor lamp | Compact Fluorescent |  | Twist | 2 | 15 | Living Room | 242328 | Living Room | 0.0005169
Torchiere | Incandescent |  | Standard A Lamp | 1 | 100 | Living Room | 242328 | Living Room | 0.0005169
Ceiling Fixture | Incandescent |  | Standard A Lamp | 1 | 60 | Office | 242329 | Office | 0.0005169
Wall Mount | Incandescent |  | Standard A Lamp | 2 | 100 | Bathroom | 242421 | Bathroom | 0.00052955
Ceiling Fan | Incandescent |  | Standard A Lamp | 3 | 60 | Bedroom | 242422 | Bedroom | 0.00052955
Table | Incandescent |  | 3-Way Incandescent | 1 | 75 | Bedroom | 242422 | Bedroom | 0.00052955
Ceiling Fixture | Incandescent |  | Standard A Lamp | 1 | 40 | Garage | 242423 | Garage | 0.00052955
Garage door opener | Compact Fluorescent |  | Twist | 1 | 28 | Garage | 242423 | Garage | 0.00052955
Ceiling Fixture | Incandescent |  | Standard A Lamp | 1 | 100 | Hall | 242424 | Hall | 0.00052955
Chandelier (Hanging) | Incandescent |  | Mini base | 5 | 25 | Kitchen | 242425 | Kitchen | 0.00052955
Floor lamp | Incandescent |  | 3-Way Incandescent | 1 | 125 | Living Room | 242426 | Living Room | 0.00052955
Floor lamp | Compact Fluorescent |  | Straight Tube | 1 | 36 | Living Room | 242426 | Living Room | 0.00052955
Table | Incandescent |  | Standard A Lamp | 1 | 100 | Living Room | 242426 | Living Room | 0.00052955
Ceiling Fixture | Incandescent |  | Standard A Lamp | 2 | 75 | Office | 242427 | Office | 0.00052955
Table | Incandescent |  | Standard A Lamp | 1 | 100 | Office | 242427 | Office | 0.00052955
Ceiling Fixture | Incandescent |  | Standard A Lamp | 2 | 60 | Bathroom | 242451 | Bathroom | 0.00040077
Wall Mount | Compact Fluorescent |  | Twist | 4 | 15 | Bathroom | 242451 | Bathroom | 0.00040077
Ceiling Fixture | Compact Fluorescent |  | Twist | 1 | 15 | Bedroom | 242452 | Bedroom | 0.00040077
Table | Incandescent |  | Standard A Lamp | 1 | 75 | Bedroom | 242452 | Bedroom | 0.00040077
Ceiling Fan | Compact Fluorescent |  | Twist | 1 | 15 | Bedroom | 242453 | Bedroom | 0.00040077
Table | Compact Fluorescent |  | Twist | 1 | 15 | Bedroom | 242453 | Bedroom | 0.00040077
Ceiling Fixture | Compact Fluorescent |  | Twist | 1 | 15 | Hall | 242454 | Hall | 0.00040077
Ceiling Fixture | Compact Fluorescent |  | Twist | 2 | 15 | Kitchen | 242455 | Kitchen | 0.00040077
Other | Compact Fluorescent |  | Twist | 1 | 15 | Kitchen | 242455 | Kitchen | 0.00040077
Table | Compact Fluorescent |  | Twist | 1 | 15 | Living Room | 242456 | Living Room | 0.00040077
Ceiling Fan | Compact Fluorescent |  | Twist | 1 | 15 | Living Room | 242456 | Living Room | 0.00040077
Wall Mount | Compact Fluorescent |  | Twist | 4 | 15 | Master Bedroom | 242457 | Master Bedroom | 0.00040077
Ceiling Fixture | Compact Fluorescent |  | Twist | 2 | 15 | Bathroom | 242458 | Bathroom | 0.00040077
Table | Compact Fluorescent |  | Twist | 1 | 15 | Bathroom | 242458 | Bathroom | 0.00040077
Ceiling Fixture | Compact Fluorescent |  | Twist | 2 | 15 | Closet | 242459 | Closet | 0.00040077
Ceiling Fixture | Incandescent |  | Standard A Lamp | 1 | 60 | Other | 2424510 | Other | 0.00040077
Ceiling Fixture | Linear Fluorescent | 48 | T-12 | 2 | 40 | Other | 242461 | Other | 0.00094081
Ceiling Fixture | Compact Fluorescent |  | Twist | 2 | 15 | Other | 242461 | Other | 0.00094081
Ceiling Fixture | Compact Fluorescent |  | Twist | 2 | 15 | Bathroom | 242462 | Bathroom | 0.00094081
Wall Mount | Incandescent |  | Decorative | 1 | 40 | Bathroom | 242463 | Bathroom | 0.00094081
Ceiling Fixture | Compact Fluorescent |  | A shape bulb | 4 | 15 | Bathroom | 242463 | Bathroom | 0.00094081
Ceiling Fixture | Incandescent |  | Standard A Lamp | 1 | 60 | Bedroom | 242464 | Bedroom | 0.00094081
Floor lamp | Compact Fluorescent |  | Pin base | 1 | 27 | Bedroom | 242464 | Bedroom | 0.00094081
Chandelier (Hanging) | Incandescent |  | Standard A Lamp | 1 | 100 | Bedroom | 242464 | Bedroom | 0.00094081
Table | Compact Fluorescent |  | Twist | 1 | 15 | Bedroom | 242464 | Bedroom | 0.00094081
Table | Incandescent |  | Decorative | 1 | 40 | Bedroom | 242464 | Bedroom | 0.00094081
Ceiling Fixture | Compact Fluorescent |  | Twist | 2 | 22 | Bedroom | 242465 | Bedroom | 0.00094081
Ceiling Fixture | Compact Fluorescent |  | Pin base | 1 | 22 | Bedroom | 242465 | Bedroom | 0.00094081
Chandelier (Hanging) | Incandescent |  | Decorative | 7 | 60 | Dining Room | 242466 | Dining Room | 0.00094081
Table | Compact Fluorescent |  | Twist | 2 | 15 | Dining Room | 242466 | Dining Room | 0.00094081
Table | Compact Fluorescent |  | Twist | 1 | 15 | Family Room | 242467 | Family Room | 0.00094081
Chandelier (Hanging) | Incandescent |  | Decorative | 4 | 60 | Family Room | 242467 | Family Room | 0.00094081
Chandelier (Hanging) | Compact Fluorescent |  | Twist | 4 | 15 | Family Room | 242467 | Family Room | 0.00094081
Table | Compact Fluorescent |  | Twist | 1 | 22 | Family Room | 242467 | Family Room | 0.00094081
Floor lamp | Incandescent |  | Standard A Lamp | 1 | 100 | Family Room | 242467 | Family Room | 0.00094081
Floor lamp | Incandescent |  | Standard A Lamp | 1 | 150 | Family Room | 242467 | Family Room | 0.00094081
Ceiling Fixture | Incandescent |  | Standard A Lamp | 1 | 100 | Garage | 242468 | Garage | 0.00094081
Table | Incandescent |  | Standard A Lamp | 1 | 60 | Garage | 242468 | Garage | 0.00094081
Ceiling Fixture | Linear Fluorescent | 48 | T-12 | 2 | 40 | Garage | 242468 | Garage | 0.00094081
Ceiling Fixture | Incandescent |  | Standard A Lamp | 1 | 60 | Garage | 242468 | Garage | 0.00094081
Chandelier (Hanging) | Compact Fluorescent |  | Twist | 2 | 15 | Hall | 242469 | Hall | 0.00094081
Other | Incandescent |  | Reflector | 1 | 75 | Hall | 242469 | Hall | 0.00094081
Ceiling Fixture | Linear Fluorescent | 48 | T-12 | 2 | 40 | Kitchen | 2424610 | Kitchen | 0.00094081
Other | Linear Fluorescent | 24 | T-8 | 1 | 16 | Kitchen | 2424610 | Kitchen | 0.00094081
Table | Incandescent |  | Standard A Lamp | 1 | 60 | Kitchen | 2424610 | Kitchen | 0.00094081
Ceiling Fixture | Linear Fluorescent | 48 | T-12 | 2 | 40 | Laundry Room | 2424611 | Laundry Room | 0.00094081
Ceiling Fixture | Compact Fluorescent |  | Pin base | 1 | 22 | Bedroom | 2424612 | Bedroom | 0.00094081
Table | Incandescent |  | Standard A Lamp | 1 | 100 | Bedroom | 2424612 | Bedroom | 0.00094081
Table | Incandescent |  | Decorative | 2 | 40 | Bedroom | 2424612 | Bedroom | 0.00094081
Floor lamp | Compact Fluorescent |  | Pin base | 1 | 22 | Bedroom | 2424612 | Bedroom | 0.00094081
Chandelier (Hanging) | Compact Fluorescent |  | Twist | 2 | 22 | Bedroom | 2424612 | Bedroom | 0.00094081
Table | Compact Fluorescent |  | Twist | 2 | 15 | Bedroom | 2424612 | Bedroom | 0.00094081
Wall Mount | Compact Fluorescent |  | Twist | 3 | 15 | Hall | 2424613 | Hall | 0.00094081
Wall Mount | Compact Fluorescent |  | Globe | 1 | 15 | Hall | 2424613 | Hall | 0.00094081
Wall Mount | Incandescent |  | Decorative | 1 | 40 | Hall | 2424613 | Hall | 0.00094081
Exterior | Incandescent |  | Reflector | 2 | 75 | Garage | 2424614 | Garage | 0.00094081
Ceiling Fixture | Incandescent |  | Standard A Lamp | 1 | 60 | Garage | 2424614 | Garage | 0.00094081
Ceiling Fixture | Linear Fluorescent | 48 | T-12 | 2 | 40 | Garage | 2424614 | Garage | 0.00094081
Ceiling Fixture | Linear Fluorescent | 96 | T-12 | 2 | 60 | Garage | 2424614 | Garage | 0.00094081
Ceiling Fixture | Incandescent |  | Standard A Lamp | 2 | 40 | Hall | 2424615 | Hall | 0.00094081
Ceiling Fixture | Compact Fluorescent |  | Twist | 1 | 15 | Hall | 2424615 | Hall | 0.00094081
Ceiling Fixture | Incandescent |  | Standard A Lamp | 3 | 60 | Other | 2424616 | Other | 0.00094081
Wall Mount | Incandescent |  | Mini base | 4 | 40 | Bathroom | 242471 | Bathroom | 0.00040077
Ceiling Fixture | Incandescent |  | Standard A Lamp | 1 | 60 | Bedroom | 242472 | Bedroom | 0.00040077
Chandelier (Hanging) | Incandescent |  | Standard A Lamp | 3 | 100 | Family Room | 242473 | Family Room | 0.00040077
Recessed Can | Incandescent |  | Reflector | 1 | 75 | Family Room | 242473 | Family Room | 0.00040077
Recessed Can | Incandescent |  | Reflector | 1 | 65 | Dining Room | 242474 | Dining Room | 0.00040077
Ceiling Fixture | Incandescent |  | Standard A Lamp | 2 | 60 | Dining Room | 242474 | Dining Room | 0.00040077
Wall Mount | Incandescent |  | Standard A Lamp | 1 | 100 | Hall | 242475 | Hall | 0.00040077
Ceiling Fixture | Incandescent |  | Standard A Lamp | 1 | 100 | Garage | 242476 | Garage | 0.00040077
High bay | Linear Fluorescent | 96 | T-12 | 2 | 60 | Garage | 242476 | Garage | 0.00040077
Garage door opener | Incandescent |  | Standard A Lamp | 1 | 60 | Garage | 242476 | Garage | 0.00040077
Recessed Can | Incandescent |  | Reflector | 1 | 65 | Kitchen | 242477 | Kitchen | 0.00040077
Other | Halogen |  | PAR | 2 | 50 | Kitchen | 242477 | Kitchen | 0.00040077
Track | Halogen |  | MR | 3 | 50 | Living Room | 242478 | Living Room | 0.00040077
Table | Incandescent |  | Standard A Lamp | 1 | 60 | Living Room | 242478 | Living Room | 0.00040077
Table | Linear Fluorescent | 12 | T-5 | 2 | 15 | Living Room | 242478 | Living Room | 0.00040077
Wall Mount | Halogen |  | Quartz Tube | 2 | 100 | Bathroom | 242479 | Bathroom | 0.00040077
Recessed Can | Incandescent |  | Reflector | 1 | 120 | Bathroom | 242479 | Bathroom | 0.00040077
Ceiling Fixture | Incandescent |  | Standard A Lamp | 1 | 100 | Master Bedroom | 2424710 | Master Bedroom | 0.00040077
Table | Incandescent |  | Standard A Lamp | 1 | 60 | Master Bedroom | 2424710 | Master Bedroom | 0.00040077
Ceiling Fixture | Incandescent |  | Standard A Lamp | 1 | 75 | Office | 2424711 | Office | 0.00040077
Ceiling Fixture | Compact Fluorescent |  | Pin base | 1 | 40 | Kitchen | 242491 | Kitchen | 0.00047324
Track | Halogen |  | MR | 4 | 50 | Kitchen | 242491 | Kitchen | 0.00047324
Ceiling Fixture | Compact Fluorescent |  | Pin base | 1 | 40 | Bedroom | 242492 | Bedroom | 0.00047324
Ceiling Fixture | Compact Fluorescent |  | Pin base | 1 | 40 | Bedroom | 242493 | Bedroom | 0.00047324
Table | Compact Fluorescent |  | Twist | 1 | 15 | Bedroom | 242493 | Bedroom | 0.00047324
Wall Mount | Compact Fluorescent |  | Pin base | 1 | 40 | Bathroom | 242494 | Bathroom | 0.00047324
Ceiling Fixture | Compact Fluorescent |  | Twist | 1 | 15 | Bathroom | 242494 | Bathroom | 0.00047324
Recessed Can | Compact Fluorescent |  | Reflector | 1 | 15 | Bathroom | 242494 | Bathroom | 0.00047324
Ceiling Fixture | Compact Fluorescent |  | Twist | 1 | 15 | Hall | 242495 | Hall | 0.00047324
Chandelier (Hanging) | Halogen |  | Other | 8 | 10 | Dining Room | 242496 | Dining Room | 0.00047324
Ceiling Fixture | Halogen |  | MR | 1 | 50 | Living Room | 242497 | Living Room | 0.00047324
Chandelier (Hanging) | Halogen |  | Other | 8 | 10 | Living Room | 242497 | Living Room | 0.00047324
Ceiling Fixture | Compact Fluorescent |  | Pin base | 1 | 40 | Bathroom | 242498 | Bathroom | 0.00047324
Table | Compact Fluorescent |  | Twist | 1 | 15 | Bathroom | 242498 | Bathroom | 0.00047324
Wall Mount | Compact Fluorescent |  | Globe | 4 | 15 | Bathroom | 242499 | Bathroom | 0.00047324
Architectural | Compact Fluorescent |  | Pin base | 1 | 36 | Bathroom | 242499 | Bathroom | 0.00047324
Ceiling Fixture | Compact Fluorescent |  | Pin base | 1 | 40 | Bedroom | 2424910 | Bedroom | 0.00047324
Ceiling Fixture | Compact Fluorescent |  | Pin base | 1 | 40 | Family Room | 2424911 | Family Room | 0.00047324
Ceiling Fixture | Halogen |  | MR | 1 | 50 | Family Room | 2424911 | Family Room | 0.00047324
Wall Mount | Compact Fluorescent |  | Twist | 1 | 22 | Laundry Room | 2424912 | Laundry Room | 0.00047324
Ceiling Fixture | Linear Fluorescent | 48 | T-8 | 4 | 32 | Laundry Room | 2424912 | Laundry Room | 0.00047324
Wall Mount | Compact Fluorescent |  | Pin base | 1 | 40 | Bathroom | 2424913 | Bathroom | 0.00047324
Track | Incandescent |  | Reflector | 3 | 65 | Bathroom | 242591 | Bathroom | 0.00028447
Ceiling Fixture | Compact Fluorescent |  | Twist | 1 | 22 | Bathroom | 242592 | Bathroom | 0.00028447
Wall Mount | Compact Fluorescent |  | Twist | 1 | 15 | Bathroom | 242592 | Bathroom | 0.00028447
Ceiling Fixture | Compact Fluorescent |  | Twist | 2 | 22 | Bedroom | 242593 | Bedroom | 0.00028447
Table | Compact Fluorescent |  | Twist | 1 | 15 | Bedroom | 242593 | Bedroom | 0.00028447
Wall Mount | Compact Fluorescent |  | Twist | 1 | 22 | Closet | 242594 | Closet | 0.00028447
Ceiling Fixture | Incandescent |  | Globe | 4 | 60 | Dining Room | 242595 | Dining Room | 0.00028447
Table | Compact Fluorescent |  | Twist | 1 | 22 | Dining Room | 242595 | Dining Room | 0.00028447
Ceiling Fixture | Compact Fluorescent |  | Twist | 1 | 15 | Family Room | 242596 | Family Room | 0.00028447
Ceiling Fixture | Compact Fluorescent |  | Twist | 3 | 22 | Hall | 242597 | Hall | 0.00028447
Table | Compact Fluorescent |  | Twist | 1 | 15 | Hall | 242597 | Hall | 0.00028447
Chandelier (Hanging) | Compact Fluorescent |  | Twist | 2 | 15 | Hall | 242598 | Hall | 0.00028447
Ceiling Fixture | Compact Fluorescent |  | Twist | 3 | 15 | Laundry Room | 242599 | Laundry Room | 0.00028447
Table | Compact Fluorescent |  | Twist | 1 | 15 | Laundry Room | 242599 | Laundry Room | 0.00028447
Track | Incandescent |  | Reflector | 10 | 65 | Laundry Room | 242599 | Laundry Room | 0.00028447
Ceiling Fixture | Compact Fluorescent |  | Twist | 1 | 22 | Laundry Room | 2425910 | Laundry Room | 0.00028447
Ceiling Fixture | Compact Fluorescent |  | Twist | 1 | 15 | Master Bedroom | 2425911 | Master Bedroom | 0.00028447
Table | Compact Fluorescent |  | Twist | 1 | 22 | Master Bedroom | 2425911 | Master Bedroom | 0.00028447
Ceiling Fixture | Linear Fluorescent | 48 | T-8 | 2 | 32 | Office | 2425912 | Office | 0.00028447
Ceiling Fixture | Compact Fluorescent |  | Twist | 1 | 22 | Hall | 2425913 | Hall | 0.00028447
Ceiling Fixture | Linear Fluorescent | 48 | T-12 | 2 | 40 | Other | 242661 | Other | 0.0020539
Wall Mount | Incandescent |  | Standard A Lamp | 3 | 60 | Bathroom | 242662 | Bathroom | 0.0020539
Wall Mount | Incandescent |  | Standard A Lamp | 1 | 40 | Bathroom | 242662 | Bathroom | 0.0020539
Ceiling Fixture | Incandescent |  | Standard A Lamp | 1 | 60 | Bathroom | 242662 | Bathroom | 0.0020539
Wall Mount | Incandescent |  | Globe | 2 | 60 | Bathroom | 242663 | Bathroom | 0.0020539
Wall Mount | Incandescent |  | Globe | 1 | 60 | Bathroom | 242663 | Bathroom | 0.0020539
Recessed - other | Compact Fluorescent |  | Flood | 1 | 22 | Bathroom | 242663 | Bathroom | 0.0020539
Ceiling Fixture | Incandescent |  | Standard A Lamp | 3 | 60 | Bedroom | 242664 | Bedroom | 0.0020539
Floor lamp | Incandescent |  | Standard A Lamp | 3 | 60 | Bedroom | 242664 | Bedroom | 0.0020539
Floor lamp | Incandescent |  | Standard A Lamp | 1 | 100 | Bedroom | 242665 | Bedroom | 0.0020539
Chandelier (Hanging) | Incandescent |  | Standard A Lamp | 5 | 40 | Bedroom | 242665 | Bedroom | 0.0020539
Recessed - other | Compact Fluorescent |  | 3-Way CFL | 1 | 15 | Bedroom | 242665 | Bedroom | 0.0020539
Ceiling Fixture | Linear Fluorescent | 48 | T-12 | 2 | 40 | Closet | 242666 | Closet | 0.0020539
Ceiling Fixture | Incandescent |  | Standard A Lamp | 1 | 40 | Closet | 242667 | Closet | 0.0020539
Ceiling Fixture | Compact Fluorescent |  | 3-Way CFL | 1 | 15 | Closet | 242668 | Closet | 0.0020539
Ceiling Fan | Incandescent |  | Standard A Lamp | 4 | 40 | Family Room | 242669 | Family Room | 0.0020539
Floor lamp | Incandescent |  | Standard A Lamp | 1 | 40 | Family Room | 242669 | Family Room | 0.0020539
Ceiling Fixture | Linear Fluorescent | 48 | T-12 | 2 | 40 | Dining Room | 2426610 | Dining Room | 0.0020539
Ceiling Fixture | Incandescent |  | Standard A Lamp | 1 | 40 | Garage | 2426611 | Garage | 0.0020539
Garage door opener | Incandescent |  | Standard A Lamp | 1 | 40 | Garage | 2426611 | Garage | 0.0020539
Chandelier (Hanging) | Incandescent |  | Decorative | 5 | 40 | Hall | 2426612 | Hall | 0.0020539
Wall Mount | Linear Fluorescent | 24 | T-5 | 1 | 40 | Hall | 2426612 | Hall | 0.0020539
Recessed Can | Compact Fluorescent |  | Flood | 1 | 15 | Hall | 2426613 | Hall | 0.0020539
Wall Mount | Linear Fluorescent | 48 | T-12 | 2 | 40 | Hall | 2426613 | Hall | 0.0020539
Ceiling Fixture | Incandescent |  | Standard A Lamp | 2 | 25 | Hall | 2426614 | Hall | 0.0020539
Chandelier (Hanging) | Incandescent |  | Standard A Lamp | 5 | 40 | Kitchen | 2426615 | Kitchen | 0.0020539
Recessed Can | Incandescent |  | Reflector | 1 | 40 | Kitchen | 2426615 | Kitchen | 0.0020539
Ceiling Fixture | Incandescent |  | Standard A Lamp | 1 | 40 | Other | 2426616 | Other | 0.0020539
Floor lamp | Compact Fluorescent |  | A shape bulb | 1 | 11 | Other | 2426616 | Other | 0.0020539
Wall Mount | Incandescent |  | Decorative | 1 | 40 | Other | 2426616 | Other | 0.0020539
Chandelier (Hanging) | Incandescent |  | Decorative | 6 | 40 | Living Room | 2426617 | Living Room | 0.0020539
Floor lamp | Compact Fluorescent |  | Circline (Screw Base) | 1 | 15 | Living Room | 2426617 | Living Room | 0.0020539
Torchiere | Incandescent |  | Standard A Lamp | 1 | 100 | Living Room | 2426617 | Living Room | 0.0020539
Ceiling Fan | Incandescent |  | Standard A Lamp | 4 | 40 | Master Bedroom | 2426618 | Master Bedroom | 0.0020539
Floor lamp | Incandescent |  | Standard A Lamp | 1 | 100 | Master Bedroom | 2426618 | Master Bedroom | 0.0020539
Recessed - other | Incandescent |  | Globe | 1 | 25 | Master Bedroom | 2426618 | Master Bedroom | 0.0020539
Wall Mount | Compact Fluorescent |  | Twist | 1 | 15 | Other | 2426619 | Other | 0.0020539
Ceiling Fixture | Incandescent |  | Standard A Lamp | 1 | 60 | Other | 242881 | Other | 0.00052955
Ceiling Fixture | Incandescent |  | Standard A Lamp | 2 | 60 | Bathroom | 242882 | Bathroom | 0.00052955
Wall Mount | Incandescent |  | Standard A Lamp | 2 | 60 | Bathroom | 242882 | Bathroom | 0.00052955
Ceiling Fixture | Incandescent |  | Standard A Lamp | 2 | 60 | Bathroom | 242883 | Bathroom | 0.00052955
Table | Compact Fluorescent |  | Twist | 1 | 22 | Bedroom | 242884 | Bedroom | 0.00052955
Ceiling Fixture | Incandescent |  | Standard A Lamp | 2 | 60 | Bedroom | 242884 | Bedroom | 0.00052955
Ceiling Fixture | Incandescent |  | Standard A Lamp | 1 | 60 | Other | 242885 | Other | 0.00052955
Chandelier (Hanging) | Incandescent |  | Decorative | 1 | 40 | Dining Room | 242886 | Dining Room | 0.00052955
Ceiling Fixture | Incandescent |  | Standard A Lamp | 1 | 60 | Garage | 242887 | Garage | 0.00052955
Garage door opener | Incandescent |  | Standard A Lamp | 1 | 25 | Garage | 242887 | Garage | 0.00052955
Ceiling Fixture | Incandescent |  | Globe | 1 | 65 | Kitchen | 242888 | Kitchen | 0.00052955
Ceiling Fixture | Incandescent |  | Standard A Lamp | 1 | 60 | Kitchen | 242888 | Kitchen | 0.00052955
Chandelier (Hanging) | Incandescent |  | Standard A Lamp | 1 | 60 | Kitchen | 242888 | Kitchen | 0.00052955
Floor lamp | Compact Fluorescent |  | Twist | 1 | 15 | Kitchen | 242888 | Kitchen | 0.00052955
Table | Incandescent |  | Decorative | 1 | 25 | Kitchen | 242888 | Kitchen | 0.00052955
Ceiling Fixture | Linear Fluorescent | 36 | T-8 | 2 | 32 | Laundry Room | 242889 | Laundry Room | 0.00052955
Ceiling Fixture | Incandescent |  | Standard A Lamp | 1 | 60 | Living Room | 2428810 | Living Room | 0.00052955
Table | Incandescent |  | Standard A Lamp | 2 | 60 | Living Room | 2428810 | Living Room | 0.00052955
Ceiling Fixture | Incandescent |  | Standard A Lamp | 1 | 60 | Hall | 2428811 | Hall | 0.00052955
Table | Compact Fluorescent |  | Twist | 1 | 15 | Hall | 2428811 | Hall | 0.00052955
Wall Mount | Incandescent |  | Standard A Lamp | 1 | 60 | Bathroom | 2428812 | Bathroom | 0.00052955
Ceiling Fixture | Incandescent |  | Standard A Lamp | 2 | 60 | Bedroom | 2428813 | Bedroom | 0.00052955
Ceiling Fixture | Incandescent |  | Standard A Lamp | 2 | 60 | Master Bedroom | 2428814 | Master Bedroom | 0.00052955
Recessed Can | Incandescent |  | Reflector | 1 | 65 | Master Bedroom | 2428814 | Master Bedroom | 0.00052955
Table | Incandescent |  | Standard A Lamp | 1 | 100 | Master Bedroom | 2428814 | Master Bedroom | 0.00052955
Wall Mount | Incandescent |  | Standard A Lamp | 1 | 60 | Bathroom | 2428815 | Bathroom | 0.00052955
Ceiling Fixture | Incandescent |  | Standard A Lamp | 2 | 60 | Other | 2428816 | Other | 0.00052955
Ceiling Fixture | Incandescent |  | Standard A Lamp | 2 | 60 | Other | 2428817 | Other | 0.00052955
Ceiling Fixture | Linear Fluorescent | 48 | T-8 | 2 | 32 | Other | 2428818 | Other | 0.00052955
Wall Mount | Incandescent |  | Standard A Lamp | 2 | 75 | Hall | 242961 | Hall | 0.00094081
Ceiling Fixture | Incandescent |  | Standard A Lamp | 1 | 100 | Other | 242962 | Other | 0.00094081
Ceiling Fixture | Incandescent |  | Standard A Lamp | 1 | 75 | Other | 242963 | Other | 0.00094081
Wall Mount | Compact Fluorescent |  | Twist | 1 | 22 | Garage | 242964 | Garage | 0.00094081
Ceiling Fixture | Linear Fluorescent | 48 | T-8 | 1 | 32 | Garage | 242964 | Garage | 0.00094081
Ceiling Fixture | Halogen |  | PAR | 2 | 100 | Garage | 242964 | Garage | 0.00094081
Ceiling Fixture | Compact Fluorescent |  | Twist | 1 | 22 | Hall | 242965 | Hall | 0.00094081
Ceiling Fixture | Compact Fluorescent |  | 3-Way CFL | 1 | 28 | Office | 242966 | Office | 0.00094081
Ceiling Fixture | Linear Fluorescent | 48 | T-5 | 2 | 40 | Office | 242966 | Office | 0.00094081
Ceiling Fixture | Incandescent |  | Standard A Lamp | 1 | 100 | Bedroom | 242967 | Bedroom | 0.00094081
Ceiling Fixture | Incandescent |  | Standard A Lamp | 1 | 100 | Other | 242968 | Other | 0.00094081
Ceiling Fixture | Incandescent |  | Standard A Lamp | 1 | 100 | Bathroom | 242969 | Bathroom | 0.00094081
Wall Mount | Incandescent |  | Standard A Lamp | 1 | 100 | Other | 2429610 | Other | 0.00094081
Table | Incandescent |  | Standard A Lamp | 2 | 75 | Living Room | 2429611 | Living Room | 0.00094081
Table | Compact Fluorescent |  | Twist | 1 | 32 | Living Room | 2429611 | Living Room | 0.00094081
Table | Incandescent |  | Decorative | 2 | 40 | Living Room | 2429611 | Living Room | 0.00094081
Chandelier (Hanging) | Compact Fluorescent |  | Twist | 3 | 28 | Kitchen | 2429612 | Kitchen | 0.00094081
Wall Mount | Incandescent |  | Standard A Lamp | 1 | 40 | Kitchen | 2429612 | Kitchen | 0.00094081
Ceiling Fixture | Incandescent |  | Standard A Lamp | 1 | 300 | Kitchen | 2429612 | Kitchen | 0.00094081
Other | Compact Fluorescent |  | Twist | 1 | 22 | Kitchen | 2429612 | Kitchen | 0.00094081
Table | Compact Fluorescent |  | Twist | 1 | 22 | Kitchen | 2429612 | Kitchen | 0.00094081
Wall Mount | Linear Fluorescent | 96 | T-5 | 1 | 16 | Kitchen | 2429612 | Kitchen | 0.00094081
Ceiling Fixture | Incandescent |  | Standard A Lamp | 2 | 100 | Hall | 2429613 | Hall | 0.00094081
Ceiling Fixture | Incandescent |  | Standard A Lamp | 2 | 40 | Office | 2429614 | Office | 0.00094081
Table | Compact Fluorescent |  | Twist | 1 | 28 | Office | 2429614 | Office | 0.00094081
Wall Mount | Compact Fluorescent |  | Twist | 1 | 15 | Bathroom | 2429615 | Bathroom | 0.00094081
Ceiling Fixture | Incandescent |  | Standard A Lamp | 1 | 60 | Bathroom | 2429615 | Bathroom | 0.00094081
Wall Mount | Incandescent |  | Standard A Lamp | 2 | 75 | Bathroom | 2429615 | Bathroom | 0.00094081
Table | Incandescent |  | Decorative | 2 | 40 | Bedroom | 2429616 | Bedroom | 0.00094081
Ceiling Fixture | Incandescent |  | Standard A Lamp | 3 | 60 | Bedroom | 2429616 | Bedroom | 0.00094081
Track | Incandescent |  | Standard A Lamp | 4 | 100 | Master Bedroom | 2429617 | Master Bedroom | 0.00094081
Table | Incandescent |  | Standard A Lamp | 2 | 75 | Master Bedroom | 2429617 | Master Bedroom | 0.00094081
Ceiling Fixture | Incandescent |  | Standard A Lamp | 2 | 75 | Laundry Room | 2429618 | Laundry Room | 0.00094081
Wall Mount | Incandescent |  | Globe | 4 | 60 | Bathroom | 243101 | Bathroom | 0.00047324
Wall Mount | Incandescent |  | Globe | 4 | 60 | Bathroom | 243102 | Bathroom | 0.00047324
Table | Incandescent |  | Standard A Lamp | 1 | 60 | Bedroom | 243103 | Bedroom | 0.00047324
Ceiling Fan | Incandescent |  | Standard A Lamp | 4 | 60 | Bedroom | 243103 | Bedroom | 0.00047324
Ceiling Fixture | Incandescent |  | Standard A Lamp | 1 | 60 | Bedroom | 243104 | Bedroom | 0.00047324
Table | Incandescent |  | Standard A Lamp | 1 | 60 | Bedroom | 243104 | Bedroom | 0.00047324
Ceiling Fixture | Incandescent |  | Standard A Lamp | 1 | 60 | Bedroom | 243105 | Bedroom | 0.00047324
Ceiling Fixture | Incandescent |  | Standard A Lamp | 1 | 60 | Closet | 243106 | Closet | 0.00047324
Ceiling Fixture | Incandescent |  | Standard A Lamp | 1 | 60 | Closet | 243107 | Closet | 0.00047324
Table | Incandescent |  | Standard A Lamp | 1 | 65 | Family Room | 243108 | Family Room | 0.00047324
Ceiling Fan | Incandescent |  | Standard A Lamp | 4 | 60 | Family Room | 243108 | Family Room | 0.00047324
Ceiling Fixture | Incandescent |  | Standard A Lamp | 1 | 100 | Garage | 243109 | Garage | 0.00047324
Garage door opener | Incandescent |  | Standard A Lamp | 1 | 60 | Garage | 243109 | Garage | 0.00047324
Ceiling Fixture | Incandescent |  | Standard A Lamp | 1 | 60 | Hall | 2431010 | Hall | 0.00047324
Recessed Can | Incandescent |  | Standard A Lamp | 1 | 60 | Kitchen | 2431011 | Kitchen | 0.00047324
Chandelier (Hanging) | Incandescent |  | Decorative | 6 | 40 | Kitchen | 2431011 | Kitchen | 0.00047324
Recessed - other | Incandescent |  | Standard A Lamp | 2 | 40 | Kitchen | 2431011 | Kitchen | 0.00047324
Recessed Can | Incandescent |  | Reflector | 1 | 65 | Living Room | 2431012 | Living Room | 0.00047324
Table | Incandescent |  | Standard A Lamp | 1 | 75 | Living Room | 2431012 | Living Room | 0.00047324
Ceiling Fixture | Incandescent |  | Standard A Lamp | 1 | 60 | Living Room | 2431012 | Living Room | 0.00047324
Ceiling Fixture | Incandescent |  | Reflector | 1 | 65 | Bathroom | 243111 | Bathroom | 0.0020539
Wall Mount | Incandescent |  | Standard A Lamp | 1 | 60 | Bathroom | 243111 | Bathroom | 0.0020539
Ceiling Fixture | Incandescent |  | Standard A Lamp | 1 | 60 | Bathroom | 243112 | Bathroom | 0.0020539
Wall Mount | Incandescent |  | Standard A Lamp | 2 | 60 | Bathroom | 243112 | Bathroom | 0.0020539
Ceiling Fan | Incandescent |  | Standard A Lamp | 4 | 60 | Bedroom | 243113 | Bedroom | 0.0020539
Table | Incandescent |  | Standard A Lamp | 1 | 60 | Bedroom | 243113 | Bedroom | 0.0020539
Table | Compact Fluorescent |  | Twist | 1 | 15 | Bedroom | 243114 | Bedroom | 0.0020539
Ceiling Fixture | Incandescent |  | Standard A Lamp | 3 | 60 | Closet | 243115 | Closet | 0.0020539
Ceiling Fixture | Linear Fluorescent | 48 | T-12 | 2 | 40 | Garage | 243116 | Garage | 0.0020539
Garage door opener | Incandescent |  | Standard A Lamp | 1 | 60 | Garage | 243116 | Garage | 0.0020539
Ceiling Fixture | Incandescent |  | Standard A Lamp | 1 | 60 | Garage | 243116 | Garage | 0.0020539
Ceiling Fixture | Compact Fluorescent |  | Twist | 1 | 15 | Hall | 243117 | Hall | 0.0020539
Ceiling Fixture | Linear Fluorescent | 48 | T-12 | 2 | 40 | Kitchen | 243118 | Kitchen | 0.0020539
Recessed - other | Incandescent |  | Standard A Lamp | 1 | 40 | Kitchen | 243118 | Kitchen | 0.0020539
Recessed Can | Compact Fluorescent |  | Reflector | 1 | 15 | Kitchen | 243118 | Kitchen | 0.0020539
Ceiling Fixture | Incandescent |  | Standard A Lamp | 3 | 60 | Kitchen | 243118 | Kitchen | 0.0020539
Ceiling Fixture | Incandescent |  | Standard A Lamp | 2 | 60 | Laundry Room | 243119 | Laundry Room | 0.0020539
Floor lamp | Compact Fluorescent |  | Twist | 1 | 15 | Living Room | 2431110 | Living Room | 0.0020539
Ceiling Fixture | Compact Fluorescent |  | Twist | 2 | 15 | Living Room | 2431110 | Living Room | 0.0020539
Ceiling Fixture | Compact Fluorescent |  | Twist | 1 | 15 | Living Room | 2431110 | Living Room | 0.0020539
Ceiling Fixture | Incandescent |  | Standard A Lamp | 1 | 60 | Bathroom | 243121 | Bathroom | 0.0005169
Wall Mount | Incandescent |  | Standard A Lamp | 1 | 60 | Bathroom | 243121 | Bathroom | 0.0005169
Wall Mount | Incandescent |  | Standard A Lamp | 1 | 60 | Bathroom | 243122 | Bathroom | 0.0005169
Ceiling Fixture | Incandescent |  | Standard A Lamp | 1 | 60 | Bedroom | 243123 | Bedroom | 0.0005169
Ceiling Fixture | Compact Fluorescent |  | Twist | 1 | 13 | Bedroom | 243123 | Bedroom | 0.0005169
Table | Incandescent |  | Standard A Lamp | 1 | 60 | Bedroom | 243123 | Bedroom | 0.0005169
Ceiling Fixture | Incandescent |  | Standard A Lamp | 1 | 60 | Bedroom | 243124 | Bedroom | 0.0005169
Table | Compact Fluorescent |  | Twist | 1 | 13 | Bedroom | 243124 | Bedroom | 0.0005169
Wall Mount | Incandescent |  | Standard A Lamp | 1 | 75 | Closet | 243125 | Closet | 0.0005169
Wall Mount | Incandescent |  | Standard A Lamp | 1 | 75 | Closet | 243126 | Closet | 0.0005169
Ceiling Fixture | Compact Fluorescent |  | Twist | 2 | 13 | Family Room | 243127 | Family Room | 0.0005169
Floor lamp | Compact Fluorescent |  | Twist | 1 | 20 | Family Room | 243127 | Family Room | 0.0005169
Table | Compact Fluorescent |  | Twist | 1 | 13 | Family Room | 243127 | Family Room | 0.0005169
Floor lamp | Incandescent |  | Standard A Lamp | 1 | 75 | Family Room | 243127 | Family Room | 0.0005169
Ceiling Fixture | Compact Fluorescent |  | Twist | 1 | 13 | Hall | 243128 | Hall | 0.0005169
Ceiling Fixture | Compact Fluorescent |  | Twist | 1 | 13 | Hall | 243129 | Hall | 0.0005169
Ceiling Fixture | Compact Fluorescent |  | Twist | 2 | 14 | Kitchen | 2431210 | Kitchen | 0.0005169
Ceiling Fixture | Incandescent |  | Standard A Lamp | 1 | 60 | Kitchen | 2431210 | Kitchen | 0.0005169
Ceiling Fixture | Linear Fluorescent | 24 | T-12 | 1 | 20 | Kitchen | 2431210 | Kitchen | 0.0005169
Ceiling Fixture | Incandescent |  | Standard A Lamp | 1 | 60 | Kitchen | 2431210 | Kitchen | 0.0005169
Ceiling Fixture | Linear Fluorescent | 48 | T-12 | 2 | 40 | Laundry Room | 2431211 | Laundry Room | 0.0005169
Ceiling Fixture | Incandescent |  | Standard A Lamp | 1 | 60 | Laundry Room | 2431211 | Laundry Room | 0.0005169
Ceiling Fixture | Compact Fluorescent |  | Twist | 2 | 13 | Other | 2431212 | Other | 0.0005169
Table | Compact Fluorescent |  | Twist | 1 | 13 | Office | 2431213 | Office | 0.0005169
Wall Mount | Incandescent |  | Standard A Lamp | 1 | 60 | Office | 2431213 | Office | 0.0005169
Ceiling Fixture | Compact Fluorescent |  | Twist | 1 | 13 | Other | 2431214 | Other | 0.0005169
Ceiling Fixture | Linear Fluorescent | 48 | T-12 | 4 | 40 | Other | 2431215 | Other | 0.0005169
Wall Mount | Incandescent |  | Standard A Lamp | 4 | 75 | Bathroom | 243171 | Bathroom | 0.00028447
Wall Mount | Incandescent |  | Globe | 4 | 60 | Bathroom | 243172 | Bathroom | 0.00028447
Ceiling Fixture | Incandescent |  | Standard A Lamp | 2 | 100 | Bedroom | 243173 | Bedroom | 0.00028447
Table | Incandescent |  | Standard A Lamp | 1 | 65 | Bedroom | 243173 | Bedroom | 0.00028447
Ceiling Fixture | Incandescent |  | Standard A Lamp | 2 | 75 | Bedroom | 243174 | Bedroom | 0.00028447
Table | Incandescent |  | Standard A Lamp | 1 | 60 | Bedroom | 243174 | Bedroom | 0.00028447
Ceiling Fixture | Linear Fluorescent | 48 | T-4 | 2 | 40 | Bedroom | 243175 | Bedroom | 0.00028447
Ceiling Fixture | Linear Fluorescent | 48 | T-4 | 2 | 40 | Family Room | 243176 | Family Room | 0.00028447
Table | Incandescent |  | Standard A Lamp | 1 | 75 | Family Room | 243176 | Family Room | 0.00028447
Ceiling Fixture | Incandescent |  | Reflector | 1 | 60 | Garage | 243177 | Garage | 0.00028447
Garage door opener | Incandescent |  | Standard A Lamp | 1 | 65 | Garage | 243177 | Garage | 0.00028447
Chandelier (Hanging) | Incandescent |  | Globe | 1 | 75 | Hall | 243178 | Hall | 0.00028447
Chandelier (Hanging) | Incandescent |  | Decorative | 3 | 60 | Hall | 243179 | Hall | 0.00028447
Chandelier (Hanging) | Incandescent |  | Standard A Lamp | 1 | 100 | Kitchen | 2431710 | Kitchen | 0.00028447
Chandelier (Hanging) | Incandescent |  | Standard A Lamp | 5 | 100 | Kitchen | 2431710 | Kitchen | 0.00028447
Recessed Can | Incandescent |  | Reflector | 1 | 65 | Kitchen | 2431710 | Kitchen | 0.00028447
Ceiling Fixture | Linear Fluorescent | 48 | T-4 | 4 | 32 | Laundry Room | 2431711 | Laundry Room | 0.00028447
Floor lamp | Incandescent |  | Standard A Lamp | 1 | 100 | Living Room | 2431712 | Living Room | 0.00028447
Wall Mount | Incandescent |  | Globe | 1 | 75 | Master Bedroom | 2431713 | Master Bedroom | 0.00028447
Ceiling Fixture | Incandescent |  | Standard A Lamp | 2 | 75 | Master Bedroom | 2431713 | Master Bedroom | 0.00028447
Table | Incandescent |  | Standard A Lamp | 1 | 60 | Master Bedroom | 2431713 | Master Bedroom | 0.00028447
Ceiling Fixture | Incandescent |  | Standard A Lamp | 3 | 100 | Office | 2431714 | Office | 0.00028447
Floor lamp | Incandescent |  | Standard A Lamp | 2 | 60 | Office | 2431714 | Office | 0.00028447
Wall Mount | Incandescent |  | Globe | 3 | 40 | Bathroom | 243321 | Bathroom | 0.00052955
Wall Mount | Incandescent |  | Globe | 6 | 40 | Bathroom | 243322 | Bathroom | 0.00052955
Ceiling Fixture | Incandescent |  | Standard A Lamp | 1 | 60 | Bedroom | 243323 | Bedroom | 0.00052955
Table | Compact Fluorescent |  | Twist | 1 | 28 | Bedroom | 243323 | Bedroom | 0.00052955
Ceiling Fixture | Incandescent |  | Standard A Lamp | 1 | 60 | Bedroom | 243324 | Bedroom | 0.00052955
Ceiling Fixture | Incandescent |  | Standard A Lamp | 2 | 60 | Bedroom | 243325 | Bedroom | 0.00052955
Table | Compact Fluorescent |  | Twist | 1 | 22 | Bedroom | 243325 | Bedroom | 0.00052955
Chandelier (Hanging) | Incandescent |  | Globe | 5 | 60 | Dining Room | 243326 | Dining Room | 0.00052955
Ceiling Fixture | Compact Fluorescent |  | Twist | 1 | 22 | Hall | 243328 | Hall | 0.00052955
Ceiling Fixture | Compact Fluorescent |  | Circline (Screw Base) | 1 | 22 | Hall | 243329 | Hall | 0.00052955
Ceiling Fixture | Linear Fluorescent | 48 | T-8 | 4 | 40 | Kitchen | 2433210 | Kitchen | 0.00052955
Ceiling Fixture | Linear Fluorescent | 48 | T-8 | 1 | 40 | Laundry Room | 2433211 | Laundry Room | 0.00052955
Floor lamp | Incandescent |  | Standard A Lamp | 1 | 60 | Living Room | 2433212 | Living Room | 0.00052955
Table | Compact Fluorescent |  | Twist | 1 | 22 | Living Room | 2433212 | Living Room | 0.00052955
Ceiling Fixture | Incandescent |  | Decorative | 3 | 40 | Living Room | 2433212 | Living Room | 0.00052955
Ceiling Fixture | Compact Fluorescent |  | Twist | 2 | 15 | Bedroom | 243411 | Bedroom | 0.00047324
Ceiling Fixture | Compact Fluorescent |  | Twist | 1 | 15 | Closet | 243412 | Closet | 0.00047324
Chandelier (Hanging) | Incandescent |  | Mini base | 8 | 60 | Living Room | 243413 | Living Room | 0.00047324
Recessed Can | Incandescent |  | Reflector | 1 | 60 | Living Room | 243413 | Living Room | 0.00047324
Floor lamp | Compact Fluorescent |  | Twist | 2 | 22 | Living Room | 243413 | Living Room | 0.00047324
Chandelier (Hanging) | Incandescent |  | Mini base | 3 | 40 | Hall | 243414 | Hall | 0.00047324
Ceiling Fan | Compact Fluorescent |  | Twist | 3 | 15 | Office | 243415 | Office | 0.00047324
Table | Compact Fluorescent |  | Twist | 1 | 22 | Office | 243415 | Office | 0.00047324
Table | Incandescent |  | Standard A Lamp | 1 | 75 | Office | 243415 | Office | 0.00047324
Ceiling Fixture | Linear Fluorescent | 48 | T-8 | 2 | 32 | Laundry Room | 243416 | Laundry Room | 0.00047324
Ceiling Fixture | Compact Fluorescent |  | Twist | 1 | 22 | Laundry Room | 243416 | Laundry Room | 0.00047324
Ceiling Fixture | Compact Fluorescent |  | Twist | 1 | 22 | Garage | 243417 | Garage | 0.00047324
Ceiling Fixture | Linear Fluorescent | 48 | T-12 | 2 | 40 | Garage | 243417 | Garage | 0.00047324
Ceiling Fixture | Incandescent |  | Standard A Lamp | 1 | 75 | Garage | 243417 | Garage | 0.00047324
Wall Mount | Compact Fluorescent |  | A shape bulb | 4 | 15 | Bathroom | 243418 | Bathroom | 0.00047324
Ceiling Fixture | Compact Fluorescent |  | Twist | 1 | 15 | Hall | 243419 | Hall | 0.00047324
Ceiling Fixture | Compact Fluorescent |  | Twist | 2 | 22 | Master Bedroom | 2434110 | Master Bedroom | 0.00047324
Table | Compact Fluorescent |  | Twist | 1 | 15 | Master Bedroom | 2434110 | Master Bedroom | 0.00047324
Table | Compact Fluorescent |  | Straight Tube | 1 | 15 | Master Bedroom | 2434110 | Master Bedroom | 0.00047324
Wall Mount | Compact Fluorescent |  | A shape bulb | 8 | 15 | Bathroom | 2434111 | Bathroom | 0.00047324
Recessed Can | Compact Fluorescent |  | Reflector | 1 | 15 | Bathroom | 2434111 | Bathroom | 0.00047324
Ceiling Fixture | Linear Fluorescent | 48 | T-12 | 2 | 40 | Closet | 2434112 | Closet | 0.00047324
Ceiling Fan | Incandescent |  | Clear | 4 | 100 | Kitchen | 2434113 | Kitchen | 0.00047324
Ceiling Fixture | Linear Fluorescent | 48 | T-12 | 3 | 40 | Kitchen | 2434113 | Kitchen | 0.00047324
Ceiling Fixture | Compact Fluorescent |  | Twist | 1 | 22 | Kitchen | 2434113 | Kitchen | 0.00047324
Architectural | Linear Fluorescent | 48 | T-12 | 1 | 40 | Kitchen | 2434113 | Kitchen | 0.00047324
Architectural | Linear Fluorescent | 12 | T-12 | 1 | 16 | Kitchen | 2434113 | Kitchen | 0.00047324
Architectural | Incandescent |  | Mini base | 1 | 25 | Kitchen | 2434113 | Kitchen | 0.00047324
Chandelier (Hanging) | Compact Fluorescent |  | A shape bulb | 1 | 15 | Kitchen | 2434113 | Kitchen | 0.00047324
Ceiling Fixture | Incandescent |  | Standard A Lamp | 2 | 60 | Other | 243421 | Other | 0.00052955
Ceiling Fixture | Incandescent |  | Standard A Lamp | 1 | 60 | Bathroom | 243422 | Bathroom | 0.00052955
Ceiling Fixture | Incandescent |  | Standard A Lamp | 1 | 60 | Bedroom | 243423 | Bedroom | 0.00052955
Ceiling Fan | Incandescent |  | Standard A Lamp | 1 | 60 | Bedroom | 243424 | Bedroom | 0.00052955
Ceiling Fixture | Incandescent |  | Standard A Lamp | 1 | 60 | Hall | 243425 | Hall | 0.00052955
Ceiling Fan | Incandescent |  | Standard A Lamp | 4 | 60 | Kitchen | 243426 | Kitchen | 0.00052955
Ceiling Fixture | Incandescent |  | Standard A Lamp | 1 | 60 | Kitchen | 243426 | Kitchen | 0.00052955
Ceiling Fixture | Incandescent |  | Standard A Lamp | 1 | 60 | Laundry Room | 243427 | Laundry Room | 0.00052955
Ceiling Fan | Compact Fluorescent |  | Straight Tube | 2 | 15 | Living Room | 243428 | Living Room | 0.00052955
Track | Incandescent |  | Standard A Lamp | 2 | 60 | Living Room | 243428 | Living Room | 0.00052955
Ceiling Fixture | Compact Fluorescent |  | Twist | 2 | 15 | Master Bedroom | 243471 | Master Bedroom | 0.00047324
Table | Halogen |  | MR | 1 | 20 | Master Bedroom | 243471 | Master Bedroom | 0.00047324
Table | Compact Fluorescent |  | Pin base | 1 | 15 | Master Bedroom | 243471 | Master Bedroom | 0.00047324
Table | Incandescent |  | Decorative | 1 | 40 | Master Bedroom | 243471 | Master Bedroom | 0.00047324
Ceiling Fixture | Incandescent |  | Standard A Lamp | 1 | 60 | Hall | 243472 | Hall | 0.00047324
Ceiling Fixture | Compact Fluorescent |  | Twist | 1 | 15 | Garage | 243473 | Garage | 0.00047324
Garage door opener | Incandescent |  | Standard A Lamp | 1 | 60 | Garage | 243473 | Garage | 0.00047324
Ceiling Fixture | Linear Fluorescent | 24 | T-12 | 1 | 20 | Garage | 243473 | Garage | 0.00047324
Chandelier (Hanging) | Incandescent |  | Decorative | 5 | 40 | Dining Room | 243474 | Dining Room | 0.00047324
Floor lamp | Incandescent |  | Mini base | 2 | 25 | Dining Room | 243474 | Dining Room | 0.00047324
Wall Mount | Incandescent |  | Decorative | 2 | 40 | Hall | 243475 | Hall | 0.00047324
Floor lamp | Incandescent |  | Mini base | 1 | 25 | Hall | 243475 | Hall | 0.00047324
Wall Mount | Incandescent |  | Decorative | 4 | 40 | Bathroom | 243476 | Bathroom | 0.00047324
Wall Mount | Halogen |  | Quartz Tube | 1 | 100 | Hall | 243477 | Hall | 0.00047324
Ceiling Fixture | Incandescent |  | Standard A Lamp | 1 | 60 | Hall | 243477 | Hall | 0.00047324
Ceiling Fan | Incandescent |  | Standard A Lamp | 1 | 60 | Bedroom | 243478 | Bedroom | 0.00047324
Table | Incandescent |  | Mini base | 2 | 40 | Bedroom | 243478 | Bedroom | 0.00047324
Wall Mount | Incandescent |  | Standard A Lamp | 4 | 40 | Bathroom | 243479 | Bathroom | 0.00047324
Ceiling Fixture | Incandescent |  | Standard A Lamp | 1 | 60 | Bedroom | 2434710 | Bedroom | 0.00047324
Ceiling Fixture | Incandescent |  | Standard A Lamp | 1 | 60 | Closet | 2434711 | Closet | 0.00047324
Ceiling Fixture | Compact Fluorescent |  | Twist | 1 | 15 | Bathroom | 2434712 | Bathroom | 0.00047324
Architectural | Halogen |  | MR | 3 | 50 | Bathroom | 2434712 | Bathroom | 0.00047324
Recessed Can | Compact Fluorescent |  | Twist | 1 | 28 | Bathroom | 2434712 | Bathroom | 0.00047324
Recessed Can | Incandescent |  | Standard A Lamp | 1 | 40 | Bathroom | 2434712 | Bathroom | 0.00047324
Ceiling Fixture | Compact Fluorescent |  | Twist | 1 | 15 | Closet | 2434713 | Closet | 0.00047324
Table | Incandescent |  | 3-Way Incandescent | 1 | 75 | Living Room | 2434714 | Living Room | 0.00047324
Table | Incandescent |  | Decorative | 3 | 60 | Living Room | 2434714 | Living Room | 0.00047324
Table | Incandescent |  | 3-Way Incandescent | 1 | 200 | Living Room | 2434714 | Living Room | 0.00047324
Ceiling Fixture | Incandescent |  | Standard A Lamp | 1 | 40 | Kitchen | 2434715 | Kitchen | 0.00047324
Recessed Can | Compact Fluorescent |  | Flood | 1 | 22 | Kitchen | 2434715 | Kitchen | 0.00047324
Recessed Can | Incandescent |  | Reflector | 1 | 65 | Kitchen | 2434715 | Kitchen | 0.00047324
Ceiling Fixture | Incandescent |  | Standard A Lamp | 1 | 40 | Hall | 2434716 | Hall | 0.00047324
Ceiling Fixture | Incandescent |  | Standard A Lamp | 1 | 60 | Laundry Room | 2434717 | Laundry Room | 0.00047324
Torchiere | Halogen |  | Quartz Tube | 1 | 300 | Family Room | 2434718 | Family Room | 0.00047324
Ceiling Fixture | Incandescent |  | Standard A Lamp | 1 | 60 | Family Room | 2434718 | Family Room | 0.00047324
Wall Mount | Incandescent |  | Standard A Lamp | 1 | 60 | Bathroom | 2434719 | Bathroom | 0.00047324
Ceiling Fixture | Incandescent |  | Standard A Lamp | 1 | 60 | Other | 243491 | Other | 0.002127
Ceiling Fixture | Linear Fluorescent | 48 | T-8 | 2 | 32 | Other | 243491 | Other | 0.002127
Ceiling Fixture | Incandescent |  | Standard A Lamp | 1 | 60 | Bathroom | 243492 | Bathroom | 0.002127
Ceiling Fan | Compact Fluorescent |  | Twist | 1 | 15 | Bedroom | 243493 | Bedroom | 0.002127
Table | Compact Fluorescent |  | Twist | 1 | 15 | Bedroom | 243493 | Bedroom | 0.002127
Floor lamp | Incandescent |  | Standard A Lamp | 2 | 60 | Bedroom | 243494 | Bedroom | 0.002127
Ceiling Fan | Compact Fluorescent |  | Twist | 2 | 15 | Bedroom | 243494 | Bedroom | 0.002127
Ceiling Fixture | Incandescent |  | Standard A Lamp | 1 | 60 | Bedroom | 243495 | Bedroom | 0.002127
Table | Incandescent |  | Standard A Lamp | 1 | 60 | Bedroom | 243495 | Bedroom | 0.002127
Ceiling Fixture | Incandescent |  | Standard A Lamp | 1 | 60 | Bedroom | 243496 | Bedroom | 0.002127
Ceiling Fixture | Linear Fluorescent | 48 | T-8 | 2 | 32 | Garage | 243497 | Garage | 0.002127
Ceiling Fixture | Incandescent |  | Standard A Lamp | 1 | 60 | Hall | 243498 | Hall | 0.002127
Ceiling Fixture | Incandescent |  | Standard A Lamp | 1 | 60 | Kitchen | 243499 | Kitchen | 0.002127
Recessed - other | Incandescent |  | Standard A Lamp | 1 | 60 | Kitchen | 243499 | Kitchen | 0.002127
Recessed - other | Linear Fluorescent | 24 | T-12 | 1 | 20 | Kitchen | 243499 | Kitchen | 0.002127
Ceiling Fixture | Incandescent |  | Standard A Lamp | 1 | 65 | Laundry Room | 2434910 | Laundry Room | 0.002127
Ceiling Fan | Compact Fluorescent |  | Twist | 1 | 15 | Living Room | 2434911 | Living Room | 0.002127
Table | Compact Fluorescent |  | Twist | 3 | 15 | Living Room | 2434911 | Living Room | 0.002127
Table | Incandescent |  | Standard A Lamp | 1 | 60 | Living Room | 2434911 | Living Room | 0.002127
Ceiling Fixture | Incandescent |  | Standard A Lamp | 1 | 60 | Other | 2434912 | Other | 0.002127
Wall Mount | Incandescent |  | Standard A Lamp | 2 | 60 | Bathroom | 243511 | Bathroom | 0.00028447
Ceiling Fixture | Incandescent |  | Standard A Lamp | 1 | 60 | Bathroom | 243512 | Bathroom | 0.00028447
Wall Mount | Incandescent |  | Globe | 6 | 75 | Bathroom | 243512 | Bathroom | 0.00028447
Ceiling Fixture | Linear Fluorescent | 48 | T-4 | 2 | 40 | Bathroom | 243513 | Bathroom | 0.00028447
Ceiling Fixture | Incandescent |  | Standard A Lamp | 2 | 60 | Bedroom | 243514 | Bedroom | 0.00028447
Ceiling Fixture | Incandescent |  | Standard A Lamp | 1 | 60 | Bedroom | 243514 | Bedroom | 0.00028447
Ceiling Fixture | Linear Fluorescent | 48 | T-4 | 2 | 40 | Bedroom | 243515 | Bedroom | 0.00028447
Ceiling Fixture | Incandescent |  | Decorative | 1 | 60 | Closet | 243516 | Closet | 0.00028447
Ceiling Fixture | Linear Fluorescent | 48 | T-4 | 2 | 40 | Family Room | 243517 | Family Room | 0.00028447
Ceiling Fixture | Linear Fluorescent | 48 | T-4 | 2 | 40 | Family Room | 243518 | Family Room | 0.00028447
Table | Incandescent |  | Standard A Lamp | 1 | 60 | Family Room | 243518 | Family Room | 0.00028447
Garage door opener | Incandescent |  | Standard A Lamp | 1 | 60 | Garage | 243519 | Garage | 0.00028447
Ceiling Fixture | Compact Fluorescent |  | Twist | 1 | 15 | Garage | 243519 | Garage | 0.00028447
Ceiling Fixture | Linear Fluorescent | 48 | T-4 | 2 | 40 | Hall | 2435110 | Hall | 0.00028447
Ceiling Fixture | Incandescent |  | Standard A Lamp | 2 | 60 | Hall | 2435111 | Hall | 0.00028447
Ceiling Fixture | Incandescent |  | Standard A Lamp | 1 | 65 | Laundry Room | 2435112 | Laundry Room | 0.00028447
Ceiling Fixture | Incandescent |  | Clear | 3 | 60 | Living Room | 2435113 | Living Room | 0.00028447
Table | Incandescent |  | Standard A Lamp | 3 | 60 | Living Room | 2435113 | Living Room | 0.00028447
Ceiling Fixture | Linear Fluorescent | 36 | T-4 | 2 | 40 | Living Room | 2435113 | Living Room | 0.00028447
Ceiling Fixture | Incandescent |  | Decorative | 2 | 60 | Master Bedroom | 2435114 | Master Bedroom | 0.00028447
Floor lamp | Incandescent |  | Standard A Lamp | 1 | 100 | Master Bedroom | 2435114 | Master Bedroom | 0.00028447
Table | Incandescent |  | Decorative | 1 | 40 | Office | 2435115 | Office | 0.00028447
Ceiling Fixture | Incandescent |  | Reflector | 1 | 65 | Living Room | 243631 | Living Room | 0.00094081
Floor lamp | Compact Fluorescent |  | Twist | 3 | 15 | Living Room | 243631 | Living Room | 0.00094081
Table | Compact Fluorescent |  | Twist | 1 | 22 | Living Room | 243631 | Living Room | 0.00094081
Wall Mount | Compact Fluorescent |  | Twist | 4 | 15 | Bathroom | 243632 | Bathroom | 0.00094081
Ceiling Fixture | Incandescent |  | Standard A Lamp | 2 | 60 | Bedroom | 243633 | Bedroom | 0.00094081
Ceiling Fixture | Compact Fluorescent |  | Twist | 3 | 15 | Bedroom | 243634 | Bedroom | 0.00094081
Chandelier (Hanging) | Incandescent |  | Decorative | 1 | 40 | Other | 243635 | Other | 0.00094081
Ceiling Fixture | Compact Fluorescent |  | Twist | 1 | 15 | Hall | 243636 | Hall | 0.00094081
Ceiling Fixture | Compact Fluorescent |  | Twist | 1 | 15 | Hall | 243636 | Hall | 0.00094081
Wall Mount | Compact Fluorescent |  | Twist | 4 | 15 | Bathroom | 243637 | Bathroom | 0.00094081
Ceiling Fixture | Compact Fluorescent |  | Twist | 2 | 22 | Master Bedroom | 243638 | Master Bedroom | 0.00094081
Table | Compact Fluorescent |  | Twist | 1 | 15 | Master Bedroom | 243638 | Master Bedroom | 0.00094081
Track | Compact Fluorescent |  | Twist | 2 | 15 | Closet | 243639 | Closet | 0.00094081
Ceiling Fixture | Compact Fluorescent |  | Twist | 2 | 15 | Bedroom | 2436310 | Bedroom | 0.00094081
Ceiling Fixture | Linear Fluorescent | 48 | T-12 | 2 | 32 | Garage | 2436311 | Garage | 0.00094081
Ceiling Fan | Compact Fluorescent |  | Twist | 3 | 15 | Kitchen | 2436312 | Kitchen | 0.00094081
Ceiling Fixture | Linear Fluorescent | 48 | T-12 | 2 | 32 | Kitchen | 2436312 | Kitchen | 0.00094081
Wall Mount | Compact Fluorescent |  | Twist | 1 | 15 | Hall | 2436313 | Hall | 0.00094081
Floor lamp | Incandescent |  | Decorative | 5 | 40 | Family Room | 2436314 | Family Room | 0.00094081
Ceiling Fixture | Compact Fluorescent |  | Twist | 4 | 15 | Family Room | 2436314 | Family Room | 0.00094081
Wall Mount | Compact Fluorescent |  | Twist | 1 | 15 | Laundry Room | 2436315 | Laundry Room | 0.00094081
Ceiling Fixture | Linear Fluorescent | 48 | T-12 | 2 | 32 | Laundry Room | 2436315 | Laundry Room | 0.00094081
Ceiling Fixture | Linear Fluorescent | 48 | T-12 | 2 | 40 | Office | 2436316 | Office | 0.00094081
Wall Mount | Compact Fluorescent |  | Twist | 1 | 15 | Other | 2436317 | Other | 0.00094081
Wall Mount | Incandescent |  | Standard A Lamp | 1 | 60 | Closet | 2436318 | Closet | 0.00094081
Ceiling Fixture | Compact Fluorescent |  | Twist | 1 | 15 | Other | 243661 | Other | 0.0030496
Ceiling Fixture | Linear Fluorescent | 48 | T-12 | 2 | 40 | Other | 243661 | Other | 0.0030496
Wall Mount | Incandescent |  | Globe | 4 | 40 | Bathroom | 243662 | Bathroom | 0.0030496
Chandelier (Hanging) | Incandescent |  | Standard A Lamp | 1 | 60 | Bathroom | 243663 | Bathroom | 0.0030496
Ceiling Fixture | Compact Fluorescent |  | Twist | 2 | 15 | Bathroom | 243664 | Bathroom | 0.0030496
Recessed Can | Compact Fluorescent |  | Reflector | 1 | 15 | Bedroom | 243665 | Bedroom | 0.0030496
Recessed Can | Compact Fluorescent |  | Reflector | 1 | 15 | Bedroom | 243666 | Bedroom | 0.0030496
Floor lamp | Compact Fluorescent |  | Twist | 2 | 15 | Bedroom | 243666 | Bedroom | 0.0030496
Recessed Can | Compact Fluorescent |  | Reflector | 1 | 15 | Bedroom | 243667 | Bedroom | 0.0030496
Floor lamp | Compact Fluorescent |  | Twist | 1 | 15 | Bedroom | 243668 | Bedroom | 0.0030496
Floor lamp | Incandescent |  | Standard A Lamp | 2 | 60 | Bedroom | 243668 | Bedroom | 0.0030496
Wall Mount | Incandescent |  | Standard A Lamp | 4 | 60 | Bedroom | 243668 | Bedroom | 0.0030496
Table | Compact Fluorescent |  | Twist | 1 | 15 | Bedroom | 243668 | Bedroom | 0.0030496
Ceiling Fan | Incandescent |  | Standard A Lamp | 1 | 60 | Dining Room | 243669 | Dining Room | 0.0030496
Table | Compact Fluorescent |  | Twist | 1 | 15 | Family Room | 2436610 | Family Room | 0.0030496
Ceiling Fixture | Incandescent |  | Reflector | 1 | 65 | Garage | 2436611 | Garage | 0.0030496
Ceiling Fixture | Linear Fluorescent | 48 | T-12 | 2 | 40 | Garage | 2436611 | Garage | 0.0030496
Garage door opener | Incandescent |  | Standard A Lamp | 1 | 60 | Garage | 2436611 | Garage | 0.0030496
Ceiling Fixture | Compact Fluorescent |  | Twist | 2 | 15 | Hall | 2436612 | Hall | 0.0030496
Ceiling Fixture | Linear Fluorescent | 48 | T-12 | 2 | 40 | Kitchen | 2436613 | Kitchen | 0.0030496
Recessed - other | Incandescent |  | Standard A Lamp | 1 | 40 | Kitchen | 2436613 | Kitchen | 0.0030496
Ceiling Fan | Incandescent |  | Standard A Lamp | 1 | 60 | Kitchen | 2436613 | Kitchen | 0.0030496
Ceiling Fixture | Compact Fluorescent |  | Twist | 2 | 15 | Living Room | 2436614 | Living Room | 0.0030496
Floor lamp | Compact Fluorescent |  | Twist | 1 | 15 | Living Room | 2436614 | Living Room | 0.0030496
Recessed Can | Incandescent |  | Reflector | 1 | 60 | Bathroom | 243731 | Bathroom | 0.00047324
Wall Mount | Incandescent |  | Standard A Lamp | 3 | 40 | Bathroom | 243731 | Bathroom | 0.00047324
Ceiling Fixture | Incandescent |  | Standard A Lamp | 2 | 60 | Bathroom | 243731 | Bathroom | 0.00047324
Recessed Can | Incandescent |  | Reflector | 1 | 60 | Bathroom | 243732 | Bathroom | 0.00047324
Wall Mount | Incandescent |  | Standard A Lamp | 4 | 40 | Bathroom | 243732 | Bathroom | 0.00047324
Wall Mount | Incandescent |  | Standard A Lamp | 3 | 40 | Bathroom | 243733 | Bathroom | 0.00047324
Recessed Can | Incandescent |  | Standard A Lamp | 1 | 60 | Bathroom | 243733 | Bathroom | 0.00047324
Recessed Can | Incandescent |  | Reflector | 1 | 60 | Bedroom | 243734 | Bedroom | 0.00047324
Table | Incandescent |  | Standard A Lamp | 1 | 60 | Bedroom | 243734 | Bedroom | 0.00047324
Table | Compact Fluorescent |  | Twist | 1 | 15 | Bedroom | 243734 | Bedroom | 0.00047324
Ceiling Fixture | Incandescent |  | Standard A Lamp | 2 | 60 | Bedroom | 243735 | Bedroom | 0.00047324
Table | Incandescent |  | Standard A Lamp | 1 | 60 | Bedroom | 243735 | Bedroom | 0.00047324
Ceiling Fixture | Incandescent |  | Standard A Lamp | 2 | 60 | Bedroom | 243736 | Bedroom | 0.00047324
Table | Incandescent |  | Decorative | 1 | 40 | Bedroom | 243736 | Bedroom | 0.00047324
Ceiling Fixture | Incandescent |  | Standard A Lamp | 2 | 60 | Closet | 243737 | Closet | 0.00047324
Ceiling Fixture | Incandescent |  | Standard A Lamp | 2 | 60 | Closet | 243738 | Closet | 0.00047324
Ceiling Fixture | Incandescent |  | Standard A Lamp | 2 | 60 | Closet | 243739 | Closet | 0.00047324
Recessed Can | Incandescent |  | Reflector | 1 | 65 | Family Room | 2437310 | Family Room | 0.00047324
Ceiling Fixture | Incandescent |  | Standard A Lamp | 1 | 60 | Garage | 2437311 | Garage | 0.00047324
Garage door opener | Incandescent |  | Standard A Lamp | 2 | 60 | Garage | 2437311 | Garage | 0.00047324
Ceiling Fixture | Incandescent |  | Standard A Lamp | 3 | 60 | Hall | 2437312 | Hall | 0.00047324
Recessed Can | Incandescent |  | Reflector | 1 | 60 | Hall | 2437312 | Hall | 0.00047324
Chandelier (Hanging) | Incandescent |  | Standard A Lamp | 1 | 60 | Kitchen | 2437313 | Kitchen | 0.00047324
Recessed Can | Incandescent |  | Reflector | 1 | 60 | Kitchen | 2437313 | Kitchen | 0.00047324
Recessed - other | Halogen |  | Quartz Tube | 2 | 40 | Kitchen | 2437313 | Kitchen | 0.00047324
Ceiling Fixture | Incandescent |  | Standard A Lamp | 2 | 60 | Laundry Room | 2437314 | Laundry Room | 0.00047324
Recessed Can | Incandescent |  | Reflector | 1 | 65 | Living Room | 2437315 | Living Room | 0.00047324
Chandelier (Hanging) | Halogen |  | Quartz Tube | 3 | 40 | Living Room | 2437315 | Living Room | 0.00047324
Table | Compact Fluorescent |  | Twist | 2 | 15 | Living Room | 2437315 | Living Room | 0.00047324
Table | Compact Fluorescent |  | Twist | 1 | 15 | Living Room | 2437315 | Living Room | 0.00047324
Ceiling Fixture | Incandescent |  | Standard A Lamp | 1 | 60 | Other | 2437316 | Other | 0.00047324
Wall Mount | Incandescent |  | Globe | 4 | 60 | Bathroom | 243751 | Bathroom | 0.00040077
Wall Mount | Compact Fluorescent |  | Globe | 2 | 14 | Bathroom | 243751 | Bathroom | 0.00040077
Ceiling Fixture | Compact Fluorescent |  | Twist | 2 | 13 | Bedroom | 243752 | Bedroom | 0.00040077
Ceiling Fixture | Compact Fluorescent |  | Flood | 4 | 14 | Hall | 243753 | Hall | 0.00040077
Ceiling Fan | Incandescent |  | Clear | 2 | 60 | Family Room | 243754 | Family Room | 0.00040077
Recessed Can | Compact Fluorescent |  | Flood | 1 | 14 | Family Room | 243754 | Family Room | 0.00040077
Table | Compact Fluorescent |  | Twist | 1 | 22 | Family Room | 243754 | Family Room | 0.00040077
Ceiling Fixture | Linear Fluorescent | 48 | T-12 | 2 | 40 | Garage | 243755 | Garage | 0.00040077
Ceiling Fixture | Linear Fluorescent | 48 | T-8 | 2 | 32 | Garage | 243755 | Garage | 0.00040077
Recessed Can | Incandescent |  | Reflector | 1 | 65 | Hall | 243756 | Hall | 0.00040077
Recessed Can | Compact Fluorescent |  | Flood | 1 | 14 | Kitchen | 243757 | Kitchen | 0.00040077
Ceiling Fixture | Linear Fluorescent | 24 | T-12 | 1 | 20 | Kitchen | 243757 | Kitchen | 0.00040077
Ceiling Fixture | Compact Fluorescent |  | Twist | 3 | 14 | Kitchen | 243757 | Kitchen | 0.00040077
Ceiling Fixture | Compact Fluorescent |  | Twist | 2 | 15 | Laundry Room | 243758 | Laundry Room | 0.00040077
Wall Mount | Incandescent |  | Globe | 4 | 60 | Bathroom | 243759 | Bathroom | 0.00040077
Ceiling Fixture | Compact Fluorescent |  | Twist | 2 | 15 | Master Bedroom | 2437510 | Master Bedroom | 0.00040077
Floor lamp | Incandescent |  | 3-Way Incandescent | 1 | 100 | Master Bedroom | 2437510 | Master Bedroom | 0.00040077
Table | Compact Fluorescent |  | Twist | 1 | 15 | Master Bedroom | 2437510 | Master Bedroom | 0.00040077
Ceiling Fixture | Compact Fluorescent |  | Twist | 1 | 15 | Closet | 2437511 | Closet | 0.00040077
Ceiling Fixture | Linear Fluorescent | 48 | T-12 | 2 | 40 | Office | 243781 | Office | 0.0030496
Wall Mount | Incandescent |  | Decorative | 3 | 40 | Bathroom | 243782 | Bathroom | 0.0030496
Wall Mount | Incandescent |  | Mini base | 1 | 4 | Bathroom | 243782 | Bathroom | 0.0030496
Ceiling Fixture | Linear Fluorescent | 48 | T-8 | 1 | 32 | Bedroom | 243783 | Bedroom | 0.0030496
Ceiling Fixture | Linear Fluorescent | 24 | Fluorescent Other | 1 | 38 | Bedroom | 243784 | Bedroom | 0.0030496
Table | Incandescent |  | Standard A Lamp | 1 | 55 | Bedroom | 243784 | Bedroom | 0.0030496
Chandelier (Hanging) | Incandescent |  | Globe | 4 | 40 | Dining Room | 243785 | Dining Room | 0.0030496
Table | Incandescent |  | Standard A Lamp | 1 | 40 | Hall | 243786 | Hall | 0.0030496
Table | Compact Fluorescent |  | Twist | 1 | 14 | Hall | 243786 | Hall | 0.0030496
Garage door opener | Incandescent |  | Standard A Lamp | 1 | 60 | Garage | 243787 | Garage | 0.0030496
Ceiling Fixture | Incandescent |  | Standard A Lamp | 1 | 40 | Hall | 243788 | Hall | 0.0030496
Ceiling Fixture | Linear Fluorescent | 48 | T-12 | 4 | 40 | Kitchen | 243789 | Kitchen | 0.0030496
Other | Linear Fluorescent | 12 | T-5 | 1 | 5 | Kitchen | 243789 | Kitchen | 0.0030496
Other | Incandescent |  | Other | 2 | 40 | Kitchen | 243789 | Kitchen | 0.0030496
Ceiling Fixture | Linear Fluorescent | 48 | T-12 | 2 | 40 | Hall | 2437810 | Hall | 0.0030496
Table | Incandescent |  | 3-Way Incandescent | 1 | 150 | Living Room | 2437811 | Living Room | 0.0030496
Table | Incandescent |  | Standard A Lamp | 1 | 40 | Living Room | 2437811 | Living Room | 0.0030496
Torchiere | Incandescent |  | 3-Way Incandescent | 1 | 150 | Living Room | 2437811 | Living Room | 0.0030496
Table | Incandescent |  | Standard A Lamp | 3 | 40 | Living Room | 2437811 | Living Room | 0.0030496
Torchiere | Incandescent |  | 3-Way Incandescent | 1 | 100 | Living Room | 2437811 | Living Room | 0.0030496
Table | Incandescent |  | Standard A Lamp | 2 | 25 | Living Room | 2437811 | Living Room | 0.0030496
Wall Mount | Incandescent |  | Standard A Lamp | 1 | 40 | Bathroom | 2437812 | Bathroom | 0.0030496
Recessed - other | Incandescent |  | Heat Lamp | 1 | 250 | Bathroom | 2437812 | Bathroom | 0.0030496
Recessed Can | Incandescent |  | Reflector | 1 | 60 | Master Bedroom | 2437813 | Master Bedroom | 0.0030496
Table | Incandescent |  | Standard A Lamp | 1 | 60 | Office | 2437814 | Office | 0.0030496
Ceiling Fixture | Linear Fluorescent | 75 | T-12 | 2 | 96 | Other | 2437815 | Other | 0.0030496
Ceiling Fixture | Linear Fluorescent | 48 | T-12 | 2 | 40 | Other | 2437815 | Other | 0.0030496
Wall Mount | Incandescent |  | Standard A Lamp | 1 | 75 | Other | 2437815 | Other | 0.0030496
Recessed Can | Incandescent |  | Reflector | 1 | 60 | Kitchen | 243981 | Kitchen | 0.00040077
Recessed Can | Compact Fluorescent |  | Reflector | 1 | 22 | Kitchen | 243981 | Kitchen | 0.00040077
Other | Incandescent |  | Reflector | 1 | 40 | Kitchen | 243981 | Kitchen | 0.00040077
Other | Linear Fluorescent | 24 | T-5 | 1 | 16 | Kitchen | 243981 | Kitchen | 0.00040077
Ceiling Fixture | Incandescent |  | Standard A Lamp | 1 | 60 | Bathroom | 243982 | Bathroom | 0.00040077
Ceiling Fan | Incandescent |  | Standard A Lamp | 1 | 60 | Bathroom | 243982 | Bathroom | 0.00040077
Wall Mount | Incandescent |  | Standard A Lamp | 1 | 60 | Bathroom | 243982 | Bathroom | 0.00040077
Ceiling Fixture | Incandescent |  | Standard A Lamp | 1 | 60 | Bedroom | 243983 | Bedroom | 0.00040077
Ceiling Fixture | Incandescent |  | Standard A Lamp | 1 | 60 | Bedroom | 243984 | Bedroom | 0.00040077
Ceiling Fixture | Incandescent |  | Standard A Lamp | 1 | 60 | Bedroom | 243985 | Bedroom | 0.00040077
Table | Incandescent |  | Standard A Lamp | 1 | 60 | Bedroom | 243985 | Bedroom | 0.00040077
Wall Mount | Incandescent |  | Standard A Lamp | 1 | 60 | Bathroom | 243986 | Bathroom | 0.00040077
Ceiling Fixture | Incandescent |  | Standard A Lamp | 1 | 60 | Bathroom | 243986 | Bathroom | 0.00040077
Ceiling Fixture | Compact Fluorescent |  | Twist | 2 | 15 | Dining Room | 243987 | Dining Room | 0.00040077
Ceiling Fixture | Compact Fluorescent |  | Twist | 1 | 15 | Hall | 243988 | Hall | 0.00040077
Ceiling Fan | Compact Fluorescent |  | Twist | 3 | 15 | Laundry Room | 243989 | Laundry Room | 0.00040077
Chandelier (Hanging) | Incandescent |  | Globe | 1 | 75 | Living Room | 2439810 | Living Room | 0.00040077
Ceiling Fixture | Incandescent |  | Standard A Lamp | 1 | 60 | Living Room | 2439810 | Living Room | 0.00040077
Table | Incandescent |  | Standard A Lamp | 1 | 65 | Living Room | 2439810 | Living Room | 0.00040077
Floor lamp | Incandescent |  | Standard A Lamp | 1 | 75 | Living Room | 2439810 | Living Room | 0.00040077
Ceiling Fixture | Incandescent |  | Standard A Lamp | 1 | 60 | Bedroom | 2439811 | Bedroom | 0.00040077
Table | Incandescent |  | Standard A Lamp | 1 | 40 | Bedroom | 2439811 | Bedroom | 0.00040077
Ceiling Fixture | Incandescent |  | Standard A Lamp | 1 | 60 | Kitchen | 2439812 | Kitchen | 0.00040077
Recessed - other | Incandescent |  | Standard A Lamp | 1 | 60 | Kitchen | 2439812 | Kitchen | 0.00040077
Wall Mount | Incandescent |  | Standard A Lamp | 3 | 60 | Bathroom | 244001 | Bathroom | 0.00040077
Ceiling Fixture | Compact Fluorescent |  | Twist | 1 | 14 | Bathroom | 244001 | Bathroom | 0.00040077
Wall Mount | Incandescent |  | Standard A Lamp | 2 | 75 | Bathroom | 244002 | Bathroom | 0.00040077
Ceiling Fixture | Incandescent |  | Standard A Lamp | 1 | 100 | Bedroom | 244003 | Bedroom | 0.00040077
Table | Incandescent |  | Standard A Lamp | 1 | 65 | Bedroom | 244003 | Bedroom | 0.00040077
Ceiling Fixture | Incandescent |  | Standard A Lamp | 1 | 75 | Bedroom | 244004 | Bedroom | 0.00040077
Table | Compact Fluorescent |  | Twist | 1 | 13 | Bedroom | 244004 | Bedroom | 0.00040077
Track | Halogen |  | PAR | 6 | 50 | Bedroom | 244005 | Bedroom | 0.00040077
Chandelier (Hanging) | Incandescent |  | Standard A Lamp | 5 | 75 | Dining Room | 244006 | Dining Room | 0.00040077
Ceiling Fixture | Incandescent |  | Globe | 1 | 60 | Closet | 244007 | Closet | 0.00040077
Ceiling Fixture | Incandescent |  | Standard A Lamp | 3 | 60 | Hall | 244008 | Hall | 0.00040077
Ceiling Fixture | Compact Fluorescent |  | Twist | 1 | 19 | Hall | 244008 | Hall | 0.00040077
Chandelier (Hanging) | Halogen |  | Quartz Tube | 1 | 300 | Hall | 244009 | Hall | 0.00040077
Track | Halogen |  | Quartz Tube | 6 | 50 | Family Room | 2440010 | Family Room | 0.00040077
Table | Incandescent |  | 3-Way Incandescent | 1 | 100 | Family Room | 2440010 | Family Room | 0.00040077
Ceiling Fixture | Linear Fluorescent | 48 | T-8 | 2 | 32 | Garage | 2440011 | Garage | 0.00040077
Ceiling Fixture | Linear Fluorescent | 48 | T-12 | 2 | 40 | Garage | 2440011 | Garage | 0.00040077
Recessed Can | Incandescent |  | Reflector | 1 | 65 | Kitchen | 2440012 | Kitchen | 0.00040077
Floor lamp | Incandescent |  | Standard A Lamp | 1 | 70 | Living Room | 2440013 | Living Room | 0.00040077
Floor lamp | Incandescent |  | 3-Way Incandescent | 1 | 200 | Living Room | 2440013 | Living Room | 0.00040077
Wall Mount | Incandescent |  | Standard A Lamp | 6 | 60 | Bathroom | 2440014 | Bathroom | 0.00040077
Ceiling Fan | Incandescent |  | Decorative | 3 | 40 | Master Bedroom | 2440015 | Master Bedroom | 0.00040077
Table | Incandescent |  | 3-Way Incandescent | 1 | 100 | Master Bedroom | 2440015 | Master Bedroom | 0.00040077
Table | Incandescent |  | Standard A Lamp | 1 | 60 | Master Bedroom | 2440015 | Master Bedroom | 0.00040077
Ceiling Fixture | Compact Fluorescent |  | Twist | 1 | 13 | Closet | 2440016 | Closet | 0.00040077
Ceiling Fixture | Halogen |  | Quartz Tube | 1 | 150 | Hall | 2440017 | Hall | 0.00040077
Ceiling Fixture | Linear Fluorescent | 48 | T-8 | 2 | 32 | Office | 244011 | Office | 0.00040077
Track | Incandescent |  | Reflector | 3 | 60 | Office | 244011 | Office | 0.00040077
Wall Mount | Incandescent |  | Standard A Lamp | 1 | 60 | Closet | 244012 | Closet | 0.00040077
Ceiling Fixture | Incandescent |  | Standard A Lamp | 2 | 60 | Other | 244013 | Other | 0.00040077
Table | Compact Fluorescent |  | Twist | 1 | 15 | Other | 244013 | Other | 0.00040077
Ceiling Fixture | Incandescent |  | Reflector | 2 | 60 | Bathroom | 244014 | Bathroom | 0.00040077
Ceiling Fixture | Incandescent |  | Standard A Lamp | 2 | 60 | Bedroom | 244015 | Bedroom | 0.00040077
Wall Mount | Incandescent |  | Globe | 5 | 40 | Bedroom | 244015 | Bedroom | 0.00040077
Ceiling Fixture | Incandescent |  | Standard A Lamp | 8 | 40 | Bathroom | 244016 | Bathroom | 0.00040077
Ceiling Fixture | Incandescent |  | Standard A Lamp | 1 | 60 | Bedroom | 244017 | Bedroom | 0.00040077
Table | Incandescent |  | Standard A Lamp | 1 | 60 | Bedroom | 244017 | Bedroom | 0.00040077
Ceiling Fixture | Incandescent |  | Standard A Lamp | 1 | 60 | Bathroom | 244018 | Bathroom | 0.00040077
Table | Incandescent |  | Standard A Lamp | 1 | 60 | Bathroom | 244018 | Bathroom | 0.00040077
Ceiling Fixture | Incandescent |  | Standard A Lamp | 2 | 60 | Bedroom | 244019 | Bedroom | 0.00040077
Ceiling Fixture | Incandescent |  | Standard A Lamp | 3 | 60 | Bedroom | 2440110 | Bedroom | 0.00040077
Table | Incandescent |  | Standard A Lamp | 1 | 60 | Family Room | 2440111 | Family Room | 0.00040077
Recessed Can | Incandescent |  | Reflector | 1 | 75 | Family Room | 2440111 | Family Room | 0.00040077
Floor lamp | Incandescent |  | Standard A Lamp | 2 | 60 | Family Room | 2440111 | Family Room | 0.00040077
Garage door opener | Incandescent |  | Standard A Lamp | 1 | 60 | Garage | 2440112 | Garage | 0.00040077
Ceiling Fixture | Incandescent |  | Standard A Lamp | 1 | 60 | Garage | 2440112 | Garage | 0.00040077
Ceiling Fixture | Incandescent |  | Standard A Lamp | 2 | 40 | Hall | 2440113 | Hall | 0.00040077
Ceiling Fixture | Compact Fluorescent |  | Twist | 5 | 22 | Kitchen | 2440114 | Kitchen | 0.00040077
Ceiling Fixture | Incandescent |  | Standard A Lamp | 3 | 60 | Kitchen | 2440114 | Kitchen | 0.00040077
Recessed Can | Compact Fluorescent |  | Twist | 1 | 15 | Kitchen | 2440114 | Kitchen | 0.00040077
Ceiling Fixture | Incandescent |  | Standard A Lamp | 2 | 60 | Laundry Room | 2440115 | Laundry Room | 0.00040077
Recessed Can | Incandescent |  | Reflector | 1 | 60 | Living Room | 2440116 | Living Room | 0.00040077
Ceiling Fixture | Incandescent |  | Standard A Lamp | 2 | 60 | Living Room | 2440116 | Living Room | 0.00040077
Wall Mount | Incandescent |  | Globe | 6 | 40 | Bathroom | 2440117 | Bathroom | 0.00040077
Ceiling Fixture | Incandescent |  | Heat Lamp | 2 | 125 | Bathroom | 2440117 | Bathroom | 0.00040077
Table | Incandescent |  | Standard A Lamp | 1 | 60 | Master Bedroom | 2440118 | Master Bedroom | 0.00040077
Ceiling Fan | Incandescent |  | Standard A Lamp | 2 | 60 | Master Bedroom | 2440118 | Master Bedroom | 0.00040077
Ceiling Fixture | Incandescent |  | Standard A Lamp | 2 | 60 | Closet | 2440119 | Closet | 0.00040077
Ceiling Fixture | Linear Fluorescent | 48 | T-8 | 2 | 32 | Other | 2440120 | Other | 0.00040077
Recessed Can | Incandescent |  | Reflector | 1 | 75 | Other | 2440120 | Other | 0.00040077
Ceiling Fixture | Linear Fluorescent | 48 | T-8 | 4 | 32 | Other | 2440121 | Other | 0.00040077
Chandelier (Hanging) | Incandescent |  | Standard A Lamp | 7 | 60 | Dining Room | 244021 | Dining Room | 0.0010836
Chandelier (Hanging) | Incandescent |  | Mini base | 3 | 40 | Hall | 244022 | Hall | 0.0010836
Floor lamp | Incandescent |  | Standard A Lamp | 1 | 60 | Office | 244023 | Office | 0.0010836
Table | Incandescent |  | Standard A Lamp | 1 | 25 | Office | 244023 | Office | 0.0010836
Ceiling Fixture | Incandescent |  | Standard A Lamp | 1 | 60 | Bathroom | 244024 | Bathroom | 0.0010836
Wall Mount | Incandescent |  | Globe | 4 | 40 | Bathroom | 244024 | Bathroom | 0.0010836
Wall Mount | Incandescent |  | Standard A Lamp | 1 | 40 | Closet | 244025 | Closet | 0.0010836
Track | Compact Fluorescent |  | Twist | 3 | 15 | Kitchen | 244026 | Kitchen | 0.0010836
Track | Incandescent |  | Standard A Lamp | 3 | 60 | Kitchen | 244026 | Kitchen | 0.0010836
Floor lamp | Incandescent |  | Standard A Lamp | 1 | 60 | Living Room | 244027 | Living Room | 0.0010836
Floor lamp | Linear Fluorescent | 48 | Fluorescent Unknown | 1 | 27 | Living Room | 244027 | Living Room | 0.0010836
Wall Mount | Compact Fluorescent |  | Twist | 1 | 15 | Living Room | 244027 | Living Room | 0.0010836
Ceiling Fixture | Incandescent |  | Decorative | 1 | 60 | Hall | 244028 | Hall | 0.0010836
Ceiling Fixture | Incandescent |  | Standard A Lamp | 1 | 60 | Closet | 244029 | Closet | 0.0010836
Ceiling Fixture | Incandescent |  | Standard A Lamp | 1 | 60 | Bedroom | 2440210 | Bedroom | 0.0010836
Table | Halogen |  | PAR | 1 | 20 | Bedroom | 2440210 | Bedroom | 0.0010836
Ceiling Fixture | Compact Fluorescent |  | Twist | 1 | 15 | Master Bedroom | 2440211 | Master Bedroom | 0.0010836
Table | Incandescent |  | Mini base | 1 | 25 | Master Bedroom | 2440211 | Master Bedroom | 0.0010836
Ceiling Fixture | Incandescent |  | Standard A Lamp | 1 | 40 | Bathroom | 2440212 | Bathroom | 0.0010836
Wall Mount | Incandescent |  | Globe | 6 | 40 | Bathroom | 2440212 | Bathroom | 0.0010836
Ceiling Fixture | Incandescent |  | Standard A Lamp | 1 | 40 | Laundry Room | 2440213 | Laundry Room | 0.0010836
Wall Mount | Compact Fluorescent |  | Twist | 3 | 36 | Bathroom | 244081 | Bathroom | 0.00040077
Ceiling Fixture | Incandescent |  | Heat Lamp | 1 | 150 | Bathroom | 244081 | Bathroom | 0.00040077
Ceiling Fixture | Incandescent |  | Heat Lamp | 2 | 150 | Bathroom | 244082 | Bathroom | 0.00040077
Wall Mount | Compact Fluorescent |  | Twist | 2 | 13 | Bathroom | 244082 | Bathroom | 0.00040077
Wall Mount | Compact Fluorescent |  | Twist | 2 | 13 | Bathroom | 244083 | Bathroom | 0.00040077
Ceiling Fixture | Incandescent |  | Heat Lamp | 1 | 150 | Bathroom | 244083 | Bathroom | 0.00040077
Ceiling Fixture | Compact Fluorescent |  | Twist | 3 | 13 | Bedroom | 244084 | Bedroom | 0.00040077
Table | Incandescent |  | Standard A Lamp | 1 | 40 | Bedroom | 244084 | Bedroom | 0.00040077
Ceiling Fixture | Compact Fluorescent |  | Twist | 3 | 13 | Bedroom | 244085 | Bedroom | 0.00040077
Ceiling Fixture | Incandescent |  | Standard A Lamp | 1 | 60 | Bedroom | 244085 | Bedroom | 0.00040077
Ceiling Fan | Compact Fluorescent |  | Twist | 3 | 13 | Bedroom | 244086 | Bedroom | 0.00040077
Table | Incandescent |  | Standard A Lamp | 1 | 75 | Bedroom | 244086 | Bedroom | 0.00040077
Ceiling Fixture | Compact Fluorescent |  | Twist | 1 | 13 | Closet | 244087 | Closet | 0.00040077
Ceiling Fixture | Compact Fluorescent |  | Twist | 5 | 13 | Living Room | 244088 | Living Room | 0.00040077
Ceiling Fixture | Compact Fluorescent |  | Twist | 1 | 13 | Living Room | 244088 | Living Room | 0.00040077
Ceiling Fan | Compact Fluorescent |  | Twist | 5 | 13 | Living Room | 244088 | Living Room | 0.00040077
Ceiling Fixture | Linear Fluorescent | 48 | T-12 | 2 | 40 | Garage | 244089 | Garage | 0.00040077
Ceiling Fixture | Incandescent |  | Standard A Lamp | 2 | 60 | Garage | 244089 | Garage | 0.00040077
Ceiling Fixture | Compact Fluorescent |  | Twist | 2 | 13 | Hall | 2440810 | Hall | 0.00040077
Ceiling Fixture | Linear Fluorescent | 48 | T-12 | 2 | 40 | Kitchen | 2440811 | Kitchen | 0.00040077
Ceiling Fixture | Incandescent |  | Decorative | 6 | 40 | Kitchen | 2440811 | Kitchen | 0.00040077
Ceiling Fixture | Compact Fluorescent |  | Twist | 3 | 13 | Kitchen | 2440811 | Kitchen | 0.00040077
Table | Incandescent |  | Standard A Lamp | 1 | 75 | Kitchen | 2440811 | Kitchen | 0.00040077
Ceiling Fixture | Compact Fluorescent |  | Twist | 1 | 15 | Laundry Room | 2440812 | Laundry Room | 0.00040077
Ceiling Fixture | Compact Fluorescent |  | Twist | 2 | 13 | Living Room | 2440813 | Living Room | 0.00040077
Table | Compact Fluorescent |  | Twist | 1 | 13 | Living Room | 2440813 | Living Room | 0.00040077
Ceiling Fixture | Compact Fluorescent |  | Twist | 2 | 13 | Other | 2440814 | Other | 0.00040077
Wall Mount | Compact Fluorescent |  | Globe | 3 | 7 | Bathroom | 244101 | Bathroom | 0.00028447
Ceiling Fixture | Compact Fluorescent |  | Twist | 1 | 15 | Bathroom | 244101 | Bathroom | 0.00028447
Ceiling Fixture | Incandescent |  | Standard A Lamp | 1 | 60 | Bathroom | 244101 | Bathroom | 0.00028447
Table | Compact Fluorescent |  | Twist | 1 | 7 | Bedroom | 244102 | Bedroom | 0.00028447
Ceiling Fixture | Incandescent |  | Standard A Lamp | 2 | 75 | Bedroom | 244102 | Bedroom | 0.00028447
Ceiling Fixture | Incandescent |  | Standard A Lamp | 2 | 100 | Bedroom | 244103 | Bedroom | 0.00028447
Table | Compact Fluorescent |  | Twist | 1 | 7 | Bedroom | 244103 | Bedroom | 0.00028447
Recessed Can | Incandescent |  | Reflector | 1 | 75 | Hall | 244104 | Hall | 0.00028447
Ceiling Fixture | Incandescent |  | Standard A Lamp | 1 | 70 | Other | 244105 | Other | 0.00028447
Floor lamp | Compact Fluorescent |  | Twist | 1 | 22 | Family Room | 244106 | Family Room | 0.00028447
Recessed Can | Incandescent |  | Reflector | 1 | 65 | Family Room | 244106 | Family Room | 0.00028447
Table | Compact Fluorescent |  | Twist | 2 | 15 | Family Room | 244106 | Family Room | 0.00028447
Table | Incandescent |  | Standard A Lamp | 1 | 100 | Family Room | 244106 | Family Room | 0.00028447
Ceiling Fixture | Incandescent |  | Standard A Lamp | 1 | 40 | Closet | 244107 | Closet | 0.00028447
Ceiling Fixture | Incandescent |  | Heat Lamp | 1 | 500 | Bedroom | 244108 | Bedroom | 0.00028447
Ceiling Fixture | Compact Fluorescent |  | Twist | 1 | 15 | Bedroom | 244108 | Bedroom | 0.00028447
Table | Incandescent |  | 3-Way Incandescent | 1 | 75 | Bedroom | 244109 | Bedroom | 0.00028447
Ceiling Fixture | Compact Fluorescent |  | Twist | 2 | 15 | Bedroom | 244109 | Bedroom | 0.00028447
Wall Mount | Compact Fluorescent |  | Twist | 2 | 15 | Bathroom | 2441010 | Bathroom | 0.00028447
Chandelier (Hanging) | Compact Fluorescent |  | Twist | 1 | 22 | Hall | 2441011 | Hall | 0.00028447
Ceiling Fixture | Incandescent |  | Standard A Lamp | 1 | 100 | Hall | 2441011 | Hall | 0.00028447
Chandelier (Hanging) | Incandescent |  | Standard A Lamp | 1 | 60 | Kitchen | 2441012 | Kitchen | 0.00028447
Ceiling Fixture | Compact Fluorescent |  | Twist | 2 | 15 | Kitchen | 2441012 | Kitchen | 0.00028447
Ceiling Fixture | Compact Fluorescent |  | Twist | 3 | 15 | Kitchen | 2441012 | Kitchen | 0.00028447
Wall Mount | Incandescent |  | Standard A Lamp | 2 | 40 | Kitchen | 2441012 | Kitchen | 0.00028447
Ceiling Fixture | Incandescent |  | Standard A Lamp | 1 | 60 | Laundry Room | 2441013 | Laundry Room | 0.00028447
Recessed Can | Incandescent |  | Reflector | 1 | 75 | Living Room | 2441014 | Living Room | 0.00028447
Table | Compact Fluorescent |  | Twist | 2 | 22 | Living Room | 2441014 | Living Room | 0.00028447
Wall Mount | Incandescent |  | Standard A Lamp | 1 | 75 | Living Room | 2441014 | Living Room | 0.00028447
Ceiling Fixture | Compact Fluorescent |  | Twist | 2 | 15 | Master Bedroom | 2441015 | Master Bedroom | 0.00028447
Table | Incandescent |  | Standard A Lamp | 1 | 60 | Master Bedroom | 2441015 | Master Bedroom | 0.00028447
Ceiling Fixture | Compact Fluorescent |  | Twist | 2 | 15 | Office | 2441016 | Office | 0.00028447
Ceiling Fixture | Compact Fluorescent |  | Twist | 1 | 22 | Garage | 2441017 | Garage | 0.00028447
Garage door opener | Compact Fluorescent |  | Twist | 1 | 15 | Garage | 2441017 | Garage | 0.00028447
Ceiling Fixture | Compact Fluorescent |  | Twist | 1 | 22 | Other | 244171 | Other | 0.00047324
Wall Mount | Compact Fluorescent |  | Twist | 1 | 15 | Bathroom | 244172 | Bathroom | 0.00047324
Ceiling Fixture | Incandescent |  | Standard A Lamp | 1 | 40 | Bedroom | 244173 | Bedroom | 0.00047324
Table | Compact Fluorescent |  | Twist | 1 | 15 | Bedroom | 244173 | Bedroom | 0.00047324
Ceiling Fan | Incandescent |  | Standard A Lamp | 1 | 60 | Bedroom | 244174 | Bedroom | 0.00047324
Ceiling Fixture | Incandescent |  | Standard A Lamp | 1 | 60 | Hall | 244175 | Hall | 0.00047324
Ceiling Fan | Incandescent |  | Decorative | 5 | 40 | Kitchen | 244176 | Kitchen | 0.00047324
Ceiling Fixture | Linear Fluorescent | 48 | T-12 | 1 | 40 | Kitchen | 244176 | Kitchen | 0.00047324
Recessed - other | Incandescent |  | Standard A Lamp | 1 | 60 | Kitchen | 244176 | Kitchen | 0.00047324
Ceiling Fixture | Incandescent |  | Standard A Lamp | 2 | 60 | Kitchen | 244176 | Kitchen | 0.00047324
Ceiling Fixture | Incandescent |  | Standard A Lamp | 2 | 60 | Living Room | 244177 | Living Room | 0.00047324
Table | Compact Fluorescent |  | Twist | 1 | 15 | Living Room | 244177 | Living Room | 0.00047324
Recessed Can | Incandescent |  | Reflector | 1 | 65 | Bathroom | 244181 | Bathroom | 0.00028447
Ceiling Fan | Incandescent |  | Standard A Lamp | 1 | 60 | Bathroom | 244181 | Bathroom | 0.00028447
Wall Mount | Incandescent |  | Standard A Lamp | 1 | 60 | Bathroom | 244182 | Bathroom | 0.00028447
Ceiling Fixture | Incandescent |  | Reflector | 1 | 65 | Other | 244183 | Other | 0.00028447
Recessed Can | Incandescent |  | Reflector | 1 | 65 | Family Room | 244184 | Family Room | 0.00028447
Ceiling Fixture | Incandescent |  | Standard A Lamp | 1 | 60 | Garage | 244185 | Garage | 0.00028447
Recessed Can | Incandescent |  | Reflector | 1 | 65 | Hall | 244186 | Hall | 0.00028447
Recessed Can | Incandescent |  | Reflector | 1 | 65 | Hall | 244187 | Hall | 0.00028447
Recessed Can | Incandescent |  | Reflector | 1 | 65 | Kitchen | 244188 | Kitchen | 0.00028447
Ceiling Fixture | Incandescent |  | Standard A Lamp | 1 | 100 | Kitchen | 244188 | Kitchen | 0.00028447
Ceiling Fixture | Linear Fluorescent | 48 | T-8 | 2 | 40 | Laundry Room | 244189 | Laundry Room | 0.00028447
Ceiling Fan | Compact Fluorescent |  | Twist | 2 | 15 | Living Room | 2441810 | Living Room | 0.00028447
Recessed Can | Incandescent |  | Reflector | 1 | 65 | Living Room | 2441810 | Living Room | 0.00028447
Recessed Can | Incandescent |  | Reflector | 1 | 60 | Bathroom | 2441811 | Bathroom | 0.00028447
Ceiling Fixture | Incandescent |  | Globe | 7 | 25 | Master Bedroom | 2441812 | Master Bedroom | 0.00028447
Table | Incandescent |  | Standard A Lamp | 1 | 60 | Master Bedroom | 2441812 | Master Bedroom | 0.00028447
Recessed Can | Incandescent |  | Reflector | 1 | 65 | Office | 2441813 | Office | 0.00028447
Ceiling Fixture | Linear Fluorescent | 48 | T-8 | 2 | 40 | Other | 2441814 | Other | 0.00028447
Garage door opener | Incandescent |  | Standard A Lamp | 1 | 60 | Other | 2441814 | Other | 0.00028447
Wall Mount | Incandescent |  | Globe | 4 | 40 | Bathroom | 244191 | Bathroom | 0.00040077
Ceiling Fan | Incandescent |  | Standard A Lamp | 3 | 60 | Bedroom | 244192 | Bedroom | 0.00040077
Table | Incandescent |  | 3-Way Incandescent | 1 | 100 | Bedroom | 244192 | Bedroom | 0.00040077
Chandelier (Hanging) | Incandescent |  | Standard A Lamp | 5 | 60 | Dining Room | 244193 | Dining Room | 0.00040077
Chandelier (Hanging) | Incandescent |  | Globe | 1 | 100 | Family Room | 244194 | Family Room | 0.00040077
Ceiling Fixture | Incandescent |  | Standard A Lamp | 2 | 60 | Family Room | 244194 | Family Room | 0.00040077
Ceiling Fixture | Incandescent |  | Standard A Lamp | 1 | 60 | Hall | 244195 | Hall | 0.00040077
High bay | Linear Fluorescent | 48 | T-5 | 2 | 15 | Garage | 244196 | Garage | 0.00040077
High bay | Linear Fluorescent | 48 | T-12 | 2 | 40 | Garage | 244196 | Garage | 0.00040077
Ceiling Fixture | Incandescent |  | Standard A Lamp | 1 | 60 | Hall | 244197 | Hall | 0.00040077
Track | Halogen |  | MR | 4 | 50 | Kitchen | 244198 | Kitchen | 0.00040077
Recessed Can | Incandescent |  | Reflector | 1 | 65 | Kitchen | 244198 | Kitchen | 0.00040077
Floor lamp | Incandescent |  | Standard A Lamp | 1 | 60 | Living Room | 244199 | Living Room | 0.00040077
Floor lamp | Compact Fluorescent |  | Twist | 1 | 14 | Living Room | 244199 | Living Room | 0.00040077
Table | Compact Fluorescent |  | Twist | 1 | 23 | Living Room | 244199 | Living Room | 0.00040077
Wall Mount | Compact Fluorescent |  | Twist | 6 | 13 | Bathroom | 2441910 | Bathroom | 0.00040077
Ceiling Fan | Incandescent |  | Standard A Lamp | 1 | 75 | Master Bedroom | 2441911 | Master Bedroom | 0.00040077
Ceiling Fan | Incandescent |  | Standard A Lamp | 1 | 75 | Office | 2441912 | Office | 0.00040077
Table | Linear Fluorescent | 12 | T-5 | 2 | 18 | Office | 2441912 | Office | 0.00040077
Recessed Can | Incandescent |  | Reflector | 1 | 75 | Living Room | 244361 | Living Room | 0.0005169
Floor lamp | Incandescent |  | Standard A Lamp | 1 | 100 | Living Room | 244361 | Living Room | 0.0005169
Table | Incandescent |  | Standard A Lamp | 1 | 200 | Living Room | 244361 | Living Room | 0.0005169
Table | Incandescent |  | Standard A Lamp | 1 | 100 | Living Room | 244361 | Living Room | 0.0005169
Ceiling Fixture | Incandescent |  | Standard A Lamp | 3 | 60 | Office | 244362 | Office | 0.0005169
Table | Incandescent |  | Standard A Lamp | 1 | 60 | Office | 244362 | Office | 0.0005169
Table | Compact Fluorescent |  | Pin base | 1 | 15 | Office | 244362 | Office | 0.0005169
Ceiling Fixture | Linear Fluorescent | 48 | T-4 | 1 | 40 | Laundry Room | 244363 | Laundry Room | 0.0005169
Ceiling Fixture | Linear Fluorescent | 48 | T-4 | 4 | 40 | Garage | 244364 | Garage | 0.0005169
Ceiling Fixture | Incandescent |  | Standard A Lamp | 1 | 52 | Garage | 244364 | Garage | 0.0005169
Garage door opener | Incandescent |  | Standard A Lamp | 1 | 40 | Garage | 244364 | Garage | 0.0005169
Other | Incandescent |  | Standard A Lamp | 1 | 60 | Garage | 244364 | Garage | 0.0005169
Ceiling Fixture | Linear Fluorescent | 48 | T-12 | 4 | 60 | Garage | 244365 | Garage | 0.0005169
Ceiling Fixture | Linear Fluorescent | 48 | T-4 | 2 | 40 | Garage | 244365 | Garage | 0.0005169
Ceiling Fixture | Linear Fluorescent | 48 | T-4 | 4 | 40 | Other | 244366 | Other | 0.0005169
Wall Mount | Incandescent |  | Standard A Lamp | 1 | 75 | Other | 244367 | Other | 0.0005169
Ceiling Fixture | Linear Fluorescent | 48 | T-4 | 2 | 40 | Other | 244368 | Other | 0.0005169
Ceiling Fixture | Incandescent |  | Mini base | 6 | 60 | Dining Room | 244369 | Dining Room | 0.0005169
Ceiling Fixture | Incandescent |  | Standard A Lamp | 1 | 75 | Dining Room | 244369 | Dining Room | 0.0005169
Recessed Can | Incandescent |  | Reflector | 1 | 75 | Kitchen | 2443610 | Kitchen | 0.0005169
Other | Linear Fluorescent | 12 | T-5 | 1 | 16 | Kitchen | 2443610 | Kitchen | 0.0005169
Other | Incandescent |  | Standard A Lamp | 1 | 60 | Kitchen | 2443610 | Kitchen | 0.0005169
Ceiling Fixture | Incandescent |  | Decorative | 3 | 25 | Hall | 2443611 | Hall | 0.0005169
Wall Mount | Incandescent |  | Globe | 5 | 25 | Bathroom | 2443612 | Bathroom | 0.0005169
Ceiling Fixture | Other |  | Other | 1 | 60 | Bathroom | 2443612 | Bathroom | 0.0005169
Ceiling Fixture | Compact Fluorescent |  | Twist | 3 | 15 | Master Bedroom | 2443613 | Master Bedroom | 0.0005169
Table | Halogen |  | MR | 1 | 50 | Master Bedroom | 2443613 | Master Bedroom | 0.0005169
Table | Incandescent |  | Standard A Lamp | 1 | 100 | Master Bedroom | 2443613 | Master Bedroom | 0.0005169
Wall Mount | Incandescent |  | Standard A Lamp | 2 | 65 | Bathroom | 2443614 | Bathroom | 0.0005169
Ceiling Fixture | Incandescent |  | Decorative | 1 | 25 | Hall | 2443615 | Hall | 0.0005169
Ceiling Fixture | Linear Fluorescent | 24 | T-4 | 1 | 40 | Closet | 2443616 | Closet | 0.0005169
Ceiling Fixture | Incandescent |  | Standard A Lamp | 1 | 75 | Bathroom | 244451 | Bathroom | 0.00047324
Ceiling Fixture | Incandescent |  | Standard A Lamp | 4 | 60 | Bathroom | 244452 | Bathroom | 0.00047324
Ceiling Fixture | Incandescent |  | Standard A Lamp | 1 | 100 | Bathroom | 244452 | Bathroom | 0.00047324
Ceiling Fixture | Incandescent |  | Standard A Lamp | 2 | 40 | Bedroom | 244453 | Bedroom | 0.00047324
Table | Incandescent |  | Standard A Lamp | 3 | 40 | Bedroom | 244454 | Bedroom | 0.00047324
Table | Compact Fluorescent |  | Twist | 1 | 22 | Bedroom | 244455 | Bedroom | 0.00047324
Chandelier (Hanging) | Incandescent |  | Mini base | 4 | 40 | Dining Room | 244456 | Dining Room | 0.00047324
Chandelier (Hanging) | Compact Fluorescent |  | Twist | 1 | 22 | Other | 244457 | Other | 0.00047324
Ceiling Fixture | Compact Fluorescent |  | Twist | 2 | 20 | Family Room | 244458 | Family Room | 0.00047324
Ceiling Fixture | Linear Fluorescent | 48 | T-8 | 2 | 32 | Garage | 244459 | Garage | 0.00047324
Garage door opener | Incandescent |  | Standard A Lamp | 1 | 40 | Garage | 244459 | Garage | 0.00047324
Chandelier (Hanging) | Incandescent |  | Standard A Lamp | 1 | 75 | Garage | 244459 | Garage | 0.00047324
Ceiling Fixture | Incandescent |  | Standard A Lamp | 1 | 60 | Hall | 2444510 | Hall | 0.00047324
Ceiling Fixture | Incandescent |  | Standard A Lamp | 1 | 75 | Hall | 2444511 | Hall | 0.00047324
Ceiling Fixture | Linear Fluorescent | 48 | T-8 | 2 | 32 | Kitchen | 2444512 | Kitchen | 0.00047324
Architectural | Incandescent |  | Standard A Lamp | 1 | 60 | Kitchen | 2444512 | Kitchen | 0.00047324
Ceiling Fixture | Incandescent |  | Standard A Lamp | 1 | 75 | Laundry Room | 2444513 | Laundry Room | 0.00047324
Table | Incandescent |  | Standard A Lamp | 3 | 65 | Living Room | 2444514 | Living Room | 0.00047324
Table | Compact Fluorescent |  | Twist | 1 | 22 | Living Room | 2444514 | Living Room | 0.00047324
Table | Incandescent |  | Standard A Lamp | 1 | 40 | Bedroom | 2444515 | Bedroom | 0.00047324
Table | Compact Fluorescent |  | Twist | 1 | 15 | Bedroom | 2444515 | Bedroom | 0.00047324
Floor lamp | Compact Fluorescent |  | Twist | 1 | 22 | Bedroom | 2444515 | Bedroom | 0.00047324
Wall Mount | Halogen |  | Quartz Tube | 1 | 50 | Bathroom | 244511 | Bathroom | 0.0005169
Wall Mount | Incandescent |  | Standard A Lamp | 3 | 60 | Bathroom | 244512 | Bathroom | 0.0005169
Ceiling Fixture | Compact Fluorescent |  | Twist | 3 | 15 | Master Bedroom | 244513 | Master Bedroom | 0.0005169
Ceiling Fixture | Incandescent |  | Standard A Lamp | 1 | 60 | Bedroom | 244514 | Bedroom | 0.0005169
Ceiling Fixture | Incandescent |  | Standard A Lamp | 1 | 60 | Bedroom | 244515 | Bedroom | 0.0005169
Ceiling Fixture | Incandescent |  | Standard A Lamp | 1 | 60 | Bedroom | 244515 | Bedroom | 0.0005169
Ceiling Fan | Compact Fluorescent |  | Twist | 2 | 15 | Dining Room | 244516 | Dining Room | 0.0005169
Ceiling Fan | Incandescent |  | Standard A Lamp | 1 | 60 | Dining Room | 244516 | Dining Room | 0.0005169
Ceiling Fixture | Linear Fluorescent | 48 | T-12 | 1 | 40 | Garage | 244517 | Garage | 0.0005169
Garage door opener | Incandescent |  | Standard A Lamp | 2 | 60 | Garage | 244517 | Garage | 0.0005169
Ceiling Fixture | Compact Fluorescent |  | Twist | 1 | 15 | Hall | 244518 | Hall | 0.0005169
Ceiling Fixture | Compact Fluorescent |  | Twist | 1 | 15 | Kitchen | 244519 | Kitchen | 0.0005169
Wall Mount | Compact Fluorescent |  | Twist | 3 | 15 | Kitchen | 244519 | Kitchen | 0.0005169
Torchiere | Compact Fluorescent |  | Twist | 1 | 15 | Living Room | 2445110 | Living Room | 0.0005169
Table | Compact Fluorescent |  | Straight Tube | 1 | 7 | Living Room | 2445110 | Living Room | 0.0005169
Wall Mount | Incandescent |  | Other | 25 | 1 | Living Room | 2445110 | Living Room | 0.0005169
Wall Mount | Compact Fluorescent |  | Twist | 2 | 15 | Bathroom | 244561 | Bathroom | 0.00052955
Recessed Can | Incandescent |  | Reflector | 1 | 65 | Bathroom | 244561 | Bathroom | 0.00052955
Recessed Can | Incandescent |  | Reflector | 1 | 65 | Bathroom | 244562 | Bathroom | 0.00052955
Wall Mount | Compact Fluorescent |  | Twist | 3 | 28 | Bathroom | 244562 | Bathroom | 0.00052955
Ceiling Fixture | Incandescent |  | Standard A Lamp | 2 | 60 | Bedroom | 244563 | Bedroom | 0.00052955
Floor lamp | Incandescent |  | Decorative | 3 | 25 | Bedroom | 244563 | Bedroom | 0.00052955
Table | Incandescent |  | Standard A Lamp | 2 | 60 | Bedroom | 244564 | Bedroom | 0.00052955
Ceiling Fixture | Incandescent |  | Standard A Lamp | 2 | 60 | Bedroom | 244564 | Bedroom | 0.00052955
Ceiling Fixture | Linear Fluorescent | 24 | T-8 | 2 | 60 | Closet | 244565 | Closet | 0.00052955
Ceiling Fixture | Compact Fluorescent |  | Twist | 1 | 15 | Garage | 244566 | Garage | 0.00052955
Garage door opener | Compact Fluorescent |  | Twist | 1 | 15 | Garage | 244566 | Garage | 0.00052955
Chandelier (Hanging) | Compact Fluorescent |  | Twist | 1 | 22 | Hall | 244567 | Hall | 0.00052955
Recessed Can | Incandescent |  | Reflector | 1 | 65 | Hall | 244568 | Hall | 0.00052955
Chandelier (Hanging) | Incandescent |  | Standard A Lamp | 1 | 60 | Hall | 244569 | Hall | 0.00052955
Recessed Can | Incandescent |  | Reflector | 1 | 65 | Living Room | 2445610 | Living Room | 0.00052955
Chandelier (Hanging) | Incandescent |  | Mini base | 5 | 60 | Living Room | 2445610 | Living Room | 0.00052955
Ceiling Fixture | Linear Fluorescent | 48 | T-8 | 2 | 60 | Laundry Room | 2445611 | Laundry Room | 0.00052955
Chandelier (Hanging) | Incandescent |  | Standard A Lamp | 3 | 60 | Master Bedroom | 2445612 | Master Bedroom | 0.00052955
Wall Mount | Compact Fluorescent |  | Twist | 1 | 15 | Master Bedroom | 2445612 | Master Bedroom | 0.00052955
Recessed Can | Incandescent |  | Reflector | 1 | 65 | Master Bedroom | 2445612 | Master Bedroom | 0.00052955
Ceiling Fixture | Linear Fluorescent | 48 | T-8 | 2 | 60 | Closet | 2445613 | Closet | 0.00052955
Ceiling Fixture | Incandescent |  | Standard A Lamp | 2 | 60 | Family Room | 244621 | Family Room | 0.00094081
Ceiling Fixture | Compact Fluorescent |  | Twist | 1 | 15 | Hall | 244622 | Hall | 0.00094081
Ceiling Fixture | Incandescent |  | Standard A Lamp | 2 | 60 | Bedroom | 244623 | Bedroom | 0.00094081
Table | Incandescent |  | Standard A Lamp | 1 | 60 | Bedroom | 244623 | Bedroom | 0.00094081
Ceiling Fixture | Incandescent |  | Standard A Lamp | 1 | 60 | Bedroom | 244624 | Bedroom | 0.00094081
Table | Incandescent |  | Standard A Lamp | 1 | 75 | Bedroom | 244624 | Bedroom | 0.00094081
Wall Mount | Incandescent |  | Globe | 6 | 40 | Bedroom | 244625 | Bedroom | 0.00094081
Chandelier (Hanging) | Incandescent |  | Decorative | 5 | 60 | Kitchen | 244626 | Kitchen | 0.00094081
Ceiling Fixture | Linear Fluorescent | 48 | T-12 | 2 | 40 | Kitchen | 244626 | Kitchen | 0.00094081
Ceiling Fixture | Linear Fluorescent | 24 | T-12 | 1 | 20 | Kitchen | 244626 | Kitchen | 0.00094081
Recessed Can | Incandescent |  | Reflector | 1 | 50 | Kitchen | 244626 | Kitchen | 0.00094081
Ceiling Fixture | Incandescent |  | Standard A Lamp | 3 | 60 | Laundry Room | 244627 | Laundry Room | 0.00094081
Track | Incandescent |  | Reflector | 3 | 50 | Living Room | 244628 | Living Room | 0.00094081
Table | Incandescent |  | Standard A Lamp | 1 | 150 | Living Room | 244628 | Living Room | 0.00094081
Table | Compact Fluorescent |  | Twist | 1 | 22 | Living Room | 244628 | Living Room | 0.00094081
Floor lamp | Compact Fluorescent |  | Twist | 1 | 22 | Living Room | 244628 | Living Room | 0.00094081
Ceiling Fixture | Compact Fluorescent |  | Twist | 1 | 15 | Living Room | 244628 | Living Room | 0.00094081
Ceiling Fixture | Linear Fluorescent | 48 | T-12 | 2 | 40 | Office | 244629 | Office | 0.00094081
Ceiling Fan | Incandescent |  | Standard A Lamp | 1 | 60 | Bedroom | 2446210 | Bedroom | 0.00094081
Table | Incandescent |  | Standard A Lamp | 1 | 60 | Bedroom | 2446210 | Bedroom | 0.00094081
Wall Mount | Incandescent |  | Standard A Lamp | 3 | 60 | Bathroom | 2446211 | Bathroom | 0.00094081
Ceiling Fixture | Incandescent |  | Standard A Lamp | 1 | 60 | Bedroom | 2446212 | Bedroom | 0.00094081
Wall Mount | Compact Fluorescent |  | Twist | 3 | 15 | Bathroom | 244671 | Bathroom | 0.00040077
Wall Mount | Compact Fluorescent |  | Twist | 3 | 15 | Bathroom | 244672 | Bathroom | 0.00040077
Ceiling Fixture | Compact Fluorescent |  | Twist | 2 | 15 | Bedroom | 244673 | Bedroom | 0.00040077
Floor lamp | Compact Fluorescent |  | Twist | 3 | 15 | Bedroom | 244673 | Bedroom | 0.00040077
Ceiling Fixture | Compact Fluorescent |  | Twist | 1 | 22 | Bedroom | 244674 | Bedroom | 0.00040077
Table | Compact Fluorescent |  | Twist | 1 | 15 | Bedroom | 244674 | Bedroom | 0.00040077
Chandelier (Hanging) | Compact Fluorescent |  | Twist | 2 | 22 | Dining Room | 244675 | Dining Room | 0.00040077
Ceiling Fixture | Compact Fluorescent |  | Twist | 2 | 15 | Hall | 244676 | Hall | 0.00040077
Ceiling Fixture | Compact Fluorescent |  | A shape bulb | 2 | 22 | Family Room | 244677 | Family Room | 0.00040077
Table | Compact Fluorescent |  | Twist | 1 | 22 | Family Room | 244677 | Family Room | 0.00040077
Low bay | Linear Fluorescent | 48 | T-8 | 2 | 32 | Garage | 244678 | Garage | 0.00040077
Ceiling Fixture | Compact Fluorescent |  | Twist | 1 | 15 | Hall | 244679 | Hall | 0.00040077
Wall Mount | Incandescent |  | Decorative | 2 | 40 | Hall | 244679 | Hall | 0.00040077
Chandelier (Hanging) | Compact Fluorescent |  | Twist | 1 | 22 | Kitchen | 2446710 | Kitchen | 0.00040077
Recessed Can | Compact Fluorescent |  | Reflector | 1 | 15 | Kitchen | 2446710 | Kitchen | 0.00040077
Table | Compact Fluorescent |  | Twist | 2 | 22 | Living Room | 2446711 | Living Room | 0.00040077
Wall Mount | Incandescent |  | Decorative | 2 | 40 | Living Room | 2446711 | Living Room | 0.00040077
Track | Incandescent |  | Reflector | 3 | 75 | Living Room | 2446711 | Living Room | 0.00040077
Wall Mount | Compact Fluorescent |  | Twist | 2 | 15 | Bathroom | 2446712 | Bathroom | 0.00040077
Recessed - other | Incandescent |  | Reflector | 1 | 65 | Bathroom | 2446712 | Bathroom | 0.00040077
Ceiling Fixture | Incandescent |  | Heat Lamp | 1 | 125 | Bathroom | 2446712 | Bathroom | 0.00040077
Recessed Can | Halogen |  | PAR | 1 | 30 | Master Bedroom | 2446713 | Master Bedroom | 0.00040077
Table | Incandescent |  | Decorative | 1 | 60 | Master Bedroom | 2446713 | Master Bedroom | 0.00040077
Ceiling Fixture | Compact Fluorescent |  | Twist | 2 | 15 | Master Bedroom | 2446713 | Master Bedroom | 0.00040077
Ceiling Fixture | Incandescent |  | Standard A Lamp | 1 | 60 | Closet | 2446714 | Closet | 0.00040077
Ceiling Fixture | Compact Fluorescent |  | Reflector | 3 | 22 | Bedroom | 2446715 | Bedroom | 0.00040077
Ceiling Fixture | Compact Fluorescent |  | Twist | 1 | 28 | Closet | 2446716 | Closet | 0.00040077
Wall Mount | Compact Fluorescent |  | Twist | 1 | 22 | Hall | 2446717 | Hall | 0.00040077
Ceiling Fixture | Linear Fluorescent | 48 | T-8 | 2 | 32 | Laundry Room | 2446718 | Laundry Room | 0.00040077
Ceiling Fixture | Compact Fluorescent |  | Twist | 1 | 15 | Bathroom | 244791 | Bathroom | 0.0020539
Wall Mount | Compact Fluorescent |  | Twist | 3 | 15 | Bathroom | 244791 | Bathroom | 0.0020539
Ceiling Fixture | Compact Fluorescent |  | Twist | 1 | 15 | Bedroom | 244792 | Bedroom | 0.0020539
Table | Compact Fluorescent |  | Twist | 1 | 15 | Bedroom | 244792 | Bedroom | 0.0020539
Ceiling Fan | Compact Fluorescent |  | Twist | 3 | 15 | Bedroom | 244793 | Bedroom | 0.0020539
Table | Incandescent |  | Standard A Lamp | 1 | 60 | Bedroom | 244793 | Bedroom | 0.0020539
Ceiling Fixture | Compact Fluorescent |  | Circline (Screw Base) | 1 | 22 | Hall | 244794 | Hall | 0.0020539
Ceiling Fixture | Compact Fluorescent |  | Twist | 2 | 15 | Kitchen | 244795 | Kitchen | 0.0020539
Ceiling Fixture | Halogen |  | PAR | 3 | 30 | Kitchen | 244795 | Kitchen | 0.0020539
Ceiling Fixture | Halogen |  | PAR | 3 | 30 | Laundry Room | 244796 | Laundry Room | 0.0020539
Ceiling Fan | Compact Fluorescent |  | Twist | 3 | 15 | Living Room | 244797 | Living Room | 0.0020539
Ceiling Fixture | Compact Fluorescent |  | Twist | 1 | 15 | Other | 244798 | Other | 0.0020539
Ceiling Fixture | Compact Fluorescent |  | Twist | 2 | 15 | Kitchen | 244881 | Kitchen | 0.0005169
Ceiling Fixture | Compact Fluorescent |  | Twist | 2 | 15 | Family Room | 244882 | Family Room | 0.0005169
Table | Incandescent |  | Standard A Lamp | 1 | 25 | Family Room | 244882 | Family Room | 0.0005169
Ceiling Fixture | Incandescent |  | Standard A Lamp | 2 | 75 | Bedroom | 244883 | Bedroom | 0.0005169
Table | Incandescent |  | Standard A Lamp | 1 | 60 | Bedroom | 244883 | Bedroom | 0.0005169
Ceiling Fixture | Incandescent |  | Standard A Lamp | 2 | 60 | Bedroom | 244884 | Bedroom | 0.0005169
Table | Incandescent |  | Standard A Lamp | 1 | 60 | Bedroom | 244884 | Bedroom | 0.0005169
Ceiling Fixture | Incandescent |  | Standard A Lamp | 1 | 60 | Hall | 244885 | Hall | 0.0005169
Ceiling Fixture | Incandescent |  | Standard A Lamp | 2 | 60 | Bedroom | 244886 | Bedroom | 0.0005169
Table | Incandescent |  | Mini base | 3 | 25 | Bedroom | 244886 | Bedroom | 0.0005169
Wall Mount | Incandescent |  | Globe | 3 | 40 | Bathroom | 244887 | Bathroom | 0.0005169
Ceiling Fixture | Incandescent |  | Heat Lamp | 1 | 150 | Bathroom | 244887 | Bathroom | 0.0005169
Table | Incandescent |  | Standard A Lamp | 1 | 75 | Bedroom | 244888 | Bedroom | 0.0005169
Ceiling Fixture | Incandescent |  | Standard A Lamp | 2 | 60 | Bedroom | 244888 | Bedroom | 0.0005169
Ceiling Fixture | Incandescent |  | Standard A Lamp | 2 | 60 | Master Bedroom | 244889 | Master Bedroom | 0.0005169
Ceiling Fixture | Incandescent |  | Standard A Lamp | 1 | 40 | Closet | 2448810 | Closet | 0.0005169
Wall Mount | Incandescent |  | Globe | 8 | 40 | Bathroom | 2448811 | Bathroom | 0.0005169
Ceiling Fixture | Incandescent |  | Heat Lamp | 1 | 150 | Bathroom | 2448811 | Bathroom | 0.0005169
Ceiling Fixture | Compact Fluorescent |  | Twist | 1 | 22 | Laundry Room | 2448812 | Laundry Room | 0.0005169
Ceiling Fixture | Linear Fluorescent | 48 | T-8 | 4 | 40 | Garage | 2448813 | Garage | 0.0005169
Garage door opener | Compact Fluorescent |  | Twist | 1 | 15 | Garage | 2448813 | Garage | 0.0005169
Wall Mount | Incandescent |  | Decorative | 3 | 40 | Bathroom | 2448814 | Bathroom | 0.0005169
Ceiling Fixture | Incandescent |  | Standard A Lamp | 1 | 60 | Hall | 2448815 | Hall | 0.0005169
Ceiling Fixture | Incandescent |  | Decorative | 1 | 100 | Dining Room | 2448816 | Dining Room | 0.0005169
Chandelier (Hanging) | Incandescent |  | Standard A Lamp | 5 | 75 | Family Room | 2448817 | Family Room | 0.0005169
Ceiling Fixture | Incandescent |  | Standard A Lamp | 2 | 75 | Other | 2448818 | Other | 0.0005169
Ceiling Fixture | Compact Fluorescent |  | Twist | 2 | 15 | Living Room | 2448819 | Living Room | 0.0005169
Floor lamp | Halogen |  | Quartz Tube | 1 | 300 | Living Room | 2448819 | Living Room | 0.0005169
Chandelier (Hanging) | Incandescent |  | Standard A Lamp | 3 | 100 | Hall | 2448820 | Hall | 0.0005169
Chandelier (Hanging) | Incandescent |  | Standard A Lamp | 5 | 40 | Dining Room | 244951 | Dining Room | 0.0010836
Ceiling Fan | Compact Fluorescent |  | Twist | 1 | 9 | Family Room | 244952 | Family Room | 0.0010836
Ceiling Fixture | Compact Fluorescent |  | Twist | 1 | 18 | Garage | 244953 | Garage | 0.0010836
Ceiling Fixture | Linear Fluorescent | 48 | T-12 | 2 | 40 | Garage | 244953 | Garage | 0.0010836
Table | Incandescent |  | Clear | 1 | 60 | Bedroom | 244954 | Bedroom | 0.0010836
Floor lamp | Compact Fluorescent |  | Twist | 1 | 20 | Bedroom | 244954 | Bedroom | 0.0010836
Torchiere | Compact Fluorescent |  | Twist | 1 | 20 | Bedroom | 244954 | Bedroom | 0.0010836
Ceiling Fixture | Compact Fluorescent |  | Twist | 2 | 9 | Hall | 244955 | Hall | 0.0010836
Ceiling Fixture | Incandescent |  | Standard A Lamp | 1 | 40 | Hall | 244955 | Hall | 0.0010836
Ceiling Fixture | Compact Fluorescent |  | Twist | 1 | 13 | Hall | 244955 | Hall | 0.0010836
Wall Mount | Compact Fluorescent |  | A shape bulb | 4 | 15 | Bathroom | 244956 | Bathroom | 0.0010836
Ceiling Fixture | Linear Fluorescent | 48 | T-12 | 2 | 40 | Kitchen | 244957 | Kitchen | 0.0010836
Ceiling Fixture | Linear Fluorescent | 48 | T-12 | 4 | 40 | Kitchen | 244957 | Kitchen | 0.0010836
Other | Linear Fluorescent | 12 | T-8 | 1 | 8 | Kitchen | 244957 | Kitchen | 0.0010836
Wall Mount | Linear Fluorescent | 12 | T-5 | 1 | 8 | Laundry Room | 244958 | Laundry Room | 0.0010836
Torchiere | Compact Fluorescent |  | Twist | 1 | 15 | Living Room | 244959 | Living Room | 0.0010836
Ceiling Fixture | Compact Fluorescent |  | Twist | 1 | 9 | Bathroom | 2449510 | Bathroom | 0.0010836
Torchiere | Compact Fluorescent |  | Pin base | 1 | 22 | Master Bedroom | 2449511 | Master Bedroom | 0.0010836
Table | Other |  | LED Interior | 1 | 3 | Master Bedroom | 2449511 | Master Bedroom | 0.0010836
Torchiere | Compact Fluorescent |  | Twist | 1 | 13 | Master Bedroom | 2449511 | Master Bedroom | 0.0010836
Floor lamp | Compact Fluorescent |  | Twist | 1 | 14 | Master Bedroom | 2449511 | Master Bedroom | 0.0010836
Table | Halogen |  | MR | 1 | 35 | Master Bedroom | 2449511 | Master Bedroom | 0.0010836
Wall Mount | Incandescent |  | Globe | 5 | 40 | Closet | 2449512 | Closet | 0.0010836
Ceiling Fixture | Incandescent |  | Clear | 1 | 100 | Closet | 2449512 | Closet | 0.0010836
Torchiere | Compact Fluorescent |  | Twist | 2 | 13 | Office | 2449513 | Office | 0.0010836
Torchiere | Compact Fluorescent |  | Twist | 1 | 20 | Office | 2449513 | Office | 0.0010836
Torchiere | Compact Fluorescent |  | Twist | 2 | 14 | Office | 2449513 | Office | 0.0010836
Table | Other |  | LED Interior | 1 | 3 | Office | 2449513 | Office | 0.0010836
Wall Mount | Compact Fluorescent |  | Twist | 3 | 13 | Bathroom | 2449514 | Bathroom | 0.0010836
Ceiling Fixture | Incandescent |  | Standard A Lamp | 1 | 75 | Bathroom | 244991 | Bathroom | 0.00029634
Ceiling Fan | Incandescent |  | Decorative | 2 | 60 | Bedroom | 244992 | Bedroom | 0.00029634
Ceiling Fixture | Linear Fluorescent | 48 | T-12 | 2 | 40 | Kitchen | 244994 | Kitchen | 0.00029634
Ceiling Fixture | Incandescent |  | Standard A Lamp | 1 | 60 | Laundry Room | 244995 | Laundry Room | 0.00029634
Ceiling Fan | Incandescent |  | Standard A Lamp | 1 | 60 | Living Room | 244996 | Living Room | 0.00029634
Chandelier (Hanging) | Incandescent |  | Standard A Lamp | 1 | 60 | Dining Room | 245001 | Dining Room | 0.00029634
Chandelier (Hanging) | Incandescent |  | Mini base | 5 | 25 | Dining Room | 245001 | Dining Room | 0.00029634
Recessed - other | Incandescent |  | Standard A Lamp | 1 | 100 | Bedroom | 245002 | Bedroom | 0.00029634
Ceiling Fixture | Compact Fluorescent |  | Twist | 2 | 15 | Hall | 245003 | Hall | 0.00029634
Ceiling Fixture | Incandescent |  | Standard A Lamp | 2 | 75 | Bedroom | 245004 | Bedroom | 0.00029634
Recessed Can | Incandescent |  | Standard A Lamp | 2 | 40 | Laundry Room | 245005 | Laundry Room | 0.00029634
Ceiling Fixture | Compact Fluorescent |  | A shape bulb | 1 | 15 | Laundry Room | 245005 | Laundry Room | 0.00029634
Ceiling Fixture | Incandescent |  | Standard A Lamp | 1 | 75 | Laundry Room | 245005 | Laundry Room | 0.00029634
Ceiling Fan | Incandescent |  | Decorative | 3 | 40 | Living Room | 245006 | Living Room | 0.00029634
Chandelier (Hanging) | Compact Fluorescent |  | Twist | 2 | 15 | Living Room | 245006 | Living Room | 0.00029634
Table | Incandescent |  | Standard A Lamp | 1 | 25 | Living Room | 245006 | Living Room | 0.00029634
Ceiling Fixture | Incandescent |  | Standard A Lamp | 2 | 75 | Bedroom | 245007 | Bedroom | 0.00029634
Table | Incandescent |  | Standard A Lamp | 1 | 25 | Bedroom | 245007 | Bedroom | 0.00029634
Ceiling Fixture | Incandescent |  | Standard A Lamp | 2 | 60 | Bathroom | 245008 | Bathroom | 0.00029634
Wall Mount | Linear Fluorescent | 24 | T-12 | 1 | 20 | Bathroom | 245008 | Bathroom | 0.00029634
Ceiling Fixture | Incandescent |  | Standard A Lamp | 1 | 40 | Hall | 245009 | Hall | 0.00029634
Ceiling Fixture | Compact Fluorescent |  | Pin base | 2 | 22 | Office | 2450010 | Office | 0.00029634
Table | Incandescent |  | Standard A Lamp | 1 | 40 | Office | 2450010 | Office | 0.00029634
Ceiling Fixture | Compact Fluorescent |  | Pin base | 2 | 22 | Kitchen | 2450011 | Kitchen | 0.00029634
Ceiling Fixture | Incandescent |  | Standard A Lamp | 1 | 40 | Hall | 2450012 | Hall | 0.00029634
Recessed - other | Incandescent |  | Standard A Lamp | 1 | 40 | Bedroom | 2450013 | Bedroom | 0.00029634
Wall Mount | Incandescent |  | Globe | 3 | 40 | Bathroom | 245101 | Bathroom | 0.00047324
Recessed Can | Incandescent |  | Reflector | 1 | 75 | Bathroom | 245101 | Bathroom | 0.00047324
Ceiling Fixture | Incandescent |  | Heat Lamp | 1 | 150 | Bathroom | 245101 | Bathroom | 0.00047324
Ceiling Fixture | Compact Fluorescent |  | Twist | 1 | 15 | Bathroom | 245102 | Bathroom | 0.00047324
Wall Mount | Incandescent |  | Globe | 3 | 40 | Bathroom | 245102 | Bathroom | 0.00047324
Table | Incandescent |  | 3-Way Incandescent | 1 | 90 | Bedroom | 245103 | Bedroom | 0.00047324
Ceiling Fixture | Compact Fluorescent |  | Twist | 3 | 22 | Bedroom | 245103 | Bedroom | 0.00047324
Ceiling Fixture | Linear Fluorescent | 48 | T-12 | 2 | 40 | Bedroom | 245104 | Bedroom | 0.00047324
Ceiling Fixture | Linear Fluorescent | 48 | T-8 | 2 | 32 | Bedroom | 245105 | Bedroom | 0.00047324
Ceiling Fixture | Linear Fluorescent | 48 | T-8 | 2 | 40 | Bedroom | 245106 | Bedroom | 0.00047324
Ceiling Fixture | Incandescent |  | Reflector | 1 | 75 | Hall | 245107 | Hall | 0.00047324
Ceiling Fixture | Linear Fluorescent | 36 | T-12 | 2 | 40 | Kitchen | 245108 | Kitchen | 0.00047324
Ceiling Fixture | Linear Fluorescent | 48 | T-12 | 2 | 40 | Living Room | 245109 | Living Room | 0.00047324
Table | Compact Fluorescent |  | Twist | 1 | 22 | Living Room | 245109 | Living Room | 0.00047324
Chandelier (Hanging) | Incandescent |  | Decorative | 3 | 40 | Closet | 2451010 | Closet | 0.00047324
Ceiling Fixture | Incandescent |  | Standard A Lamp | 1 | 60 | Garage | 2451011 | Garage | 0.00047324
Recessed Can | Incandescent |  | Reflector | 1 | 75 | Hall | 2451012 | Hall | 0.00047324
Ceiling Fixture | Linear Fluorescent | 40 | T-12 | 2 | 32 | Kitchen | 2451013 | Kitchen | 0.00047324
Table | Incandescent |  | Standard A Lamp | 1 | 100 | Living Room | 2451014 | Living Room | 0.00047324
Ceiling Fixture | Linear Fluorescent | 48 | T-12 | 1 | 40 | Bathroom | 2451015 | Bathroom | 0.00047324
Ceiling Fixture | Incandescent |  | Reflector | 1 | 75 | Bathroom | 2451015 | Bathroom | 0.00047324
Ceiling Fixture | Incandescent |  | Heat Lamp | 1 | 150 | Bathroom | 2451015 | Bathroom | 0.00047324
Ceiling Fixture | Incandescent |  | Standard A Lamp | 1 | 60 | Master Bedroom | 2451016 | Master Bedroom | 0.00047324
Recessed Can | Incandescent |  | Reflector | 1 | 60 | Master Bedroom | 2451016 | Master Bedroom | 0.00047324
Ceiling Fixture | Linear Fluorescent | 48 | T-8 | 2 | 40 | Closet | 2451017 | Closet | 0.00047324
Ceiling Fixture | Linear Fluorescent | 48 | T-12 | 2 | 32 | Other | 2451018 | Other | 0.00047324
Wall Mount | Incandescent |  | Standard A Lamp | 2 | 65 | Bathroom | 245211 | Bathroom | 0.00052955
Chandelier (Hanging) | Compact Fluorescent |  | Decorative | 5 | 22 | Bedroom | 245212 | Bedroom | 0.00052955
Table | Compact Fluorescent |  | Twist | 1 | 22 | Bedroom | 245212 | Bedroom | 0.00052955
Ceiling Fixture | Incandescent |  | Standard A Lamp | 1 | 65 | Hall | 245213 | Hall | 0.00052955
Chandelier (Hanging) | Incandescent |  | Globe | 1 | 75 | Kitchen | 245214 | Kitchen | 0.00052955
Floor lamp | Compact Fluorescent |  | Twist | 2 | 22 | Living Room | 245215 | Living Room | 0.00052955
Chandelier (Hanging) | Incandescent |  | Globe | 1 | 75 | Living Room | 245215 | Living Room | 0.00052955
Chandelier (Hanging) | Compact Fluorescent |  | Twist | 2 | 22 | Office | 245216 | Office | 0.00052955
Ceiling Fixture | Compact Fluorescent |  | Twist | 1 | 15 | Hall | 245221 | Hall | 0.0005169
Ceiling Fixture | Compact Fluorescent |  | Twist | 1 | 15 | Bathroom | 245222 | Bathroom | 0.0005169
Wall Mount | Incandescent |  | Globe | 3 | 60 | Bathroom | 245223 | Bathroom | 0.0005169
Ceiling Fixture | Compact Fluorescent |  | Twist | 1 | 15 | Bedroom | 245224 | Bedroom | 0.0005169
Wall Mount | Compact Fluorescent |  | Twist | 1 | 13 | Bedroom | 245224 | Bedroom | 0.0005169
Chandelier (Hanging) | Compact Fluorescent |  | Twist | 1 | 15 | Bedroom | 245225 | Bedroom | 0.0005169
Ceiling Fixture | Incandescent |  | Standard A Lamp | 1 | 40 | Closet | 245226 | Closet | 0.0005169
Wall Mount | Incandescent |  | Standard A Lamp | 1 | 40 | Closet | 245226 | Closet | 0.0005169
Ceiling Fixture | Compact Fluorescent |  | Twist | 4 | 15 | Office | 245227 | Office | 0.0005169
Ceiling Fixture | Compact Fluorescent |  | Twist | 1 | 15 | Dining Room | 245228 | Dining Room | 0.0005169
Ceiling Fixture | Compact Fluorescent |  | Twist | 1 | 15 | Hall | 245229 | Hall | 0.0005169
Ceiling Fan | Compact Fluorescent |  | Twist | 4 | 15 | Kitchen | 2452210 | Kitchen | 0.0005169
Ceiling Fixture | Compact Fluorescent |  | Twist | 1 | 15 | Kitchen | 2452210 | Kitchen | 0.0005169
Ceiling Fixture | Incandescent |  | Standard A Lamp | 1 | 75 | Dining Room | 2452211 | Dining Room | 0.0005169
Ceiling Fixture | Compact Fluorescent |  | Twist | 3 | 15 | Dining Room | 2452211 | Dining Room | 0.0005169
Table | Compact Fluorescent |  | Twist | 1 | 15 | Living Room | 2452212 | Living Room | 0.0005169
Other | Compact Fluorescent |  | Other | 1 | 7 | Living Room | 2452212 | Living Room | 0.0005169
Ceiling Fan | Incandescent |  | Standard A Lamp | 1 | 40 | Bedroom | 2452213 | Bedroom | 0.0005169
Ceiling Fan | Incandescent |  | Standard A Lamp | 1 | 40 | Other | 2452214 | Other | 0.0005169
Ceiling Fixture | Linear Fluorescent | 48 | T-12 | 2 | 40 | Other | 2452215 | Other | 0.0005169
Chandelier (Hanging) | Compact Fluorescent |  | Twist | 1 | 15 | Hall | 2452216 | Hall | 0.0005169
Wall Mount | Linear Fluorescent | 48 | T-8 | 1 | 32 | Bathroom | 245241 | Bathroom | 0.0004784
Ceiling Fixture | Compact Fluorescent |  | Circline (Screw Base) | 1 | 28 | Bedroom | 245242 | Bedroom | 0.0004784
Floor lamp | Compact Fluorescent |  | Twist | 1 | 15 | Bedroom | 245242 | Bedroom | 0.0004784
Ceiling Fixture | Compact Fluorescent |  | Twist | 3 | 15 | Dining Room | 245243 | Dining Room | 0.0004784
Ceiling Fixture | Linear Fluorescent | 48 | T-8 | 2 | 32 | Garage | 245244 | Garage | 0.0004784
Wall Mount | Compact Fluorescent |  | Pin base | 2 | 15 | Garage | 245244 | Garage | 0.0004784
Track | Compact Fluorescent |  | Pin base | 4 | 15 | Hall | 245245 | Hall | 0.0004784
Ceiling Fixture | Linear Fluorescent | 48 | T-8 | 4 | 32 | Kitchen | 245246 | Kitchen | 0.0004784
Ceiling Fixture | Compact Fluorescent |  | Circline (Screw Base) | 1 | 28 | Laundry Room | 245247 | Laundry Room | 0.0004784
Ceiling Fan | Compact Fluorescent |  | Twist | 4 | 15 | Living Room | 245248 | Living Room | 0.0004784
Ceiling Fixture | Compact Fluorescent |  | Circline (Screw Base) | 1 | 28 | Master Bedroom | 245249 | Master Bedroom | 0.0004784
Table | Incandescent |  | Standard A Lamp | 1 | 40 | Master Bedroom | 245249 | Master Bedroom | 0.0004784
Wall Mount | Incandescent |  | Standard A Lamp | 3 | 100 | Bathroom | 245331 | Bathroom | 0.00040077
Table | Incandescent |  | Standard A Lamp | 1 | 100 | Bedroom | 245332 | Bedroom | 0.00040077
Floor lamp | Incandescent |  | Standard A Lamp | 1 | 100 | Family Room | 245333 | Family Room | 0.00040077
Table | Incandescent |  | Standard A Lamp | 1 | 75 | Family Room | 245333 | Family Room | 0.00040077
Architectural | Incandescent |  | Standard A Lamp | 2 | 60 | Family Room | 245333 | Family Room | 0.00040077
Floor lamp | Compact Fluorescent |  | Twist | 1 | 28 | Dining Room | 245334 | Dining Room | 0.00040077
Wall Mount | Incandescent |  | Standard A Lamp | 1 | 75 | Hall | 245335 | Hall | 0.00040077
Floor lamp | Compact Fluorescent |  | Twist | 1 | 22 | Family Room | 245336 | Family Room | 0.00040077
Table | Incandescent |  | Standard A Lamp | 1 | 100 | Family Room | 245336 | Family Room | 0.00040077
Wall Mount | Incandescent |  | Standard A Lamp | 2 | 100 | Bathroom | 245337 | Bathroom | 0.00040077
Table | Incandescent |  | Standard A Lamp | 1 | 100 | Bedroom | 245338 | Bedroom | 0.00040077
Recessed Can | Compact Fluorescent |  | Twist | 1 | 22 | Hall | 245339 | Hall | 0.00040077
Recessed Can | Compact Fluorescent |  | Twist | 1 | 15 | Kitchen | 2453310 | Kitchen | 0.00040077
Chandelier (Hanging) | Incandescent |  | Standard A Lamp | 3 | 60 | Living Room | 2453311 | Living Room | 0.00040077
Table | Incandescent |  | Standard A Lamp | 1 | 100 | Living Room | 2453311 | Living Room | 0.00040077
Wall Mount | Incandescent |  | Standard A Lamp | 1 | 100 | Master Bedroom | 2453312 | Master Bedroom | 0.00040077
Ceiling Fixture | Incandescent |  | Standard A Lamp | 1 | 60 | Office | 2453313 | Office | 0.00040077
Table | Incandescent |  | Decorative | 1 | 60 | Office | 2453313 | Office | 0.00040077
Chandelier (Hanging) | Incandescent |  | Standard A Lamp | 2 | 100 | Laundry Room | 2453314 | Laundry Room | 0.00040077
Ceiling Fixture | Incandescent |  | Standard A Lamp | 1 | 100 | Other | 245361 | Other | 0.00029634
Ceiling Fixture | Incandescent |  | Standard A Lamp | 1 | 60 | Bathroom | 245362 | Bathroom | 0.00029634
Wall Mount | Incandescent |  | Standard A Lamp | 1 | 60 | Bathroom | 245362 | Bathroom | 0.00029634
Ceiling Fixture | Incandescent |  | Standard A Lamp | 2 | 60 | Bedroom | 245363 | Bedroom | 0.00029634
Ceiling Fixture | Incandescent |  | Standard A Lamp | 2 | 60 | Bedroom | 245364 | Bedroom | 0.00029634
Ceiling Fan | Incandescent |  | Standard A Lamp | 1 | 60 | Dining Room | 245365 | Dining Room | 0.00029634
Ceiling Fixture | Incandescent |  | Standard A Lamp | 2 | 60 | Hall | 245366 | Hall | 0.00029634
Ceiling Fixture | Linear Fluorescent | 48 | T-12 | 2 | 40 | Kitchen | 245367 | Kitchen | 0.00029634
Ceiling Fixture | Incandescent |  | Standard A Lamp | 1 | 60 | Kitchen | 245367 | Kitchen | 0.00029634
Table | Compact Fluorescent |  | A shape bulb | 1 | 22 | Laundry Room | 245368 | Laundry Room | 0.00029634
Ceiling Fixture | Linear Fluorescent | 48 | T-8 | 2 | 16 | Other | 245401 | Other | 0.00040077
Wall Mount | Incandescent |  | Heat Lamp | 1 | 250 | Other | 245401 | Other | 0.00040077
Wall Mount | Incandescent |  | Clear | 8 | 40 | Bathroom | 245402 | Bathroom | 0.00040077
Recessed Can | Incandescent |  | Reflector | 1 | 60 | Bathroom | 245402 | Bathroom | 0.00040077
Ceiling Fixture | Linear Fluorescent | 48 | T-8 | 4 | 16 | Closet | 245403 | Closet | 0.00040077
Ceiling Fan | Incandescent |  | Standard A Lamp | 1 | 60 | Dining Room | 245404 | Dining Room | 0.00040077
Recessed Can | Incandescent |  | Standard A Lamp | 1 | 60 | Dining Room | 245404 | Dining Room | 0.00040077
Ceiling Fixture | Incandescent |  | Standard A Lamp | 2 | 60 | Other | 245405 | Other | 0.00040077
Chandelier (Hanging) | Incandescent |  | Standard A Lamp | 1 | 60 | Other | 245405 | Other | 0.00040077
Ceiling Fixture | Compact Fluorescent |  | Twist | 1 | 15 | Other | 245405 | Other | 0.00040077
Recessed Can | Incandescent |  | Reflector | 1 | 60 | Hall | 245406 | Hall | 0.00040077
Recessed Can | Incandescent |  | Reflector | 1 | 60 | Kitchen | 245407 | Kitchen | 0.00040077
Ceiling Fan | Incandescent |  | Clear | 1 | 25 | Kitchen | 245407 | Kitchen | 0.00040077
Recessed Can | Incandescent |  | Reflector | 1 | 60 | Living Room | 245408 | Living Room | 0.00040077
Table | Incandescent |  | Standard A Lamp | 1 | 60 | Living Room | 245408 | Living Room | 0.00040077
Floor lamp | Incandescent |  | Standard A Lamp | 1 | 60 | Living Room | 245408 | Living Room | 0.00040077
Wall Mount | Other |  | LED Interior | 1 | 12 | Living Room | 245408 | Living Room | 0.00040077
Recessed Can | Incandescent |  | Reflector | 1 | 60 | Master Bedroom | 245409 | Master Bedroom | 0.00040077
Recessed Can | Incandescent |  | Reflector | 1 | 60 | Hall | 2454010 | Hall | 0.00040077
Ceiling Fan | Incandescent |  | Standard A Lamp | 2 | 60 | Bedroom | 2454011 | Bedroom | 0.00040077
Table | Incandescent |  | Standard A Lamp | 2 | 60 | Bedroom | 2454011 | Bedroom | 0.00040077
Ceiling Fixture | Incandescent |  | Standard A Lamp | 1 | 40 | Bathroom | 245471 | Bathroom | 0.00028447
Ceiling Fixture | Incandescent |  | Standard A Lamp | 3 | 60 | Bedroom | 245472 | Bedroom | 0.00028447
Ceiling Fixture | Incandescent |  | Standard A Lamp | 1 | 40 | Bedroom | 245472 | Bedroom | 0.00028447
Wall Mount | Incandescent |  | Globe | 4 | 40 | Bedroom | 245472 | Bedroom | 0.00028447
Ceiling Fan | Incandescent |  | Standard A Lamp | 1 | 60 | Bedroom | 245473 | Bedroom | 0.00028447
Ceiling Fixture | Incandescent |  | Globe | 2 | 25 | Bedroom | 245473 | Bedroom | 0.00028447
Ceiling Fixture | Incandescent |  | Standard A Lamp | 4 | 60 | Family Room | 245474 | Family Room | 0.00028447
Floor lamp | Linear Fluorescent | 72 | Fluorescent Unknown | 2 | 20 | Family Room | 245474 | Family Room | 0.00028447
Table | Incandescent |  | Standard A Lamp | 1 | 60 | Family Room | 245474 | Family Room | 0.00028447
Recessed Can | Incandescent |  | Reflector | 1 | 75 | Family Room | 245475 | Family Room | 0.00028447
Table | Incandescent |  | Standard A Lamp | 1 | 60 | Family Room | 245475 | Family Room | 0.00028447
Ceiling Fixture | Incandescent |  | Reflector | 3 | 60 | Family Room | 245475 | Family Room | 0.00028447
Wall Mount | Incandescent |  | Standard A Lamp | 2 | 60 | Family Room | 245475 | Family Room | 0.00028447
Ceiling Fixture | Linear Fluorescent | 48 | T-4 | 2 | 40 | Garage | 245476 | Garage | 0.00028447
Ceiling Fixture | Incandescent |  | Reflector | 1 | 40 | Bedroom | 245477 | Bedroom | 0.00028447
Ceiling Fan | Compact Fluorescent |  | Twist | 4 | 15 | Dining Room | 245478 | Dining Room | 0.00028447
Ceiling Fixture | Linear Fluorescent | 30 | T-4 | 4 | 20 | Dining Room | 245478 | Dining Room | 0.00028447
Ceiling Fixture | Incandescent |  | Standard A Lamp | 3 | 60 | Office | 245479 | Office | 0.00028447
Ceiling Fixture | Incandescent |  | Standard A Lamp | 3 | 60 | Bedroom | 2454710 | Bedroom | 0.00028447
Table | Incandescent |  | Standard A Lamp | 1 | 60 | Bedroom | 2454710 | Bedroom | 0.00028447
Ceiling Fixture | Incandescent |  | Standard A Lamp | 1 | 60 | Garage | 2454711 | Garage | 0.00028447
Garage door opener | Incandescent |  | Clear | 2 | 40 | Garage | 2454711 | Garage | 0.00028447
Ceiling Fixture | Incandescent |  | Standard A Lamp | 1 | 60 | Other | 2454712 | Other | 0.00028447
Wall Mount | Incandescent |  | Standard A Lamp | 4 | 60 | Bathroom | 245501 | Bathroom | 0.0020539
Ceiling Fixture | Incandescent |  | Standard A Lamp | 2 | 60 | Hall | 245502 | Hall | 0.0020539
Ceiling Fixture | Incandescent |  | Standard A Lamp | 1 | 65 | Garage | 245503 | Garage | 0.0020539
Recessed Can | Incandescent |  | Reflector | 1 | 65 | Hall | 245504 | Hall | 0.0020539
Chandelier (Hanging) | Incandescent |  | Globe | 1 | 100 | Kitchen | 245505 | Kitchen | 0.0020539
Recessed Can | Incandescent |  | Reflector | 1 | 65 | Kitchen | 245505 | Kitchen | 0.0020539
Table | Incandescent |  | 3-Way Incandescent | 1 | 100 | Living Room | 245506 | Living Room | 0.0020539
Table | Compact Fluorescent |  | Twist | 1 | 22 | Living Room | 245506 | Living Room | 0.0020539
Floor lamp | Incandescent |  | Standard A Lamp | 4 | 90 | Living Room | 245506 | Living Room | 0.0020539
Recessed Can | Incandescent |  | Reflector | 1 | 65 | Living Room | 245506 | Living Room | 0.0020539
Ceiling Fan | Incandescent |  | Standard A Lamp | 3 | 60 | Master Bedroom | 245507 | Master Bedroom | 0.0020539
Table | Incandescent |  | Standard A Lamp | 1 | 100 | Master Bedroom | 245507 | Master Bedroom | 0.0020539
Table | Incandescent |  | Standard A Lamp | 1 | 40 | Master Bedroom | 245507 | Master Bedroom | 0.0020539
Table | Incandescent |  | Standard A Lamp | 1 | 150 | Master Bedroom | 245507 | Master Bedroom | 0.0020539
Wall Mount | Incandescent |  | Standard A Lamp | 4 | 40 | Bathroom | 245508 | Bathroom | 0.0020539
Recessed Can | Incandescent |  | Reflector | 1 | 60 | Closet | 245509 | Closet | 0.0020539
Ceiling Fixture | Incandescent |  | Standard A Lamp | 2 | 75 | Office | 2455010 | Office | 0.0020539
Floor lamp | Compact Fluorescent |  | Twist | 1 | 28 | Office | 2455010 | Office | 0.0020539
Ceiling Fixture | Incandescent |  | Standard A Lamp | 3 | 65 | Bedroom | 2455011 | Bedroom | 0.0020539
Chandelier (Hanging) | Incandescent |  | Standard A Lamp | 1 | 65 | Bathroom | 245511 | Bathroom | 0.00052955
Ceiling Fixture | Incandescent |  | Standard A Lamp | 1 | 60 | Bathroom | 245511 | Bathroom | 0.00052955
Ceiling Fixture | Compact Fluorescent |  | A shape bulb | 1 | 22 | Bedroom | 245512 | Bedroom | 0.00052955
Table | Compact Fluorescent |  | Twist | 1 | 7 | Bedroom | 245512 | Bedroom | 0.00052955
Ceiling Fixture | Incandescent |  | Standard A Lamp | 1 | 60 | Bedroom | 245513 | Bedroom | 0.00052955
Ceiling Fixture | Incandescent |  | Standard A Lamp | 1 | 100 | Closet | 245514 | Closet | 0.00052955
Ceiling Fixture | Linear Fluorescent | 48 | T-8 | 2 | 32 | Other | 245515 | Other | 0.00052955
Ceiling Fixture | Incandescent |  | Standard A Lamp | 4 | 100 | Office | 245516 | Office | 0.00052955
Ceiling Fixture | Incandescent |  | Standard A Lamp | 1 | 60 | Family Room | 245517 | Family Room | 0.00052955
Ceiling Fixture | Incandescent |  | Standard A Lamp | 2 | 60 | Other | 245518 | Other | 0.00052955
Chandelier (Hanging) | Compact Fluorescent |  | Twist | 9 | 22 | Dining Room | 245519 | Dining Room | 0.00052955
Recessed Can | Compact Fluorescent |  | Twist | 1 | 28 | Hall | 2455110 | Hall | 0.00052955
Chandelier (Hanging) | Compact Fluorescent |  | Twist | 2 | 22 | Kitchen | 2455111 | Kitchen | 0.00052955
Floor lamp | Compact Fluorescent |  | Twist | 1 | 28 | Living Room | 2455112 | Living Room | 0.00052955
Table | Compact Fluorescent |  | Twist | 1 | 15 | Living Room | 2455112 | Living Room | 0.00052955
Ceiling Fixture | Compact Fluorescent |  | Reflector | 2 | 28 | Living Room | 2455112 | Living Room | 0.00052955
Wall Mount | Compact Fluorescent |  | Twist | 3 | 15 | Bathroom | 2455113 | Bathroom | 0.00052955
Recessed Can | Incandescent |  | Heat Lamp | 1 | 125 | Bathroom | 2455113 | Bathroom | 0.00052955
Ceiling Fixture | Compact Fluorescent |  | Twist | 3 | 22 | Master Bedroom | 2455114 | Master Bedroom | 0.00052955
Wall Mount | Incandescent |  | Standard A Lamp | 1 | 75 | Bathroom | 245531 | Bathroom | 0.0004784
Wall Mount | Compact Fluorescent |  | Twist | 1 | 15 | Bathroom | 245531 | Bathroom | 0.0004784
Ceiling Fixture | Incandescent |  | Standard A Lamp | 1 | 75 | Bedroom | 245532 | Bedroom | 0.0004784
Table | Incandescent |  | Standard A Lamp | 1 | 75 | Bedroom | 245532 | Bedroom | 0.0004784
Ceiling Fixture | Incandescent |  | Standard A Lamp | 1 | 75 | Bedroom | 245533 | Bedroom | 0.0004784
Ceiling Fan | Compact Fluorescent |  | Twist | 2 | 22 | Dining Room | 245534 | Dining Room | 0.0004784
Chandelier (Hanging) | Incandescent |  | Standard A Lamp | 1 | 75 | Dining Room | 245534 | Dining Room | 0.0004784
Ceiling Fixture | Incandescent |  | Standard A Lamp | 1 | 75 | Family Room | 245535 | Family Room | 0.0004784
Table | Compact Fluorescent |  | Twist | 1 | 22 | Family Room | 245535 | Family Room | 0.0004784
Ceiling Fixture | Incandescent |  | Standard A Lamp | 1 | 100 | Garage | 245536 | Garage | 0.0004784
Ceiling Fixture | Linear Fluorescent | 48 | T-12 | 2 | 40 | Garage | 245536 | Garage | 0.0004784
Ceiling Fixture | Incandescent |  | Standard A Lamp | 2 | 75 | Kitchen | 245537 | Kitchen | 0.0004784
Ceiling Fixture | Incandescent |  | Decorative | 3 | 40 | Laundry Room | 245538 | Laundry Room | 0.0004784
Ceiling Fixture | Incandescent |  | Standard A Lamp | 2 | 75 | Master Bedroom | 245539 | Master Bedroom | 0.0004784
Table | Incandescent |  | Standard A Lamp | 1 | 75 | Master Bedroom | 245539 | Master Bedroom | 0.0004784
Floor lamp | Compact Fluorescent |  | Twist | 1 | 15 | Master Bedroom | 245539 | Master Bedroom | 0.0004784
Table | Compact Fluorescent |  | Twist | 1 | 15 | Master Bedroom | 245539 | Master Bedroom | 0.0004784
Wall Mount | Incandescent |  | Standard A Lamp | 1 | 75 | Other | 2455310 | Other | 0.0004784
Wall Mount | Compact Fluorescent |  | Reflector | 1 | 22 | Other | 2455310 | Other | 0.0004784
Wall Mount | Incandescent |  | Standard A Lamp | 1 | 75 | Closet | 2455311 | Closet | 0.0004784
Ceiling Fixture | Incandescent |  | Standard A Lamp | 2 | 75 | Other | 2455312 | Other | 0.0004784
Ceiling Fixture | Incandescent |  | Standard A Lamp | 1 | 100 | Other | 2455313 | Other | 0.0004784
Ceiling Fixture | Incandescent |  | Standard A Lamp | 3 | 60 | Bathroom | 245591 | Bathroom | 0.00052955
Wall Mount | Incandescent |  | Globe | 6 | 40 | Bathroom | 245591 | Bathroom | 0.00052955
Ceiling Fixture | Incandescent |  | Standard A Lamp | 1 | 40 | Bedroom | 245592 | Bedroom | 0.00052955
Ceiling Fan | Incandescent |  | Decorative | 4 | 60 | Bedroom | 245592 | Bedroom | 0.00052955
Table | Incandescent |  | 3-Way Incandescent | 1 | 70 | Bedroom | 245592 | Bedroom | 0.00052955
Ceiling Fan | Incandescent |  | Decorative | 4 | 60 | Bedroom | 245593 | Bedroom | 0.00052955
Ceiling Fan | Incandescent |  | Standard A Lamp | 1 | 60 | Bathroom | 245594 | Bathroom | 0.00052955
Wall Mount | Incandescent |  | Globe | 5 | 40 | Bathroom | 245594 | Bathroom | 0.00052955
Ceiling Fixture | Incandescent |  | Standard A Lamp | 1 | 60 | Closet | 245595 | Closet | 0.00052955
Chandelier (Hanging) | Incandescent |  | Standard A Lamp | 5 | 40 | Dining Room | 245596 | Dining Room | 0.00052955
Ceiling Fixture | Linear Fluorescent | 48 | T-12 | 2 | 40 | Bathroom | 245597 | Bathroom | 0.00052955
Wall Mount | Incandescent |  | Globe | 3 | 40 | Bathroom | 245597 | Bathroom | 0.00052955
Ceiling Fixture | Incandescent |  | Standard A Lamp | 1 | 40 | Bedroom | 245598 | Bedroom | 0.00052955
Ceiling Fixture | Incandescent |  | Standard A Lamp | 2 | 60 | Bedroom | 245599 | Bedroom | 0.00052955
Ceiling Fixture | Linear Fluorescent | 24 | T-12 | 2 | 20 | Family Room | 2455910 | Family Room | 0.00052955
Table | Incandescent |  | Standard A Lamp | 1 | 70 | Family Room | 2455910 | Family Room | 0.00052955
Ceiling Fixture | Linear Fluorescent | 48 | T-12 | 2 | 32 | Other | 2455911 | Other | 0.00052955
Ceiling Fixture | Incandescent |  | Standard A Lamp | 1 | 100 | Other | 2455912 | Other | 0.00052955
Ceiling Fixture | Linear Fluorescent | 48 | T-12 | 2 | 40 | Garage | 2455913 | Garage | 0.00052955
Ceiling Fixture | Incandescent |  | Standard A Lamp | 1 | 100 | Garage | 2455913 | Garage | 0.00052955
Ceiling Fixture | Incandescent |  | Standard A Lamp | 1 | 60 | Hall | 2455914 | Hall | 0.00052955
Ceiling Fixture | Linear Fluorescent | 48 | T-12 | 2 | 45 | Kitchen | 2455915 | Kitchen | 0.00052955
Wall Mount | Incandescent |  | Standard A Lamp | 1 | 40 | Kitchen | 2455915 | Kitchen | 0.00052955
Chandelier (Hanging) | Compact Fluorescent |  | Twist | 3 | 22 | Kitchen | 2455915 | Kitchen | 0.00052955
Ceiling Fixture | Incandescent |  | Standard A Lamp | 1 | 100 | Laundry Room | 2455916 | Laundry Room | 0.00052955
Table | Incandescent |  | 3-Way Incandescent | 1 | 70 | Living Room | 2455917 | Living Room | 0.00052955
Floor lamp | Incandescent |  | 3-Way Incandescent | 1 | 70 | Living Room | 2455917 | Living Room | 0.00052955
Ceiling Fixture | Incandescent |  | Standard A Lamp | 1 | 40 | Living Room | 2455917 | Living Room | 0.00052955
Wall Mount | Compact Fluorescent |  | Twist | 4 | 15 | Bathroom | 245631 | Bathroom | 0.00094081
Ceiling Fixture | Compact Fluorescent |  | Twist | 3 | 15 | Bedroom | 245632 | Bedroom | 0.00094081
Chandelier (Hanging) | Incandescent |  | Clear | 3 | 40 | Bedroom | 245633 | Bedroom | 0.00094081
Table | Incandescent |  | Standard A Lamp | 1 | 60 | Bedroom | 245633 | Bedroom | 0.00094081
Chandelier (Hanging) | Incandescent |  | Standard A Lamp | 4 | 60 | Dining Room | 245634 | Dining Room | 0.00094081
Table | Incandescent |  | 3-Way Incandescent | 1 | 75 | Family Room | 245635 | Family Room | 0.00094081
Table | Incandescent |  | Decorative | 2 | 25 | Family Room | 245635 | Family Room | 0.00094081
Floor lamp | Incandescent |  | Standard A Lamp | 1 | 75 | Family Room | 245635 | Family Room | 0.00094081
Ceiling Fixture | Incandescent |  | Clear | 4 | 25 | Hall | 245636 | Hall | 0.00094081
Track | Incandescent |  | Reflector | 3 | 40 | Hall | 245636 | Hall | 0.00094081
Ceiling Fixture | Incandescent |  | Standard A Lamp | 1 | 60 | Hall | 245636 | Hall | 0.00094081
Ceiling Fixture | Linear Fluorescent | 48 | T-12 | 2 | 40 | Kitchen | 245637 | Kitchen | 0.00094081
Ceiling Fixture | Incandescent |  | Standard A Lamp | 1 | 40 | Laundry Room | 245638 | Laundry Room | 0.00094081
Table | Compact Fluorescent |  | Twist | 1 | 15 | Living Room | 245639 | Living Room | 0.00094081
Wall Mount | Compact Fluorescent |  | A shape bulb | 5 | 15 | Bathroom | 2456310 | Bathroom | 0.00094081
Ceiling Fixture | Compact Fluorescent |  | Twist | 1 | 15 | Master Bedroom | 2456311 | Master Bedroom | 0.00094081
Table | Compact Fluorescent |  | Twist | 1 | 15 | Master Bedroom | 2456311 | Master Bedroom | 0.00094081
Ceiling Fixture | Linear Fluorescent | 48 | T-12 | 2 | 40 | Garage | 2456312 | Garage | 0.00094081
Ceiling Fixture | Incandescent |  | Standard A Lamp | 2 | 60 | Living Room | 245721 | Living Room | 0.0010836
Floor lamp | Incandescent |  | 3-Way Incandescent | 1 | 100 | Living Room | 245721 | Living Room | 0.0010836
Ceiling Fixture | Incandescent |  | Standard A Lamp | 2 | 60 | Dining Room | 245722 | Dining Room | 0.0010836
Ceiling Fixture | Incandescent |  | Standard A Lamp | 2 | 60 | Kitchen | 245723 | Kitchen | 0.0010836
Other | Incandescent |  | Standard A Lamp | 1 | 40 | Kitchen | 245723 | Kitchen | 0.0010836
Ceiling Fixture | Incandescent |  | Standard A Lamp | 1 | 60 | Hall | 245724 | Hall | 0.0010836
Ceiling Fixture | Incandescent |  | Standard A Lamp | 1 | 60 | Bedroom | 245725 | Bedroom | 0.0010836
Table | Incandescent |  | Clear | 1 | 40 | Bedroom | 245725 | Bedroom | 0.0010836
Wall Mount | Compact Fluorescent |  | Twist | 3 | 15 | Bathroom | 245726 | Bathroom | 0.0010836
Ceiling Fixture | Incandescent |  | Standard A Lamp | 1 | 60 | Bedroom | 245727 | Bedroom | 0.0010836
Ceiling Fixture | Incandescent |  | Standard A Lamp | 1 | 60 | Bedroom | 245728 | Bedroom | 0.0010836
Ceiling Fixture | Incandescent |  | Globe | 1 | 60 | Other | 245941 | Other | 0.00040077
Ceiling Fixture | Compact Fluorescent |  | Twist | 1 | 22 | Other | 245941 | Other | 0.00040077
Ceiling Fixture | Incandescent |  | Standard A Lamp | 1 | 60 | Bathroom | 245942 | Bathroom | 0.00040077
Wall Mount | Incandescent |  | Standard A Lamp | 1 | 60 | Bathroom | 245942 | Bathroom | 0.00040077
Ceiling Fixture | Incandescent |  | Standard A Lamp | 1 | 60 | Laundry Room | 245943 | Laundry Room | 0.00040077
Wall Mount | Incandescent |  | Standard A Lamp | 1 | 60 | Laundry Room | 245943 | Laundry Room | 0.00040077
Chandelier (Hanging) | Incandescent |  | Standard A Lamp | 1 | 60 | Bathroom | 245944 | Bathroom | 0.00040077
Table | Incandescent |  | Standard A Lamp | 1 | 40 | Bathroom | 245944 | Bathroom | 0.00040077
Chandelier (Hanging) | Incandescent |  | Standard A Lamp | 1 | 60 | Family Room | 245945 | Family Room | 0.00040077
Floor lamp | Incandescent |  | Decorative | 1 | 75 | Family Room | 245945 | Family Room | 0.00040077
Floor lamp | Incandescent |  | Standard A Lamp | 1 | 15 | Family Room | 245945 | Family Room | 0.00040077
Table | Incandescent |  | Standard A Lamp | 1 | 60 | Family Room | 245945 | Family Room | 0.00040077
Floor lamp | Incandescent |  | Standard A Lamp | 1 | 60 | Family Room | 245945 | Family Room | 0.00040077
Ceiling Fixture | Compact Fluorescent |  | Twist | 1 | 22 | Hall | 245946 | Hall | 0.00040077
Ceiling Fixture | Compact Fluorescent |  | Twist | 1 | 15 | Hall | 245946 | Hall | 0.00040077
Recessed Can | Incandescent |  | Reflector | 1 | 65 | Kitchen | 245947 | Kitchen | 0.00040077
Recessed Can | Linear Fluorescent | 48 | T-8 | 1 | 32 | Kitchen | 245947 | Kitchen | 0.00040077
Floor lamp | Incandescent |  | 3-Way Incandescent | 1 | 100 | Living Room | 245948 | Living Room | 0.00040077
Chandelier (Hanging) | Incandescent |  | Decorative | 1 | 40 | Living Room | 245948 | Living Room | 0.00040077
Floor lamp | Incandescent |  | Decorative | 2 | 40 | Living Room | 245948 | Living Room | 0.00040077
Floor lamp | Compact Fluorescent |  | Twist | 1 | 7 | Living Room | 245948 | Living Room | 0.00040077
Table | Incandescent |  | 3-Way Incandescent | 1 | 75 | Living Room | 245948 | Living Room | 0.00040077
Floor lamp | Incandescent |  | Decorative | 3 | 40 | Living Room | 245948 | Living Room | 0.00040077
Wall Mount | Incandescent |  | Standard A Lamp | 1 | 60 | Living Room | 245948 | Living Room | 0.00040077
Ceiling Fixture | Incandescent |  | Standard A Lamp | 1 | 60 | Bathroom | 245949 | Bathroom | 0.00040077
Table | Incandescent |  | 3-Way Incandescent | 1 | 100 | Bedroom | 2459410 | Bedroom | 0.00040077
Table | Incandescent |  | Standard A Lamp | 1 | 75 | Bedroom | 2459410 | Bedroom | 0.00040077
Track | Halogen |  | MR | 1 | 75 | Bedroom | 2459410 | Bedroom | 0.00040077
Ceiling Fan | Incandescent |  | Standard A Lamp | 3 | 60 | Bedroom | 2459410 | Bedroom | 0.00040077
Track | Halogen |  | MR | 4 | 75 | Office | 2459411 | Office | 0.00040077
Ceiling Fixture | Incandescent |  | Globe | 1 | 60 | Other | 2459412 | Other | 0.00040077
Table | Incandescent |  | Standard A Lamp | 1 | 60 | Other | 2459412 | Other | 0.00040077
Ceiling Fixture | Incandescent |  | Standard A Lamp | 1 | 100 | Garage | 246071 | Garage | 0.00029634
Ceiling Fixture | Incandescent |  | Standard A Lamp | 2 | 60 | Kitchen | 246072 | Kitchen | 0.00029634
Chandelier (Hanging) | Incandescent |  | Decorative | 5 | 60 | Kitchen | 246072 | Kitchen | 0.00029634
Ceiling Fixture | Incandescent |  | Standard A Lamp | 3 | 60 | Kitchen | 246072 | Kitchen | 0.00029634
Ceiling Fixture | Incandescent |  | Standard A Lamp | 1 | 60 | Kitchen | 246072 | Kitchen | 0.00029634
Ceiling Fixture | Incandescent |  | Standard A Lamp | 1 | 60 | Bedroom | 246073 | Bedroom | 0.00029634
Ceiling Fan | Incandescent |  | Standard A Lamp | 1 | 60 | Bedroom | 246074 | Bedroom | 0.00029634
Ceiling Fixture | Incandescent |  | Standard A Lamp | 1 | 60 | Bathroom | 246075 | Bathroom | 0.00029634
Wall Mount | Incandescent |  | Decorative | 2 | 40 | Bathroom | 246075 | Bathroom | 0.00029634
Other | Incandescent |  | Mini base | 1 | 25 | Bathroom | 246075 | Bathroom | 0.00029634
Ceiling Fan | Incandescent |  | Standard A Lamp | 4 | 60 | Living Room | 246076 | Living Room | 0.00029634
Floor lamp | Incandescent |  | Standard A Lamp | 1 | 100 | Living Room | 246076 | Living Room | 0.00029634
Chandelier (Hanging) | Incandescent |  | Standard A Lamp | 5 | 60 | Bedroom | 246077 | Bedroom | 0.00029634
Floor lamp | Incandescent |  | Standard A Lamp | 1 | 150 | Bedroom | 246077 | Bedroom | 0.00029634
Other | Incandescent |  | Mini base | 1 | 25 | Bedroom | 246077 | Bedroom | 0.00029634
Ceiling Fixture | Incandescent |  | Standard A Lamp | 1 | 60 | Hall | 246078 | Hall | 0.00029634
Wall Mount | Incandescent |  | Globe | 4 | 40 | Bathroom | 246141 | Bathroom | 0.0005169
Ceiling Fan | Compact Fluorescent |  | Twist | 1 | 23 | Bedroom | 246142 | Bedroom | 0.0005169
Floor lamp | Compact Fluorescent |  | Twist | 1 | 13 | Living Room | 246143 | Living Room | 0.0005169
Ceiling Fixture | Compact Fluorescent |  | Twist | 1 | 23 | Garage | 246144 | Garage | 0.0005169
Ceiling Fixture | Compact Fluorescent |  | Twist | 1 | 13 | Garage | 246144 | Garage | 0.0005169
Ceiling Fixture | Compact Fluorescent |  | Twist | 1 | 23 | Hall | 246145 | Hall | 0.0005169
Ceiling Fixture | Compact Fluorescent |  | Twist | 3 | 9 | Bedroom | 246146 | Bedroom | 0.0005169
Ceiling Fan | Compact Fluorescent |  | Twist | 2 | 23 | Kitchen | 246147 | Kitchen | 0.0005169
Chandelier (Hanging) | Compact Fluorescent |  | Twist | 3 | 23 | Kitchen | 246147 | Kitchen | 0.0005169
Floor lamp | Incandescent |  | Standard A Lamp | 3 | 60 | Living Room | 246148 | Living Room | 0.0005169
Floor lamp | Compact Fluorescent |  | Twist | 2 | 13 | Living Room | 246148 | Living Room | 0.0005169
Chandelier (Hanging) | Incandescent |  | Mini base | 1 | 60 | Living Room | 246148 | Living Room | 0.0005169
Wall Mount | Incandescent |  | Globe | 4 | 40 | Bathroom | 246149 | Bathroom | 0.0005169
Ceiling Fixture | Compact Fluorescent |  | Twist | 1 | 13 | Bathroom | 246149 | Bathroom | 0.0005169
Ceiling Fan | Compact Fluorescent |  | Twist | 1 | 23 | Master Bedroom | 2461410 | Master Bedroom | 0.0005169
Floor lamp | Other |  | LED Interior | 1 | 12 | Master Bedroom | 2461410 | Master Bedroom | 0.0005169
Ceiling Fixture | Compact Fluorescent |  | Twist | 1 | 13 | Office | 2461411 | Office | 0.0005169
Ceiling Fixture | Incandescent |  | Standard A Lamp | 1 | 60 | Other | 246221 | Other | 0.00052955
Wall Mount | Compact Fluorescent |  | Twist | 2 | 22 | Bathroom | 246222 | Bathroom | 0.00052955
Ceiling Fixture | Compact Fluorescent |  | Twist | 1 | 22 | Bedroom | 246223 | Bedroom | 0.00052955
Table | Compact Fluorescent |  | Twist | 1 | 22 | Bedroom | 246223 | Bedroom | 0.00052955
Ceiling Fixture | Compact Fluorescent |  | Twist | 1 | 22 | Hall | 246224 | Hall | 0.00052955
Ceiling Fixture | Incandescent |  | Standard A Lamp | 1 | 60 | Hall | 246225 | Hall | 0.00052955
Ceiling Fixture | Incandescent |  | Standard A Lamp | 1 | 60 | Kitchen | 246226 | Kitchen | 0.00052955
Ceiling Fixture | Incandescent |  | Standard A Lamp | 3 | 65 | Living Room | 246227 | Living Room | 0.00052955
Track | Halogen |  | PAR | 1 | 100 | Other | 246231 | Other | 0.00040077
Chandelier (Hanging) | Incandescent |  | Standard A Lamp | 5 | 60 | Dining Room | 246232 | Dining Room | 0.00040077
Chandelier (Hanging) | Incandescent |  | Standard A Lamp | 1 | 60 | Bathroom | 246233 | Bathroom | 0.00040077
Ceiling Fixture | Incandescent |  | Standard A Lamp | 2 | 60 | Hall | 246234 | Hall | 0.00040077
Torchiere | Halogen |  | Quartz Tube | 1 | 100 | Family Room | 246235 | Family Room | 0.00040077
Ceiling Fixture | Incandescent |  | Standard A Lamp | 2 | 60 | Family Room | 246235 | Family Room | 0.00040077
Ceiling Fixture | Linear Fluorescent | 48 | T-12 | 2 | 40 | Garage | 246236 | Garage | 0.00040077
Garage door opener | Incandescent |  | Standard A Lamp | 1 | 60 | Garage | 246236 | Garage | 0.00040077
Chandelier (Hanging) | Incandescent |  | Decorative | 1 | 40 | Kitchen | 246237 | Kitchen | 0.00040077
Recessed Can | Compact Fluorescent |  | Twist | 1 | 14 | Kitchen | 246237 | Kitchen | 0.00040077
Recessed Can | Halogen |  | PAR | 1 | 75 | Kitchen | 246237 | Kitchen | 0.00040077
Chandelier (Hanging) | Compact Fluorescent |  | Twist | 4 | 23 | Kitchen | 246237 | Kitchen | 0.00040077
Ceiling Fixture | Compact Fluorescent |  | Twist | 2 | 23 | Laundry Room | 246238 | Laundry Room | 0.00040077
Floor lamp | Incandescent |  | 3-Way Incandescent | 1 | 150 | Living Room | 246239 | Living Room | 0.00040077
Ceiling Fixture | Incandescent |  | Standard A Lamp | 1 | 60 | Bathroom | 2462310 | Bathroom | 0.00040077
Chandelier (Hanging) | Incandescent |  | Standard A Lamp | 1 | 60 | Master Bedroom | 2462311 | Master Bedroom | 0.00040077
Torchiere | Incandescent |  | Decorative | 1 | 40 | Master Bedroom | 2462311 | Master Bedroom | 0.00040077
Ceiling Fan | Incandescent |  | Standard A Lamp | 1 | 60 | Master Bedroom | 2462311 | Master Bedroom | 0.00040077
Ceiling Fixture | Incandescent |  | Standard A Lamp | 1 | 40 | Closet | 2462312 | Closet | 0.00040077
Chandelier (Hanging) | Incandescent |  | Standard A Lamp | 1 | 60 | Bathroom | 2462313 | Bathroom | 0.00040077
Ceiling Fixture | Incandescent |  | Standard A Lamp | 3 | 40 | Bedroom | 2462314 | Bedroom | 0.00040077
Torchiere | Compact Fluorescent |  | Twist | 1 | 23 | Bedroom | 2462315 | Bedroom | 0.00040077
Floor lamp | Halogen |  | Quartz Tube | 1 | 100 | Bedroom | 2462315 | Bedroom | 0.00040077
Floor lamp | Compact Fluorescent |  | Twist | 1 | 23 | Bedroom | 2462316 | Bedroom | 0.00040077
Ceiling Fixture | Compact Fluorescent |  | Twist | 2 | 23 | Hall | 2462317 | Hall | 0.00040077
Ceiling Fan | Incandescent |  | Standard A Lamp | 1 | 60 | Living Room | 246471 | Living Room | 0.00047324
Table | Incandescent |  | Standard A Lamp | 1 | 60 | Living Room | 246471 | Living Room | 0.00047324
Table | Compact Fluorescent |  | Twist | 1 | 15 | Living Room | 246471 | Living Room | 0.00047324
Table | Incandescent |  | Standard A Lamp | 1 | 60 | Bedroom | 246472 | Bedroom | 0.00047324
Ceiling Fixture | Incandescent |  | Standard A Lamp | 1 | 60 | Other | 246473 | Other | 0.00047324
Ceiling Fixture | Incandescent |  | Standard A Lamp | 1 | 60 | Garage | 246474 | Garage | 0.00047324
Ceiling Fixture | Incandescent |  | Standard A Lamp | 1 | 60 | Dining Room | 246475 | Dining Room | 0.00047324
Ceiling Fixture | Incandescent |  | Standard A Lamp | 1 | 60 | Kitchen | 246476 | Kitchen | 0.00047324
Ceiling Fixture | Incandescent |  | Standard A Lamp | 2 | 60 | Bedroom | 246477 | Bedroom | 0.00047324
Ceiling Fixture | Incandescent |  | Standard A Lamp | 1 | 60 | Hall | 246478 | Hall | 0.00047324
Ceiling Fixture | Incandescent |  | Standard A Lamp | 2 | 60 | Bedroom | 246479 | Bedroom | 0.00047324
Table | Incandescent |  | Standard A Lamp | 1 | 40 | Bedroom | 246479 | Bedroom | 0.00047324
Ceiling Fixture | Incandescent |  | Standard A Lamp | 1 | 60 | Bathroom | 2464710 | Bathroom | 0.00047324
Ceiling Fixture | Incandescent |  | Standard A Lamp | 1 | 60 | Hall | 2464711 | Hall | 0.00047324
Chandelier (Hanging) | Incandescent |  | Standard A Lamp | 1 | 60 | Bedroom | 2464712 | Bedroom | 0.00047324
Wall Mount | Incandescent |  | Standard A Lamp | 1 | 60 | Bathroom | 246551 | Bathroom | 0.00028447
Ceiling Fixture | Incandescent |  | Standard A Lamp | 1 | 60 | Bedroom | 246552 | Bedroom | 0.00028447
Ceiling Fixture | Incandescent |  | Standard A Lamp | 1 | 60 | Bedroom | 246553 | Bedroom | 0.00028447
Ceiling Fixture | Incandescent |  | Standard A Lamp | 1 | 60 | Kitchen | 246554 | Kitchen | 0.00028447
Ceiling Fixture | Incandescent |  | Standard A Lamp | 1 | 60 | Laundry Room | 246555 | Laundry Room | 0.00028447
Chandelier (Hanging) | Incandescent |  | Standard A Lamp | 1 | 60 | Living Room | 246556 | Living Room | 0.00028447
Ceiling Fixture | Compact Fluorescent |  | Twist | 1 | 15 | Bedroom | 246557 | Bedroom | 0.00028447
Ceiling Fixture | Incandescent |  | Standard A Lamp | 1 | 60 | Bathroom | 246558 | Bathroom | 0.00028447
Ceiling Fan | Compact Fluorescent |  | Twist | 3 | 15 | Master Bedroom | 246621 | Master Bedroom | 0.0005169
Table | Compact Fluorescent |  | Twist | 1 | 15 | Master Bedroom | 246621 | Master Bedroom | 0.0005169
Ceiling Fan | Compact Fluorescent |  | Circline (Screw Base) | 1 | 22 | Bedroom | 246622 | Bedroom | 0.0005169
Wall Mount | Incandescent |  | Standard A Lamp | 1 | 40 | Bedroom | 246622 | Bedroom | 0.0005169
Table | Incandescent |  | Standard A Lamp | 1 | 60 | Bedroom | 246622 | Bedroom | 0.0005169
Floor lamp | Incandescent |  | 3-Way Incandescent | 1 | 100 | Bedroom | 246622 | Bedroom | 0.0005169
Ceiling Fixture | Linear Fluorescent | 48 | T-12 | 1 | 40 | Laundry Room | 246623 | Laundry Room | 0.0005169
Table | Compact Fluorescent |  | Mini base | 3 | 7 | Living Room | 246624 | Living Room | 0.0005169
Wall Mount | Incandescent |  | Globe | 5 | 40 | Bathroom | 246625 | Bathroom | 0.0005169
Ceiling Fixture | Incandescent |  | Standard A Lamp | 1 | 60 | Closet | 246626 | Closet | 0.0005169
Ceiling Fixture | Incandescent |  | Standard A Lamp | 1 | 40 | Closet | 246627 | Closet | 0.0005169
Ceiling Fixture | Incandescent |  | Decorative | 2 | 40 | Hall | 246628 | Hall | 0.0005169
Chandelier (Hanging) | Compact Fluorescent |  | Mini base | 5 | 7 | Dining Room | 246629 | Dining Room | 0.0005169
Wall Mount | Incandescent |  | Mini base | 1 | 25 | Dining Room | 246629 | Dining Room | 0.0005169
Ceiling Fan | Incandescent |  | Standard A Lamp | 1 | 40 | Kitchen | 2466210 | Kitchen | 0.0005169
Ceiling Fixture | Linear Fluorescent | 48 | T-12 | 2 | 40 | Kitchen | 2466210 | Kitchen | 0.0005169
Ceiling Fixture | Compact Fluorescent |  | Mini base | 2 | 7 | Kitchen | 2466210 | Kitchen | 0.0005169
Ceiling Fixture | Compact Fluorescent |  | Twist | 2 | 15 | Hall | 2466211 | Hall | 0.0005169
Wall Mount | Compact Fluorescent |  | Twist | 5 | 15 | Bathroom | 2466212 | Bathroom | 0.0005169
Ceiling Fixture | Incandescent |  | Standard A Lamp | 1 | 40 | Bathroom | 2466212 | Bathroom | 0.0005169
Ceiling Fixture | Compact Fluorescent |  | Circline (Screw Base) | 1 | 22 | Office | 2466213 | Office | 0.0005169
Table | Incandescent |  | 3-Way Incandescent | 1 | 100 | Office | 2466213 | Office | 0.0005169
Wall Mount | Incandescent |  | Globe | 6 | 60 | Bathroom | 246711 | Bathroom | 0.0004784
Table | Incandescent |  | Decorative | 1 | 40 | Bathroom | 246711 | Bathroom | 0.0004784
Ceiling Fixture | Incandescent |  | Standard A Lamp | 2 | 60 | Master Bedroom | 246712 | Master Bedroom | 0.0004784
Ceiling Fixture | Incandescent |  | Standard A Lamp | 2 | 60 | Bathroom | 246713 | Bathroom | 0.0004784
Garage door opener | Incandescent |  | Standard A Lamp | 2 | 60 | Garage | 246714 | Garage | 0.0004784
Recessed Can | Compact Fluorescent |  | Reflector | 1 | 15 | Hall | 246715 | Hall | 0.0004784
Table | Incandescent |  | Standard A Lamp | 1 | 90 | Hall | 246715 | Hall | 0.0004784
Recessed Can | Compact Fluorescent |  | Reflector | 1 | 15 | Kitchen | 246716 | Kitchen | 0.0004784
Recessed Can | Incandescent |  | Reflector | 1 | 65 | Kitchen | 246716 | Kitchen | 0.0004784
Recessed Can | Incandescent |  | Reflector | 1 | 65 | Living Room | 246717 | Living Room | 0.0004784
Table | Incandescent |  | Standard A Lamp | 1 | 60 | Living Room | 246717 | Living Room | 0.0004784
Wall Mount | Incandescent |  | Globe | 7 | 60 | Bathroom | 246718 | Bathroom | 0.0004784
Recessed Can | Incandescent |  | Reflector | 1 | 65 | Bathroom | 246718 | Bathroom | 0.0004784
Recessed Can | Incandescent |  | Reflector | 1 | 65 | Master Bedroom | 246719 | Master Bedroom | 0.0004784
Table | Incandescent |  | Standard A Lamp | 2 | 60 | Master Bedroom | 246719 | Master Bedroom | 0.0004784
Ceiling Fixture | Incandescent |  | Standard A Lamp | 2 | 60 | Closet | 2467110 | Closet | 0.0004784
Wall Mount | Incandescent |  | Clear | 3 | 60 | Bathroom | 246721 | Bathroom | 0.00094081
Recessed Can | Incandescent |  | Heat Lamp | 1 | 250 | Bathroom | 246721 | Bathroom | 0.00094081
Wall Mount | Incandescent |  | Globe | 4 | 40 | Bathroom | 246722 | Bathroom | 0.00094081
Ceiling Fixture | Incandescent |  | Standard A Lamp | 3 | 60 | Office | 246723 | Office | 0.00094081
Track | Incandescent |  | Reflector | 3 | 50 | Office | 246723 | Office | 0.00094081
Table | Incandescent |  | Standard A Lamp | 1 | 60 | Office | 246723 | Office | 0.00094081
Ceiling Fixture | Compact Fluorescent |  | Twist | 2 | 15 | Family Room | 246724 | Family Room | 0.00094081
Architectural | Incandescent |  | Decorative | 1 | 25 | Family Room | 246724 | Family Room | 0.00094081
Ceiling Fixture | Linear Fluorescent | 48 | T-12 | 2 | 40 | Other | 246725 | Other | 0.00094081
Ceiling Fixture | Incandescent |  | Standard A Lamp | 1 | 60 | Other | 246725 | Other | 0.00094081
Wall Mount | Incandescent |  | Globe | 3 | 40 | Bathroom | 246726 | Bathroom | 0.00094081
Ceiling Fixture | Incandescent |  | Standard A Lamp | 2 | 60 | Bedroom | 246727 | Bedroom | 0.00094081
Table | Incandescent |  | Decorative | 1 | 40 | Bedroom | 246727 | Bedroom | 0.00094081
Ceiling Fixture | Linear Fluorescent | 48 | T-12 | 2 | 40 | Closet | 246728 | Closet | 0.00094081
Ceiling Fan | Incandescent |  | Standard A Lamp | 3 | 60 | Master Bedroom | 246729 | Master Bedroom | 0.00094081
Recessed Can | Incandescent |  | Reflector | 1 | 65 | Master Bedroom | 246729 | Master Bedroom | 0.00094081
Chandelier (Hanging) | Incandescent |  | Standard A Lamp | 5 | 60 | Dining Room | 2467210 | Dining Room | 0.00094081
Chandelier (Hanging) | Incandescent |  | Standard A Lamp | 3 | 60 | Kitchen | 2467211 | Kitchen | 0.00094081
Architectural | Incandescent |  | Standard A Lamp | 2 | 40 | Kitchen | 2467211 | Kitchen | 0.00094081
Recessed Can | Incandescent |  | Reflector | 1 | 65 | Kitchen | 2467211 | Kitchen | 0.00094081
Recessed Can | Incandescent |  | Reflector | 1 | 65 | Living Room | 2467212 | Living Room | 0.00094081
Floor lamp | Incandescent |  | 3-Way Incandescent | 1 | 100 | Living Room | 2467212 | Living Room | 0.00094081
Chandelier (Hanging) | Incandescent |  | Standard A Lamp | 1 | 60 | Hall | 2467213 | Hall | 0.00094081
Ceiling Fixture | Incandescent |  | Standard A Lamp | 2 | 60 | Hall | 2467213 | Hall | 0.00094081
Ceiling Fixture | Incandescent |  | Standard A Lamp | 3 | 60 | Laundry Room | 2467214 | Laundry Room | 0.00094081
Ceiling Fixture | Incandescent |  | Standard A Lamp | 2 | 60 | Bedroom | 2467215 | Bedroom | 0.00094081
Table | Incandescent |  | Standard A Lamp | 1 | 60 | Bedroom | 2467215 | Bedroom | 0.00094081
Ceiling Fixture | Compact Fluorescent |  | Twist | 2 | 23 | Bathroom | 246841 | Bathroom | 0.00047324
Ceiling Fixture | Incandescent |  | Standard A Lamp | 2 | 100 | Bathroom | 246842 | Bathroom | 0.00047324
Ceiling Fixture | Incandescent |  | Standard A Lamp | 1 | 100 | Bedroom | 246843 | Bedroom | 0.00047324
Ceiling Fixture | Compact Fluorescent |  | Twist | 2 | 13 | Bedroom | 246844 | Bedroom | 0.00047324
Ceiling Fixture | Compact Fluorescent |  | Twist | 2 | 13 | Bedroom | 246845 | Bedroom | 0.00047324
Floor lamp | Compact Fluorescent |  | Pin base | 1 | 27 | Bedroom | 246845 | Bedroom | 0.00047324
Ceiling Fixture | Compact Fluorescent |  | Twist | 3 | 13 | Dining Room | 246846 | Dining Room | 0.00047324
Ceiling Fixture | Compact Fluorescent |  | Twist | 1 | 13 | Hall | 246847 | Hall | 0.00047324
Ceiling Fixture | Compact Fluorescent |  | Twist | 1 | 13 | Family Room | 246848 | Family Room | 0.00047324
Ceiling Fixture | Compact Fluorescent |  | Twist | 1 | 27 | Other | 246849 | Other | 0.00047324
Ceiling Fixture | Compact Fluorescent |  | Twist | 1 | 13 | Hall | 2468410 | Hall | 0.00047324
Ceiling Fixture | Linear Fluorescent | 48 | T-8 | 4 | 32 | Kitchen | 2468411 | Kitchen | 0.00047324
Ceiling Fan | Incandescent |  | Standard A Lamp | 3 | 100 | Living Room | 2468412 | Living Room | 0.00047324
Table | Incandescent |  | Standard A Lamp | 1 | 100 | Living Room | 2468412 | Living Room | 0.00047324
Table | Compact Fluorescent |  | Twist | 1 | 23 | Living Room | 2468412 | Living Room | 0.00047324
Ceiling Fixture | Incandescent |  | Standard A Lamp | 1 | 60 | Other | 246861 | Other | 0.00028447
Ceiling Fixture | Compact Fluorescent |  | Twist | 1 | 15 | Bathroom | 246862 | Bathroom | 0.00028447
Wall Mount | Incandescent |  | Standard A Lamp | 1 | 40 | Bathroom | 246862 | Bathroom | 0.00028447
Ceiling Fixture | Incandescent |  | Standard A Lamp | 2 | 60 | Bedroom | 246863 | Bedroom | 0.00028447
Ceiling Fixture | Linear Fluorescent | 60 | T-8 | 2 | 40 | Hall | 246864 | Hall | 0.00028447
Ceiling Fixture | Linear Fluorescent | 60 | T-5 | 2 | 40 | Kitchen | 246865 | Kitchen | 0.00028447
Ceiling Fixture | Compact Fluorescent |  | Twist | 1 | 15 | Kitchen | 246865 | Kitchen | 0.00028447
Ceiling Fixture | Compact Fluorescent |  | Twist | 1 | 15 | Laundry Room | 246866 | Laundry Room | 0.00028447
Chandelier (Hanging) | Incandescent |  | Decorative | 5 | 40 | Living Room | 246867 | Living Room | 0.00028447
Floor lamp | Compact Fluorescent |  | A shape bulb | 1 | 15 | Living Room | 246867 | Living Room | 0.00028447
Ceiling Fixture | Incandescent |  | Standard A Lamp | 2 | 60 | Master Bedroom | 246868 | Master Bedroom | 0.00028447
Ceiling Fixture | Linear Fluorescent | 60 | T-5 | 2 | 40 | Office | 246869 | Office | 0.00028447
Ceiling Fixture | Incandescent |  | Standard A Lamp | 2 | 60 | Bedroom | 246891 | Bedroom | 0.00047324
Ceiling Fixture | Incandescent |  | Standard A Lamp | 2 | 60 | Bedroom | 246892 | Bedroom | 0.00047324
Chandelier (Hanging) | Incandescent |  | Standard A Lamp | 3 | 60 | Hall | 246893 | Hall | 0.00047324
Ceiling Fixture | Incandescent |  | Standard A Lamp | 2 | 60 | Living Room | 246894 | Living Room | 0.00047324
Chandelier (Hanging) | Incandescent |  | Clear | 5 | 60 | Dining Room | 246895 | Dining Room | 0.00047324
Ceiling Fixture | Linear Fluorescent | 48 | T-8 | 2 | 32 | Kitchen | 246896 | Kitchen | 0.00047324
Ceiling Fan | Incandescent |  | Clear | 2 | 60 | Living Room | 246897 | Living Room | 0.00047324
Table | Incandescent |  | Clear | 1 | 60 | Living Room | 246897 | Living Room | 0.00047324
Ceiling Fixture | Compact Fluorescent |  | Twist | 1 | 15 | Garage | 246898 | Garage | 0.00047324
Garage door opener | Incandescent |  | Standard A Lamp | 1 | 40 | Garage | 246898 | Garage | 0.00047324
Ceiling Fixture | Incandescent |  | Standard A Lamp | 2 | 60 | Bedroom | 246899 | Bedroom | 0.00047324
Ceiling Fan | Incandescent |  | Clear | 2 | 60 | Master Bedroom | 2468910 | Master Bedroom | 0.00047324
Table | Incandescent |  | Standard A Lamp | 1 | 60 | Master Bedroom | 2468910 | Master Bedroom | 0.00047324
Wall Mount | Incandescent |  | Clear | 4 | 100 | Bathroom | 2468911 | Bathroom | 0.00047324
Ceiling Fixture | Incandescent |  | Standard A Lamp | 2 | 75 | Bathroom | 2468911 | Bathroom | 0.00047324
Ceiling Fixture | Incandescent |  | Standard A Lamp | 1 | 75 | Closet | 2468912 | Closet | 0.00047324
Ceiling Fixture | Incandescent |  | Standard A Lamp | 2 | 60 | Hall | 2468913 | Hall | 0.00047324
Ceiling Fixture | Incandescent |  | Standard A Lamp | 2 | 60 | Laundry Room | 2468914 | Laundry Room | 0.00047324
Wall Mount | Incandescent |  | Clear | 3 | 40 | Bathroom | 2468915 | Bathroom | 0.00047324
Ceiling Fixture | Incandescent |  | Standard A Lamp | 2 | 75 | Family Room | 2468916 | Family Room | 0.00047324
Ceiling Fixture | Incandescent |  | Standard A Lamp | 1 | 60 | Other | 246961 | Other | 0.0005169
Wall Mount | Incandescent |  | Globe | 4 | 40 | Bathroom | 246962 | Bathroom | 0.0005169
Ceiling Fixture | Incandescent |  | Standard A Lamp | 1 | 60 | Bathroom | 246962 | Bathroom | 0.0005169
Ceiling Fixture | Incandescent |  | Standard A Lamp | 1 | 100 | Bedroom | 246963 | Bedroom | 0.0005169
Ceiling Fixture | Incandescent |  | Standard A Lamp | 2 | 60 | Bedroom | 246964 | Bedroom | 0.0005169
Ceiling Fixture | Incandescent |  | Standard A Lamp | 1 | 60 | Closet | 246965 | Closet | 0.0005169
Ceiling Fan | Incandescent |  | Standard A Lamp | 4 | 60 | Dining Room | 246966 | Dining Room | 0.0005169
Ceiling Fixture | Incandescent |  | Standard A Lamp | 1 | 100 | Hall | 246967 | Hall | 0.0005169
Recessed Can | Incandescent |  | Reflector | 1 | 65 | Kitchen | 246968 | Kitchen | 0.0005169
Architectural | Incandescent |  | Standard A Lamp | 1 | 40 | Kitchen | 246968 | Kitchen | 0.0005169
Ceiling Fixture | Incandescent |  | Standard A Lamp | 2 | 100 | Living Room | 246969 | Living Room | 0.0005169
Table | Incandescent |  | Standard A Lamp | 1 | 100 | Living Room | 246969 | Living Room | 0.0005169
Floor lamp | Incandescent |  | 3-Way Incandescent | 1 | 100 | Living Room | 246969 | Living Room | 0.0005169
Ceiling Fixture | Linear Fluorescent | 48 | T-12 | 4 | 40 | Bathroom | 246991 | Bathroom | 0.00028447
Ceiling Fixture | Incandescent |  | Standard A Lamp | 2 | 60 | Bedroom | 246992 | Bedroom | 0.00028447
Ceiling Fixture | Incandescent |  | Standard A Lamp | 1 | 60 | Laundry Room | 246993 | Laundry Room | 0.00028447
Ceiling Fixture | Incandescent |  | Standard A Lamp | 1 | 60 | Closet | 246994 | Closet | 0.00028447
Ceiling Fixture | Incandescent |  | Standard A Lamp | 1 | 75 | Hall | 246995 | Hall | 0.00028447
Ceiling Fixture | Incandescent |  | Standard A Lamp | 1 | 60 | Closet | 246996 | Closet | 0.00028447
Ceiling Fixture | Incandescent |  | Standard A Lamp | 2 | 60 | Bathroom | 246997 | Bathroom | 0.00028447
Wall Mount | Incandescent |  | Standard A Lamp | 1 | 60 | Bathroom | 246997 | Bathroom | 0.00028447
Ceiling Fan | Incandescent |  | Standard A Lamp | 2 | 65 | Bedroom | 246998 | Bedroom | 0.00028447
Ceiling Fan | Incandescent |  | Standard A Lamp | 1 | 60 | Dining Room | 246999 | Dining Room | 0.00028447
Wall Mount | Incandescent |  | Standard A Lamp | 1 | 60 | Hall | 2469910 | Hall | 0.00028447
Ceiling Fixture | Linear Fluorescent | 48 | T-12 | 2 | 40 | Kitchen | 2469911 | Kitchen | 0.00028447
Table | Incandescent |  | Standard A Lamp | 1 | 60 | Living Room | 2469912 | Living Room | 0.00028447
Ceiling Fixture | Compact Fluorescent |  | Twist | 1 | 15 | Bedroom | 247061 | Bedroom | 0.00040077
Table | Incandescent |  | Decorative | 1 | 25 | Bedroom | 247061 | Bedroom | 0.00040077
Table | Incandescent |  | Standard A Lamp | 1 | 60 | Bedroom | 247061 | Bedroom | 0.00040077
Ceiling Fixture | Incandescent |  | Standard A Lamp | 1 | 40 | Bathroom | 247062 | Bathroom | 0.00040077
Ceiling Fixture | Compact Fluorescent |  | Twist | 1 | 15 | Garage | 247063 | Garage | 0.00040077
Ceiling Fixture | Incandescent |  | Standard A Lamp | 1 | 40 | Kitchen | 247064 | Kitchen | 0.00040077
Ceiling Fixture | Compact Fluorescent |  | Twist | 1 | 15 | Kitchen | 247064 | Kitchen | 0.00040077
Ceiling Fixture | Incandescent |  | Standard A Lamp | 1 | 60 | Laundry Room | 247065 | Laundry Room | 0.00040077
Ceiling Fixture | Incandescent |  | Standard A Lamp | 2 | 40 | Living Room | 247066 | Living Room | 0.00040077
Track | Incandescent |  | Mini base | 3 | 25 | Living Room | 247066 | Living Room | 0.00040077
Ceiling Fixture | Incandescent |  | Standard A Lamp | 1 | 40 | Bedroom | 247067 | Bedroom | 0.00040077
Ceiling Fixture | Incandescent |  | Standard A Lamp | 1 | 40 | Bedroom | 247068 | Bedroom | 0.00040077
Table | Incandescent |  | Standard A Lamp | 1 | 60 | Bedroom | 247068 | Bedroom | 0.00040077
Ceiling Fixture | Incandescent |  | Standard A Lamp | 1 | 60 | Hall | 247069 | Hall | 0.00040077
Ceiling Fixture | Incandescent |  | Standard A Lamp | 1 | 40 | Other | 247131 | Other | 0.0004784
Ceiling Fixture | Incandescent |  | Standard A Lamp | 1 | 60 | Bedroom | 247132 | Bedroom | 0.0004784
Torchiere | Incandescent |  | Standard A Lamp | 1 | 150 | Bedroom | 247132 | Bedroom | 0.0004784
Wall Mount | Incandescent |  | Standard A Lamp | 2 | 60 | Bathroom | 247133 | Bathroom | 0.0004784
Ceiling Fan | Incandescent |  | Standard A Lamp | 1 | 60 | Bathroom | 247134 | Bathroom | 0.0004784
Chandelier (Hanging) | Compact Fluorescent |  | Twist | 1 | 15 | Dining Room | 247135 | Dining Room | 0.0004784
Table | Incandescent |  | Standard A Lamp | 2 | 60 | Dining Room | 247135 | Dining Room | 0.0004784
Wall Mount | Incandescent |  | Standard A Lamp | 1 | 75 | Dining Room | 247135 | Dining Room | 0.0004784
Recessed Can | Compact Fluorescent |  | Twist | 1 | 15 | Dining Room | 247135 | Dining Room | 0.0004784
Ceiling Fixture | Compact Fluorescent |  | Twist | 1 | 15 | Hall | 247136 | Hall | 0.0004784
Ceiling Fixture | Linear Fluorescent | 44 | T-12 | 2 | 32 | Garage | 247137 | Garage | 0.0004784
Ceiling Fixture | Incandescent |  | Heat Lamp | 1 | 150 | Garage | 247137 | Garage | 0.0004784
Ceiling Fixture | Incandescent |  | Standard A Lamp | 1 | 60 | Garage | 247137 | Garage | 0.0004784
Ceiling Fixture | Incandescent |  | Standard A Lamp | 1 | 60 | Hall | 247138 | Hall | 0.0004784
Track | Incandescent |  | Standard A Lamp | 1 | 75 | Kitchen | 247139 | Kitchen | 0.0004784
Track | Compact Fluorescent |  | Twist | 1 | 15 | Kitchen | 247139 | Kitchen | 0.0004784
Recessed Can | Compact Fluorescent |  | Twist | 1 | 15 | Kitchen | 247139 | Kitchen | 0.0004784
Table | Incandescent |  | Standard A Lamp | 1 | 60 | Living Room | 2471310 | Living Room | 0.0004784
Torchiere | Incandescent |  | Standard A Lamp | 1 | 60 | Living Room | 2471310 | Living Room | 0.0004784
Torchiere | Incandescent |  | Decorative | 1 | 40 | Living Room | 2471310 | Living Room | 0.0004784
Torchiere | Incandescent |  | Standard A Lamp | 3 | 40 | Living Room | 2471310 | Living Room | 0.0004784
Ceiling Fixture | Incandescent |  | Standard A Lamp | 2 | 40 | Master Bedroom | 2471311 | Master Bedroom | 0.0004784
Wall Mount | Incandescent |  | Standard A Lamp | 1 | 40 | Master Bedroom | 2471311 | Master Bedroom | 0.0004784
Table | Incandescent |  | Standard A Lamp | 1 | 40 | Master Bedroom | 2471311 | Master Bedroom | 0.0004784
Ceiling Fixture | Incandescent |  | Standard A Lamp | 2 | 60 | Other | 2471312 | Other | 0.0004784
Table | Incandescent |  | Standard A Lamp | 1 | 40 | Other | 2471312 | Other | 0.0004784
Ceiling Fixture | Incandescent |  | Mini base | 4 | 25 | Office | 2471313 | Office | 0.0004784
Table | Incandescent |  | Standard A Lamp | 1 | 60 | Office | 2471313 | Office | 0.0004784
Table | Compact Fluorescent |  | Twist | 1 | 15 | Office | 2471313 | Office | 0.0004784
Wall Mount | Incandescent |  | Standard A Lamp | 1 | 40 | Office | 2471313 | Office | 0.0004784
Table | Incandescent |  | Standard A Lamp | 1 | 60 | Other | 2471314 | Other | 0.0004784
Ceiling Fixture | Incandescent |  | Standard A Lamp | 2 | 25 | Other | 2471315 | Other | 0.0004784
Ceiling Fixture | Incandescent |  | Standard A Lamp | 1 | 25 | Other | 2471315 | Other | 0.0004784
Wall Mount | Incandescent |  | Globe | 6 | 40 | Bathroom | 247331 | Bathroom | 0.0010836
Recessed Can | Incandescent |  | Reflector | 1 | 65 | Hall | 247332 | Hall | 0.0010836
Recessed Can | Incandescent |  | Reflector | 1 | 65 | Dining Room | 247333 | Dining Room | 0.0010836
Wall Mount | Compact Fluorescent |  | A shape bulb | 1 | 22 | Garage | 247334 | Garage | 0.0010836
Recessed Can | Incandescent |  | Reflector | 1 | 65 | Hall | 247335 | Hall | 0.0010836
Recessed - other | Linear Fluorescent | 48 | T-12 | 2 | 40 | Kitchen | 247336 | Kitchen | 0.0010836
Table | Incandescent |  | 3-Way Incandescent | 1 | 150 | Living Room | 247337 | Living Room | 0.0010836
Wall Mount | Incandescent |  | Globe | 6 | 40 | Bathroom | 247338 | Bathroom | 0.0010836
Recessed Can | Incandescent |  | Reflector | 1 | 65 | Master Bedroom | 247339 | Master Bedroom | 0.0010836
Table | Incandescent |  | Standard A Lamp | 1 | 100 | Master Bedroom | 247339 | Master Bedroom | 0.0010836
Ceiling Fixture | Incandescent |  | Standard A Lamp | 1 | 60 | Bathroom | 247401 | Bathroom | 0.00052955
Wall Mount | Incandescent |  | Standard A Lamp | 1 | 60 | Bathroom | 247401 | Bathroom | 0.00052955
Ceiling Fixture | Incandescent |  | Standard A Lamp | 1 | 60 | Bathroom | 247402 | Bathroom | 0.00052955
Wall Mount | Incandescent |  | Standard A Lamp | 3 | 90 | Bathroom | 247402 | Bathroom | 0.00052955
Wall Mount | Incandescent |  | Clear | 3 | 25 | Bathroom | 247403 | Bathroom | 0.00052955
Ceiling Fixture | Incandescent |  | Standard A Lamp | 1 | 65 | Bathroom | 247403 | Bathroom | 0.00052955
Ceiling Fixture | Incandescent |  | Standard A Lamp | 3 | 60 | Bedroom | 247404 | Bedroom | 0.00052955
Table | Incandescent |  | Standard A Lamp | 1 | 40 | Bedroom | 247404 | Bedroom | 0.00052955
Ceiling Fixture | Incandescent |  | Standard A Lamp | 3 | 60 | Bedroom | 247405 | Bedroom | 0.00052955
Ceiling Fixture | Incandescent |  | Standard A Lamp | 1 | 65 | Hall | 247406 | Hall | 0.00052955
Track | Incandescent |  | Reflector | 6 | 75 | Family Room | 247407 | Family Room | 0.00052955
Recessed Can | Incandescent |  | Reflector | 1 | 75 | Family Room | 247407 | Family Room | 0.00052955
Garage door opener | Incandescent |  | Standard A Lamp | 1 | 60 | Garage | 247408 | Garage | 0.00052955
Ceiling Fixture | Incandescent |  | Standard A Lamp | 1 | 60 | Garage | 247408 | Garage | 0.00052955
Ceiling Fixture | Linear Fluorescent | 48 | T-8 | 2 | 32 | Laundry Room | 247409 | Laundry Room | 0.00052955
Ceiling Fixture | Linear Fluorescent | 48 | T-8 | 2 | 32 | Living Room | 2474010 | Living Room | 0.00052955
Ceiling Fixture | Incandescent |  | Standard A Lamp | 1 | 60 | Living Room | 2474010 | Living Room | 0.00052955
Ceiling Fixture | Compact Fluorescent |  | Globe | 2 | 28 | Living Room | 2474010 | Living Room | 0.00052955
Table | Compact Fluorescent |  | Twist | 1 | 22 | Living Room | 2474010 | Living Room | 0.00052955
Floor lamp | Compact Fluorescent |  | Twist | 1 | 22 | Living Room | 2474010 | Living Room | 0.00052955
Table | Incandescent |  | Standard A Lamp | 1 | 90 | Master Bedroom | 2474011 | Master Bedroom | 0.00052955
Chandelier (Hanging) | Incandescent |  | Mini base | 5 | 25 | Other | 2474012 | Other | 0.00052955
Ceiling Fixture | Incandescent |  | Standard A Lamp | 1 | 60 | Hall | 2474013 | Hall | 0.00052955
Ceiling Fixture | Incandescent |  | Standard A Lamp | 4 | 60 | Office | 2474014 | Office | 0.00052955
Ceiling Fixture | Compact Fluorescent |  | Twist | 2 | 22 | Bedroom | 247651 | Bedroom | 0.00028447
Ceiling Fixture | Linear Fluorescent | 96 | T-12 | 2 | 60 | Garage | 247652 | Garage | 0.00028447
Garage door opener | Incandescent |  | Standard A Lamp | 1 | 60 | Garage | 247652 | Garage | 0.00028447
Ceiling Fixture | Linear Fluorescent | 48 | T-12 | 2 | 40 | Dining Room | 247653 | Dining Room | 0.00028447
Ceiling Fixture | Compact Fluorescent |  | Twist | 1 | 22 | Other | 247654 | Other | 0.00028447
Ceiling Fixture | Compact Fluorescent |  | Twist | 1 | 22 | Hall | 247655 | Hall | 0.00028447
Ceiling Fixture | Linear Fluorescent | 48 | T-12 | 2 | 40 | Kitchen | 247656 | Kitchen | 0.00028447
Ceiling Fixture | Compact Fluorescent |  | Twist | 1 | 22 | Laundry Room | 247657 | Laundry Room | 0.00028447
Ceiling Fixture | Compact Fluorescent |  | Twist | 5 | 15 | Living Room | 247658 | Living Room | 0.00028447
Table | Compact Fluorescent |  | Twist | 1 | 15 | Living Room | 247658 | Living Room | 0.00028447
Ceiling Fixture | Compact Fluorescent |  | Twist | 2 | 15 | Master Bedroom | 247659 | Master Bedroom | 0.00028447
Ceiling Fixture | Compact Fluorescent |  | Twist | 1 | 22 | Closet | 2476510 | Closet | 0.00028447
Ceiling Fixture | Compact Fluorescent |  | Twist | 4 | 15 | Office | 2476511 | Office | 0.00028447
Wall Mount | Incandescent |  | Standard A Lamp | 1 | 60 | Bathroom | 247701 | Bathroom | 0.00094081
Table | Incandescent |  | Standard A Lamp | 1 | 60 | Bedroom | 247702 | Bedroom | 0.00094081
Ceiling Fixture | Incandescent |  | Standard A Lamp | 2 | 60 | Bedroom | 247703 | Bedroom | 0.00094081
Ceiling Fixture | Incandescent |  | Standard A Lamp | 2 | 60 | Bedroom | 247704 | Bedroom | 0.00094081
Table | Compact Fluorescent |  | Twist | 1 | 15 | Bedroom | 247704 | Bedroom | 0.00094081
Ceiling Fan | Incandescent |  | Standard A Lamp | 3 | 60 | Other | 247705 | Other | 0.00094081
Ceiling Fixture | Incandescent |  | Standard A Lamp | 1 | 75 | Garage | 247706 | Garage | 0.00094081
Garage door opener | Incandescent |  | Standard A Lamp | 1 | 60 | Garage | 247706 | Garage | 0.00094081
Ceiling Fixture | Incandescent |  | Standard A Lamp | 2 | 60 | Hall | 247707 | Hall | 0.00094081
Ceiling Fixture | Incandescent |  | Standard A Lamp | 2 | 60 | Hall | 247708 | Hall | 0.00094081
Ceiling Fixture | Incandescent |  | Standard A Lamp | 2 | 60 | Kitchen | 247709 | Kitchen | 0.00094081
Chandelier (Hanging) | Incandescent |  | Standard A Lamp | 4 | 60 | Kitchen | 247709 | Kitchen | 0.00094081
Ceiling Fixture | Incandescent |  | Standard A Lamp | 2 | 60 | Laundry Room | 2477010 | Laundry Room | 0.00094081
Ceiling Fan | Incandescent |  | Standard A Lamp | 3 | 60 | Living Room | 2477011 | Living Room | 0.00094081
Ceiling Fixture | Incandescent |  | Standard A Lamp | 1 | 60 | Living Room | 2477011 | Living Room | 0.00094081
Recessed Can | Incandescent |  | Reflector | 1 | 65 | Bathroom | 2477012 | Bathroom | 0.00094081
Wall Mount | Compact Fluorescent |  | Twist | 3 | 15 | Bathroom | 2477012 | Bathroom | 0.00094081
Ceiling Fan | Incandescent |  | Standard A Lamp | 3 | 60 | Master Bedroom | 2477013 | Master Bedroom | 0.00094081
Table | Incandescent |  | Standard A Lamp | 1 | 60 | Master Bedroom | 2477013 | Master Bedroom | 0.00094081
Table | Compact Fluorescent |  | Twist | 1 | 15 | Master Bedroom | 2477013 | Master Bedroom | 0.00094081
Ceiling Fixture | Incandescent |  | Standard A Lamp | 2 | 60 | Closet | 2477014 | Closet | 0.00094081
Wall Mount | Incandescent |  | Standard A Lamp | 1 | 60 | Hall | 2477015 | Hall | 0.00094081
Track | Incandescent |  | Reflector | 2 | 65 | Other | 247811 | Other | 0.0005169
Architectural | Incandescent |  | Standard A Lamp | 1 | 100 | Other | 247811 | Other | 0.0005169
Wall Mount | Linear Fluorescent | 36 | T-12 | 1 | 30 | Bathroom | 247812 | Bathroom | 0.0005169
Table | Incandescent |  | Standard A Lamp | 1 | 60 | Bedroom | 247813 | Bedroom | 0.0005169
Track | Incandescent |  | Reflector | 2 | 60 | Bedroom | 247813 | Bedroom | 0.0005169
Table | Incandescent |  | 3-Way Incandescent | 1 | 140 | Bedroom | 247814 | Bedroom | 0.0005169
Wall Mount | Incandescent |  | Standard A Lamp | 1 | 60 | Bedroom | 247814 | Bedroom | 0.0005169
Table | Incandescent |  | Decorative | 1 | 40 | Bedroom | 247814 | Bedroom | 0.0005169
Ceiling Fixture | Compact Fluorescent |  | Twist | 3 | 22 | Other | 247815 | Other | 0.0005169
Chandelier (Hanging) | Incandescent |  | Globe | 1 | 100 | Dining Room | 247816 | Dining Room | 0.0005169
Table | Incandescent |  | Heat Lamp | 1 | 150 | Other | 247817 | Other | 0.0005169
Floor lamp | Incandescent |  | 3-Way Incandescent | 1 | 100 | Other | 247817 | Other | 0.0005169
Recessed - other | Incandescent |  | Reflector | 1 | 65 | Other | 247817 | Other | 0.0005169
Recessed Can | Incandescent |  | Reflector | 1 | 65 | Dining Room | 247818 | Dining Room | 0.0005169
Low bay | Linear Fluorescent | 22 | T-8 | 2 | 32 | Bathroom | 247819 | Bathroom | 0.0005169
Ceiling Fixture | Incandescent |  | Decorative | 3 | 40 | Hall | 2478110 | Hall | 0.0005169
Ceiling Fan | Incandescent |  | Decorative | 10 | 40 | Hall | 2478110 | Hall | 0.0005169
Garage door opener | Incandescent |  | Standard A Lamp | 2 | 60 | Garage | 2478111 | Garage | 0.0005169
Ceiling Fixture | Incandescent |  | Standard A Lamp | 1 | 60 | Hall | 2478112 | Hall | 0.0005169
Track | Incandescent |  | Reflector | 2 | 65 | Hall | 2478112 | Hall | 0.0005169
Ceiling Fixture | Linear Fluorescent | 48 | T-12 | 2 | 20 | Kitchen | 2478113 | Kitchen | 0.0005169
Low bay | Linear Fluorescent | 16 | T-8 | 1 | 20 | Kitchen | 2478113 | Kitchen | 0.0005169
Recessed Can | Incandescent |  | Reflector | 1 | 65 | Laundry Room | 2478114 | Laundry Room | 0.0005169
Track | Halogen |  | PAR | 3 | 125 | Living Room | 2478115 | Living Room | 0.0005169
Table | Incandescent |  | 3-Way Incandescent | 1 | 150 | Living Room | 2478115 | Living Room | 0.0005169
Wall Mount | Linear Fluorescent | 48 | Fluorescent Other | 1 | 40 | Bathroom | 2478116 | Bathroom | 0.0005169
Recessed Can | Incandescent |  | Reflector | 1 | 65 | Bathroom | 2478116 | Bathroom | 0.0005169
High bay | Linear Fluorescent | 48 | T-12 | 2 | 40 | Hall | 2478117 | Hall | 0.0005169
Floor lamp | Incandescent |  | 3-Way Incandescent | 1 | 150 | Master Bedroom | 2478118 | Master Bedroom | 0.0005169
Other | Incandescent |  | Reflector | 1 | 50 | Master Bedroom | 2478118 | Master Bedroom | 0.0005169
Low bay | Linear Fluorescent | 30 | T-12 | 1 | 40 | Master Bedroom | 2478118 | Master Bedroom | 0.0005169
Table | Other |  |  | 2 | 40 | Office | 2478119 | Office | 0.0005169
Recessed - other | Incandescent |  | Reflector | 1 | 65 | Office | 2478119 | Office | 0.0005169
Table | Incandescent |  | 3-Way Incandescent | 1 | 150 | Office | 2478119 | Office | 0.0005169
Architectural | Incandescent |  | Standard A Lamp | 1 | 60 | Closet | 2478120 | Closet | 0.0005169
Architectural | Compact Fluorescent |  | Twist | 1 | 28 | Other | 2478121 | Other | 0.0005169
Track | Incandescent |  | Reflector | 2 | 65 | Other | 2478122 | Other | 0.0005169
Track | Incandescent |  | Reflector | 3 | 65 | Other | 2478122 | Other | 0.0005169
Wall Mount | Incandescent |  | Globe | 6 | 40 | Bathroom | 247851 | Bathroom | 0.00047324
Ceiling Fixture | Incandescent |  | Standard A Lamp | 1 | 65 | Bedroom | 247852 | Bedroom | 0.00047324
Ceiling Fixture | Incandescent |  | Standard A Lamp | 1 | 60 | Bedroom | 247853 | Bedroom | 0.00047324
Table | Compact Fluorescent |  | Twist | 1 | 22 | Bedroom | 247853 | Bedroom | 0.00047324
Ceiling Fixture | Incandescent |  | Standard A Lamp | 1 | 60 | Hall | 247854 | Hall | 0.00047324
Ceiling Fixture | Linear Fluorescent | 48 | T-12 | 4 | 40 | Kitchen | 247855 | Kitchen | 0.00047324
Floor lamp | Compact Fluorescent |  | Twist | 1 | 15 | Living Room | 247856 | Living Room | 0.00047324
Table | Compact Fluorescent |  | Twist | 1 | 22 | Living Room | 247856 | Living Room | 0.00047324
Ceiling Fixture | Compact Fluorescent |  | Twist | 2 | 22 | Living Room | 247856 | Living Room | 0.00047324
Wall Mount | Incandescent |  | Standard A Lamp | 3 | 40 | Bathroom | 247901 | Bathroom | 0.0005169
Wall Mount | Incandescent |  | Globe | 8 | 60 | Bathroom | 247902 | Bathroom | 0.0005169
Recessed Can | Incandescent |  | Heat Lamp | 1 | 125 | Bathroom | 247902 | Bathroom | 0.0005169
Ceiling Fixture | Incandescent |  | Reflector | 3 | 65 | Bedroom | 247903 | Bedroom | 0.0005169
Table | Incandescent |  | Standard A Lamp | 1 | 75 | Bedroom | 247903 | Bedroom | 0.0005169
Ceiling Fixture | Incandescent |  | Reflector | 3 | 65 | Bedroom | 247904 | Bedroom | 0.0005169
Recessed Can | Compact Fluorescent |  | Twist | 1 | 15 | Dining Room | 247905 | Dining Room | 0.0005169
Chandelier (Hanging) | Incandescent |  | Mini base | 10 | 25 | Hall | 247906 | Hall | 0.0005169
Table | Compact Fluorescent |  | Twist | 1 | 15 | Hall | 247906 | Hall | 0.0005169
Recessed - other | Incandescent |  | Reflector | 1 | 65 | Family Room | 247907 | Family Room | 0.0005169
Floor lamp | Compact Fluorescent |  | Twist | 2 | 22 | Family Room | 247907 | Family Room | 0.0005169
Chandelier (Hanging) | Incandescent |  | Mini base | 8 | 25 | Dining Room | 247908 | Dining Room | 0.0005169
Ceiling Fixture | Incandescent |  | Reflector | 3 | 65 | Living Room | 247909 | Living Room | 0.0005169
Ceiling Fixture | Compact Fluorescent |  | Twist | 1 | 15 | Garage | 2479010 | Garage | 0.0005169
Recessed Can | Compact Fluorescent |  | Twist | 1 | 15 | Kitchen | 2479011 | Kitchen | 0.0005169
Ceiling Fixture | Incandescent |  | Standard A Lamp | 2 | 40 | Laundry Room | 2479012 | Laundry Room | 0.0005169
Recessed Can | Compact Fluorescent |  | Twist | 1 | 15 | Living Room | 2479013 | Living Room | 0.0005169
Table | Incandescent |  | Standard A Lamp | 1 | 60 | Living Room | 2479013 | Living Room | 0.0005169
Ceiling Fixture | Compact Fluorescent |  | Twist | 1 | 15 | Bathroom | 2479014 | Bathroom | 0.0005169
Wall Mount | Incandescent |  | Globe | 8 | 60 | Bathroom | 2479015 | Bathroom | 0.0005169
Recessed Can | Incandescent |  | Heat Lamp | 1 | 125 | Bathroom | 2479015 | Bathroom | 0.0005169
Ceiling Fan | Compact Fluorescent |  | Twist | 4 | 22 | Master Bedroom | 2479016 | Master Bedroom | 0.0005169
Table | Incandescent |  | Standard A Lamp | 1 | 60 | Master Bedroom | 2479016 | Master Bedroom | 0.0005169
Ceiling Fixture | Incandescent |  | Standard A Lamp | 3 | 25 | Closet | 2479017 | Closet | 0.0005169
Ceiling Fixture | Incandescent |  | Reflector | 3 | 65 | Office | 2479018 | Office | 0.0005169
Ceiling Fixture | Incandescent |  | Reflector | 3 | 65 | Bedroom | 2479019 | Bedroom | 0.0005169
Ceiling Fixture | Incandescent |  | Reflector | 3 | 65 | Bedroom | 2479020 | Bedroom | 0.0005169
Wall Mount | Incandescent |  | Globe | 8 | 60 | Bathroom | 2479021 | Bathroom | 0.0005169
Ceiling Fixture | Compact Fluorescent |  | Twist | 1 | 15 | Hall | 2479022 | Hall | 0.0005169
Wall Mount | Compact Fluorescent |  | Twist | 2 | 13 | Bathroom | 247951 | Bathroom | 0.0005169
Ceiling Fixture | Incandescent |  | Standard A Lamp | 1 | 60 | Bathroom | 247951 | Bathroom | 0.0005169
Ceiling Fixture | Incandescent |  | Standard A Lamp | 1 | 60 | Bedroom | 247952 | Bedroom | 0.0005169
Ceiling Fixture | Compact Fluorescent |  | Twist | 1 | 13 | Bedroom | 247952 | Bedroom | 0.0005169
Floor lamp | Compact Fluorescent |  | Twist | 1 | 9 | Dining Room | 247953 | Dining Room | 0.0005169
Floor lamp | Compact Fluorescent |  | Twist | 1 | 23 | Dining Room | 247953 | Dining Room | 0.0005169
Ceiling Fan | Incandescent |  | Standard A Lamp | 3 | 60 | Dining Room | 247953 | Dining Room | 0.0005169
Recessed Can | Incandescent |  | Reflector | 1 | 50 | Family Room | 247954 | Family Room | 0.0005169
Floor lamp | Incandescent |  | Globe | 1 | 40 | Family Room | 247954 | Family Room | 0.0005169
Floor lamp | Compact Fluorescent |  | Twist | 1 | 23 | Family Room | 247954 | Family Room | 0.0005169
Ceiling Fixture | Linear Fluorescent | 48 | T-12 | 4 | 40 | Garage | 247955 | Garage | 0.0005169
Floor lamp | Incandescent |  | Decorative | 1 | 40 | Garage | 247955 | Garage | 0.0005169
Ceiling Fixture | Incandescent |  | Standard A Lamp | 1 | 60 | Garage | 247955 | Garage | 0.0005169
Ceiling Fixture | Incandescent |  | Standard A Lamp | 1 | 75 | Hall | 247956 | Hall | 0.0005169
Ceiling Fan | Incandescent |  | Standard A Lamp | 1 | 60 | Bedroom | 247957 | Bedroom | 0.0005169
Wall Mount | Incandescent |  | Decorative | 1 | 25 | Kitchen | 247958 | Kitchen | 0.0005169
Recessed Can | Incandescent |  | Reflector | 1 | 65 | Kitchen | 247958 | Kitchen | 0.0005169
Floor lamp | Compact Fluorescent |  | Twist | 1 | 13 | Living Room | 247959 | Living Room | 0.0005169
Floor lamp | Compact Fluorescent |  | Twist | 1 | 23 | Living Room | 247959 | Living Room | 0.0005169
Wall Mount | Incandescent |  | Standard A Lamp | 1 | 60 | Bathroom | 2479510 | Bathroom | 0.0005169
Ceiling Fan | Incandescent |  | Decorative | 6 | 40 | Master Bedroom | 2479511 | Master Bedroom | 0.0005169
Floor lamp | Halogen |  | PAR | 1 | 100 | Office | 2479512 | Office | 0.0005169
Floor lamp | Compact Fluorescent |  | Twist | 1 | 23 | Office | 2479512 | Office | 0.0005169
Recessed Can | Compact Fluorescent |  | Reflector | 1 | 22 | Closet | 2479513 | Closet | 0.0005169
Ceiling Fixture | Compact Fluorescent |  | Twist | 2 | 23 | Bedroom | 248071 | Bedroom | 0.0005169
Floor lamp | Compact Fluorescent |  | Twist | 1 | 23 | Bedroom | 248071 | Bedroom | 0.0005169
Ceiling Fixture | Incandescent |  | Standard A Lamp | 1 | 40 | Bedroom | 248072 | Bedroom | 0.0005169
Chandelier (Hanging) | Incandescent |  | Globe | 10 | 40 | Dining Room | 248073 | Dining Room | 0.0005169
Ceiling Fixture | Incandescent |  | Standard A Lamp | 1 | 40 | Family Room | 248074 | Family Room | 0.0005169
Floor lamp | Incandescent |  | Standard A Lamp | 1 | 60 | Family Room | 248074 | Family Room | 0.0005169
Ceiling Fixture | Compact Fluorescent |  | Twist | 1 | 23 | Garage | 248075 | Garage | 0.0005169
Wall Mount | Incandescent |  | Globe | 4 | 40 | Bathroom | 248076 | Bathroom | 0.0005169
Ceiling Fixture | Incandescent |  | Decorative | 2 | 60 | Hall | 248077 | Hall | 0.0005169
Ceiling Fixture | Incandescent |  | Standard A Lamp | 1 | 60 | Bedroom | 248078 | Bedroom | 0.0005169
Ceiling Fixture | Compact Fluorescent |  | Twist | 1 | 23 | Bedroom | 248078 | Bedroom | 0.0005169
Ceiling Fixture | Linear Fluorescent | 48 | T-12 | 2 | 40 | Kitchen | 248079 | Kitchen | 0.0005169
Recessed Can | Incandescent |  | Reflector | 1 | 75 | Kitchen | 248079 | Kitchen | 0.0005169
Ceiling Fixture | Incandescent |  | Standard A Lamp | 1 | 60 | Laundry Room | 2480710 | Laundry Room | 0.0005169
Torchiere | Incandescent |  | Globe | 5 | 40 | Living Room | 2480711 | Living Room | 0.0005169
Torchiere | Halogen |  | Quartz Tube | 1 | 100 | Living Room | 2480711 | Living Room | 0.0005169
Wall Mount | Incandescent |  | Globe | 7 | 60 | Bathroom | 2480712 | Bathroom | 0.0005169
Ceiling Fixture | Incandescent |  | Heat Lamp | 1 | 75 | Bathroom | 2480712 | Bathroom | 0.0005169
Ceiling Fixture | Incandescent |  | Standard A Lamp | 2 | 40 | Master Bedroom | 2480713 | Master Bedroom | 0.0005169
Floor lamp | Incandescent |  | Standard A Lamp | 1 | 60 | Master Bedroom | 2480713 | Master Bedroom | 0.0005169
Ceiling Fixture | Linear Fluorescent | 48 | T-12 | 2 | 40 | Closet | 2480714 | Closet | 0.0005169
Wall Mount | Incandescent |  | Globe | 1 | 60 | Hall | 2480715 | Hall | 0.0005169
Wall Mount | Compact Fluorescent |  | Globe | 4 | 23 | Bathroom | 2480716 | Bathroom | 0.0005169
Ceiling Fixture | Compact Fluorescent |  | Twist | 1 | 13 | Hall | 2480717 | Hall | 0.0005169
Wall Mount | Incandescent |  | Standard A Lamp | 6 | 60 | Bathroom | 248081 | Bathroom | 0.00094081
Wall Mount | Incandescent |  | Standard A Lamp | 1 | 60 | Bathroom | 248081 | Bathroom | 0.00094081
Ceiling Fixture | Incandescent |  | Standard A Lamp | 2 | 65 | Bedroom | 248082 | Bedroom | 0.00094081
Ceiling Fixture | Incandescent |  | Standard A Lamp | 1 | 100 | Dining Room | 248083 | Dining Room | 0.00094081
Floor lamp | Compact Fluorescent |  | Straight Tube | 1 | 28 | Dining Room | 248083 | Dining Room | 0.00094081
Ceiling Fixture | Linear Fluorescent | 96 | T-12 | 2 | 75 | Garage | 248084 | Garage | 0.00094081
Garage door opener | Incandescent |  | Standard A Lamp | 1 | 60 | Garage | 248084 | Garage | 0.00094081
Ceiling Fixture | Incandescent |  | Standard A Lamp | 2 | 60 | Hall | 248085 | Hall | 0.00094081
Ceiling Fixture | Compact Fluorescent |  | Twist | 1 | 20 | Hall | 248085 | Hall | 0.00094081
Ceiling Fixture | Linear Fluorescent | 24 | T-12 | 5 | 40 | Kitchen | 248086 | Kitchen | 0.00094081
Ceiling Fixture | Compact Fluorescent |  | Twist | 1 | 19 | Laundry Room | 248087 | Laundry Room | 0.00094081
Table | Incandescent |  | Standard A Lamp | 1 | 100 | Living Room | 248088 | Living Room | 0.00094081
Wall Mount | Incandescent |  | Standard A Lamp | 4 | 60 | Bathroom | 248089 | Bathroom | 0.00094081
Table | Incandescent |  | Standard A Lamp | 1 | 60 | Bedroom | 2480810 | Bedroom | 0.00094081
Table | Incandescent |  | Standard A Lamp | 1 | 100 | Bedroom | 2480810 | Bedroom | 0.00094081
Ceiling Fixture | Incandescent |  | Standard A Lamp | 3 | 60 | Bedroom | 2480810 | Bedroom | 0.00094081
Ceiling Fixture | Incandescent |  | Standard A Lamp | 2 | 75 | Office | 2480811 | Office | 0.00094081
Wall Mount | Compact Fluorescent |  | Twist | 3 | 15 | Bathroom | 248161 | Bathroom | 0.0005169
Ceiling Fixture | Compact Fluorescent |  | Circline (Screw Base) | 2 | 15 | Bathroom | 248161 | Bathroom | 0.0005169
Wall Mount | Incandescent |  | Standard A Lamp | 3 | 60 | Bathroom | 248162 | Bathroom | 0.0005169
Ceiling Fixture | Compact Fluorescent |  | Circline (Screw Base) | 1 | 16 | Bathroom | 248162 | Bathroom | 0.0005169
Ceiling Fixture | Compact Fluorescent |  | Twist | 2 | 15 | Bedroom | 248163 | Bedroom | 0.0005169
Table | Compact Fluorescent |  | Twist | 1 | 15 | Bedroom | 248163 | Bedroom | 0.0005169
Ceiling Fixture | Incandescent |  | Standard A Lamp | 3 | 60 | Bedroom | 248164 | Bedroom | 0.0005169
Table | Incandescent |  | Standard A Lamp | 1 | 60 | Bedroom | 248164 | Bedroom | 0.0005169
Table | Compact Fluorescent |  | Twist | 1 | 15 | Other | 248165 | Other | 0.0005169
Table | Incandescent |  | Standard A Lamp | 1 | 60 | Other | 248165 | Other | 0.0005169
Chandelier (Hanging) | Incandescent |  | Mini base | 6 | 25 | Dining Room | 248166 | Dining Room | 0.0005169
Architectural | Halogen |  | Quartz Tube | 1 | 20 | Dining Room | 248166 | Dining Room | 0.0005169
Garage door opener | Incandescent |  | Standard A Lamp | 1 | 60 | Garage | 248167 | Garage | 0.0005169
Ceiling Fixture | Incandescent |  | Mini base | 3 | 25 | Hall | 248168 | Hall | 0.0005169
Track | Halogen |  | MR | 10 | 20 | Kitchen | 248169 | Kitchen | 0.0005169
Ceiling Fixture | Compact Fluorescent |  | Twist | 2 | 15 | Laundry Room | 2481610 | Laundry Room | 0.0005169
Table | Compact Fluorescent |  | Twist | 1 | 15 | Living Room | 2481611 | Living Room | 0.0005169
Ceiling Fixture | Linear Fluorescent | 60 | T-8 | 2 | 32 | Other | 248221 | Other | 0.00028447
Ceiling Fixture | Incandescent |  | Standard A Lamp | 1 | 100 | Other | 248221 | Other | 0.00028447
Track | Incandescent |  | Globe | 8 | 65 | Bathroom | 248222 | Bathroom | 0.00028447
Track | Incandescent |  | Globe | 5 | 65 | Bathroom | 248223 | Bathroom | 0.00028447
Wall Mount | Incandescent |  | Standard A Lamp | 1 | 60 | Bathroom | 248223 | Bathroom | 0.00028447
Table | Incandescent |  | Standard A Lamp | 1 | 100 | Bedroom | 248224 | Bedroom | 0.00028447
Ceiling Fixture | Incandescent |  | Standard A Lamp | 2 | 100 | Bedroom | 248225 | Bedroom | 0.00028447
Table | Compact Fluorescent |  | Twist | 1 | 7 | Bedroom | 248225 | Bedroom | 0.00028447
Ceiling Fixture | Incandescent |  | Standard A Lamp | 2 | 60 | Bedroom | 248226 | Bedroom | 0.00028447
Table | Compact Fluorescent |  | Twist | 1 | 7 | Bedroom | 248226 | Bedroom | 0.00028447
Ceiling Fixture | Linear Fluorescent | 48 | T-8 | 2 | 32 | Dining Room | 248227 | Dining Room | 0.00028447
Wall Mount | Incandescent |  | Decorative | 1 | 65 | Hall | 248228 | Hall | 0.00028447
Ceiling Fixture | Linear Fluorescent | 60 | T-8 | 2 | 32 | Hall | 248229 | Hall | 0.00028447
Ceiling Fixture | Incandescent |  | Standard A Lamp | 2 | 60 | Hall | 248229 | Hall | 0.00028447
Ceiling Fixture | Linear Fluorescent | 48 | T-8 | 4 | 32 | Kitchen | 2482210 | Kitchen | 0.00028447
Chandelier (Hanging) | Compact Fluorescent |  | Twist | 3 | 15 | Kitchen | 2482210 | Kitchen | 0.00028447
Table | Compact Fluorescent |  | Twist | 1 | 22 | Living Room | 2482211 | Living Room | 0.00028447
Ceiling Fan | Incandescent |  | Standard A Lamp | 1 | 100 | Living Room | 2482211 | Living Room | 0.00028447
Ceiling Fixture | Incandescent |  | Heat Lamp | 2 | 250 | Bathroom | 248261 | Bathroom | 0.00040077
Wall Mount | Incandescent |  | Standard A Lamp | 5 | 60 | Bathroom | 248261 | Bathroom | 0.00040077
Ceiling Fixture | Linear Fluorescent | 48 | T-12 | 2 | 40 | Bathroom | 248262 | Bathroom | 0.00040077
Ceiling Fixture | Incandescent |  | Standard A Lamp | 2 | 60 | Bathroom | 248262 | Bathroom | 0.00040077
Wall Mount | Incandescent |  | Standard A Lamp | 4 | 100 | Bathroom | 248262 | Bathroom | 0.00040077
Ceiling Fixture | Incandescent |  | Standard A Lamp | 2 | 60 | Bedroom | 248263 | Bedroom | 0.00040077
Table | Incandescent |  | Standard A Lamp | 1 | 60 | Bedroom | 248263 | Bedroom | 0.00040077
Table | Incandescent |  | Standard A Lamp | 1 | 60 | Bedroom | 248264 | Bedroom | 0.00040077
Ceiling Fan | Incandescent |  | Decorative | 3 | 40 | Bedroom | 248264 | Bedroom | 0.00040077
Ceiling Fixture | Incandescent |  | Standard A Lamp | 2 | 60 | Other | 248265 | Other | 0.00040077
Table | Incandescent |  | Standard A Lamp | 1 | 60 | Other | 248265 | Other | 0.00040077
Floor lamp | Incandescent |  | Reflector | 3 | 50 | Other | 248265 | Other | 0.00040077
Ceiling Fan | Incandescent |  | Decorative | 2 | 40 | Family Room | 248266 | Family Room | 0.00040077
Table | Incandescent |  | Standard A Lamp | 1 | 100 | Family Room | 248266 | Family Room | 0.00040077
Ceiling Fixture | Linear Fluorescent | 48 | T-12 | 2 | 40 | Garage | 248267 | Garage | 0.00040077
Garage door opener | Incandescent |  | Standard A Lamp | 1 | 100 | Garage | 248267 | Garage | 0.00040077
Ceiling Fixture | Compact Fluorescent |  | Twist | 1 | 22 | Garage | 248267 | Garage | 0.00040077
Ceiling Fixture | Incandescent |  | Standard A Lamp | 2 | 60 | Hall | 248268 | Hall | 0.00040077
Table | Incandescent |  | Reflector | 1 | 60 | Kitchen | 248269 | Kitchen | 0.00040077
Ceiling Fixture | Linear Fluorescent | 48 | T-12 | 4 | 40 | Kitchen | 248269 | Kitchen | 0.00040077
Recessed - other | Incandescent |  | Standard A Lamp | 1 | 40 | Kitchen | 248269 | Kitchen | 0.00040077
Table | Incandescent |  | Standard A Lamp | 1 | 60 | Living Room | 2482610 | Living Room | 0.00040077
Ceiling Fixture | Compact Fluorescent |  | Twist | 2 | 22 | Bathroom | 248271 | Bathroom | 0.00028447
Wall Mount | Incandescent |  | Standard A Lamp | 3 | 40 | Bathroom | 248272 | Bathroom | 0.00028447
Wall Mount | Incandescent |  | Standard A Lamp | 3 | 40 | Bedroom | 248273 | Bedroom | 0.00028447
Recessed Can | Incandescent |  | Reflector | 1 | 40 | Bathroom | 248274 | Bathroom | 0.00028447
Ceiling Fixture | Incandescent |  | Standard A Lamp | 2 | 60 | Bedroom | 248275 | Bedroom | 0.00028447
Recessed Can | Incandescent |  | Reflector | 1 | 60 | Bedroom | 248276 | Bedroom | 0.00028447
Wall Mount | Incandescent |  | Standard A Lamp | 1 | 60 | Bedroom | 248276 | Bedroom | 0.00028447
Wall Mount | Incandescent |  | Standard A Lamp | 2 | 40 | Bedroom | 248276 | Bedroom | 0.00028447
Recessed Can | Incandescent |  | Reflector | 1 | 40 | Living Room | 248277 | Living Room | 0.00028447
Ceiling Fixture | Incandescent |  | Standard A Lamp | 1 | 40 | Living Room | 248277 | Living Room | 0.00028447
Wall Mount | Incandescent |  | Standard A Lamp | 1 | 40 | Hall | 248278 | Hall | 0.00028447
Recessed Can | Incandescent |  | Reflector | 1 | 60 | Other | 248279 | Other | 0.00028447
Recessed Can | Incandescent |  | Reflector | 1 | 60 | Dining Room | 2482710 | Dining Room | 0.00028447
Recessed Can | Incandescent |  | Reflector | 1 | 60 | Dining Room | 2482710 | Dining Room | 0.00028447
Recessed Can | Incandescent |  | Reflector | 1 | 60 | Dining Room | 2482710 | Dining Room | 0.00028447
Ceiling Fixture | Compact Fluorescent |  | Twist | 4 | 22 | Dining Room | 2482710 | Dining Room | 0.00028447
Table | Incandescent |  | Standard A Lamp | 1 | 60 | Dining Room | 2482710 | Dining Room | 0.00028447
Recessed Can | Incandescent |  | Reflector | 1 | 60 | Other | 2482711 | Other | 0.00028447
Wall Mount | Incandescent |  | Standard A Lamp | 2 | 60 | Other | 2482711 | Other | 0.00028447
Ceiling Fixture | Linear Fluorescent | 48 | T-8 | 4 | 40 | Other | 2482711 | Other | 0.00028447
Wall Mount | Incandescent |  | Standard A Lamp | 4 | 40 | Master Bedroom | 2482712 | Master Bedroom | 0.00028447
Wall Mount | Compact Fluorescent |  | Twist | 1 | 22 | Master Bedroom | 2482712 | Master Bedroom | 0.00028447
Table | Incandescent |  | Standard A Lamp | 1 | 60 | Master Bedroom | 2482712 | Master Bedroom | 0.00028447
Ceiling Fixture | Incandescent |  | Mini base | 6 | 40 | Master Bedroom | 2482712 | Master Bedroom | 0.00028447
Recessed Can | Incandescent |  | Reflector | 1 | 40 | Office | 2482713 | Office | 0.00028447
Ceiling Fixture | Incandescent |  | Standard A Lamp | 1 | 60 | Office | 2482714 | Office | 0.00028447
Recessed Can | Incandescent |  | Reflector | 1 | 40 | Other | 2482715 | Other | 0.00028447
Ceiling Fixture | Incandescent |  | Standard A Lamp | 1 | 60 | Other | 248331 | Other | 0.0030496
Ceiling Fixture | Incandescent |  | Reflector | 1 | 65 | Bathroom | 248332 | Bathroom | 0.0030496
Ceiling Fixture | Compact Fluorescent |  | Twist | 1 | 15 | Bathroom | 248333 | Bathroom | 0.0030496
Wall Mount | Compact Fluorescent |  | Twist | 2 | 15 | Bathroom | 248333 | Bathroom | 0.0030496
Ceiling Fixture | Incandescent |  | Standard A Lamp | 2 | 60 | Bedroom | 248334 | Bedroom | 0.0030496
Table | Incandescent |  | Standard A Lamp | 1 | 40 | Bedroom | 248334 | Bedroom | 0.0030496
Ceiling Fixture | Incandescent |  | Standard A Lamp | 1 | 60 | Bedroom | 248335 | Bedroom | 0.0030496
Table | Incandescent |  | Standard A Lamp | 1 | 40 | Bedroom | 248335 | Bedroom | 0.0030496
Ceiling Fixture | Incandescent |  | Standard A Lamp | 1 | 60 | Bedroom | 248336 | Bedroom | 0.0030496
Floor lamp | Incandescent |  | Standard A Lamp | 1 | 60 | Bedroom | 248336 | Bedroom | 0.0030496
Ceiling Fixture | Linear Fluorescent | 48 | T-12 | 2 | 40 | Garage | 248337 | Garage | 0.0030496
Ceiling Fixture | Incandescent |  | Standard A Lamp | 1 | 60 | Garage | 248337 | Garage | 0.0030496
Ceiling Fixture | Incandescent |  | Standard A Lamp | 1 | 60 | Hall | 248338 | Hall | 0.0030496
Recessed Can | Compact Fluorescent |  | Twist | 1 | 15 | Kitchen | 248339 | Kitchen | 0.0030496
Ceiling Fixture | Linear Fluorescent | 12 | T-12 | 1 | 15 | Kitchen | 248339 | Kitchen | 0.0030496
Recessed - other | Incandescent |  | Standard A Lamp | 2 | 40 | Kitchen | 248339 | Kitchen | 0.0030496
Ceiling Fixture | Incandescent |  | Standard A Lamp | 1 | 60 | Laundry Room | 2483310 | Laundry Room | 0.0030496
Ceiling Fixture | Compact Fluorescent |  | Twist | 2 | 15 | Living Room | 2483311 | Living Room | 0.0030496
Recessed Can | Incandescent |  | Reflector | 1 | 65 | Living Room | 2483311 | Living Room | 0.0030496
Table | Incandescent |  | Standard A Lamp | 1 | 60 | Living Room | 2483311 | Living Room | 0.0030496
Ceiling Fixture | Incandescent |  | Standard A Lamp | 2 | 65 | Bedroom | 248441 | Bedroom | 0.00094081
Wall Mount | Incandescent |  | Clear | 4 | 60 | Bathroom | 248442 | Bathroom | 0.00094081
Ceiling Fixture | Incandescent |  | Clear | 1 | 60 | Dining Room | 248443 | Dining Room | 0.00094081
Ceiling Fixture | Incandescent |  | Standard A Lamp | 1 | 60 | Hall | 248444 | Hall | 0.00094081
Ceiling Fixture | Linear Fluorescent | 48 | T-12 | 2 | 40 | Kitchen | 248445 | Kitchen | 0.00094081
Ceiling Fixture | Incandescent |  | Standard A Lamp | 2 | 60 | Laundry Room | 248446 | Laundry Room | 0.00094081
Ceiling Fixture | Incandescent |  | Standard A Lamp | 2 | 60 | Living Room | 248447 | Living Room | 0.00094081
Ceiling Fixture | Incandescent |  | Standard A Lamp | 2 | 60 | Bathroom | 248448 | Bathroom | 0.00094081
Table | Incandescent |  | Standard A Lamp | 1 | 60 | Bathroom | 248448 | Bathroom | 0.00094081
Wall Mount | Compact Fluorescent |  | Twist | 1 | 22 | Bathroom | 248501 | Bathroom | 0.00029634
Ceiling Fixture | Incandescent |  | Decorative | 1 | 75 | Bathroom | 248502 | Bathroom | 0.00029634
Ceiling Fixture | Incandescent |  | Decorative | 6 | 25 | Bedroom | 248503 | Bedroom | 0.00029634
Ceiling Fixture | Incandescent |  | Decorative | 6 | 25 | Bedroom | 248504 | Bedroom | 0.00029634
Ceiling Fixture | Incandescent |  | Standard A Lamp | 2 | 60 | Hall | 248505 | Hall | 0.00029634
Recessed - other | Incandescent |  | Standard A Lamp | 1 | 60 | Hall | 248506 | Hall | 0.00029634
Ceiling Fixture | Linear Fluorescent | 48 | T-8 | 4 | 32 | Kitchen | 248507 | Kitchen | 0.00029634
Ceiling Fixture | Compact Fluorescent |  | Twist | 1 | 15 | Kitchen | 248507 | Kitchen | 0.00029634
Ceiling Fixture | Incandescent |  | Standard A Lamp | 1 | 60 | Kitchen | 248507 | Kitchen | 0.00029634
Ceiling Fixture | Incandescent |  | Standard A Lamp | 2 | 40 | Laundry Room | 248508 | Laundry Room | 0.00029634
Floor lamp | Incandescent |  | 3-Way Incandescent | 1 | 100 | Living Room | 248509 | Living Room | 0.00029634
Ceiling Fan | Incandescent |  | Decorative | 5 | 60 | Living Room | 248509 | Living Room | 0.00029634
Recessed Can | Incandescent |  | Reflector | 1 | 65 | Living Room | 248509 | Living Room | 0.00029634
Ceiling Fixture | Incandescent |  | 3-Way Incandescent | 1 | 100 | Other | 2485010 | Other | 0.00029634
Chandelier (Hanging) | Incandescent |  | Clear | 5 | 60 | Living Room | 2485011 | Living Room | 0.00029634
Table | Incandescent |  | Decorative | 1 | 60 | Living Room | 2485011 | Living Room | 0.00029634
Table | Incandescent |  | Standard A Lamp | 1 | 300 | Living Room | 2485011 | Living Room | 0.00029634
Garage door opener | Incandescent |  | Standard A Lamp | 1 | 100 | Garage | 2485012 | Garage | 0.00029634
Ceiling Fixture | Incandescent |  | Clear | 1 | 60 | Garage | 2485012 | Garage | 0.00029634
Table | Incandescent |  | 3-Way Incandescent | 1 | 100 | Bedroom | 2485013 | Bedroom | 0.00029634
Ceiling Fixture | Incandescent |  | Standard A Lamp | 1 | 60 | Bedroom | 2485013 | Bedroom | 0.00029634
Ceiling Fixture | Compact Fluorescent |  | Twist | 1 | 22 | Bathroom | 248631 | Bathroom | 0.00094081
Ceiling Fixture | Compact Fluorescent |  | Twist | 2 | 15 | Bedroom | 248632 | Bedroom | 0.00094081
Ceiling Fixture | Compact Fluorescent |  | Twist | 1 | 22 | Hall | 248633 | Hall | 0.00094081
Ceiling Fixture | Incandescent |  | Globe | 5 | 60 | Kitchen | 248634 | Kitchen | 0.00094081
Ceiling Fixture | Incandescent |  | Standard A Lamp | 1 | 60 | Kitchen | 248635 | Kitchen | 0.00094081
Ceiling Fixture | Compact Fluorescent |  | Twist | 1 | 22 | Kitchen | 248635 | Kitchen | 0.00094081
Ceiling Fixture | Incandescent |  | Standard A Lamp | 1 | 100 | Laundry Room | 248636 | Laundry Room | 0.00094081
Ceiling Fixture | Compact Fluorescent |  | Twist | 5 | 15 | Living Room | 248637 | Living Room | 0.00094081
Floor lamp | Compact Fluorescent |  | Twist | 1 | 15 | Living Room | 248637 | Living Room | 0.00094081
Floor lamp | Incandescent |  | Standard A Lamp | 1 | 75 | Living Room | 248637 | Living Room | 0.00094081
Ceiling Fixture | Compact Fluorescent |  | Twist | 2 | 15 | Bathroom | 248638 | Bathroom | 0.00094081
Wall Mount | Compact Fluorescent |  | Twist | 2 | 15 | Bathroom | 248638 | Bathroom | 0.00094081
Ceiling Fixture | Incandescent |  | Standard A Lamp | 3 | 25 | Master Bedroom | 248639 | Master Bedroom | 0.00094081
Ceiling Fixture | Linear Fluorescent | 48 | Fluorescent Other | 2 | 32 | Garage | 2486310 | Garage | 0.00094081
Wall Mount | Compact Fluorescent |  | Twist | 1 | 15 | Hall | 2486311 | Hall | 0.00094081
Ceiling Fixture | Incandescent |  | Standard A Lamp | 1 | 60 | Bedroom | 2486312 | Bedroom | 0.00094081
Ceiling Fixture | Incandescent |  | Standard A Lamp | 1 | 60 | Hall | 2486313 | Hall | 0.00094081
Ceiling Fixture | Compact Fluorescent |  | Twist | 1 | 15 | Living Room | 2486314 | Living Room | 0.00094081
Floor lamp | Incandescent |  | Standard A Lamp | 1 | 40 | Living Room | 2486314 | Living Room | 0.00094081
Ceiling Fixture | Compact Fluorescent |  | Twist | 1 | 22 | Living Room | 2486314 | Living Room | 0.00094081
Chandelier (Hanging) | Incandescent |  | Decorative | 2 | 25 | Dining Room | 248661 | Dining Room | 0.0010836
Ceiling Fixture | Incandescent |  | Standard A Lamp | 1 | 60 | Hall | 248662 | Hall | 0.0010836
Ceiling Fixture | Linear Fluorescent | 48 | T-8 | 2 | 32 | Kitchen | 248663 | Kitchen | 0.0010836
Recessed Can | Compact Fluorescent |  | Reflector | 1 | 22 | Bathroom | 248664 | Bathroom | 0.0010836
Recessed Can | Compact Fluorescent |  | Reflector | 1 | 22 | Family Room | 248665 | Family Room | 0.0010836
Track | Halogen |  | MR | 5 | 30 | Laundry Room | 248666 | Laundry Room | 0.0010836
Floor lamp | Incandescent |  | Decorative | 1 | 25 | Living Room | 248667 | Living Room | 0.0010836
Recessed Can | Compact Fluorescent |  | Reflector | 1 | 22 | Bathroom | 248668 | Bathroom | 0.0010836
Wall Mount | Compact Fluorescent |  | A shape bulb | 2 | 15 | Bathroom | 248668 | Bathroom | 0.0010836
Table | Incandescent |  | Clear | 1 | 40 | Master Bedroom | 248669 | Master Bedroom | 0.0010836
Ceiling Fixture | Incandescent |  | Standard A Lamp | 2 | 60 | Master Bedroom | 248669 | Master Bedroom | 0.0010836
Wall Mount | Compact Fluorescent |  | A shape bulb | 2 | 15 | Bathroom | 2486610 | Bathroom | 0.0010836
Track | Halogen |  | MR | 3 | 25 | Hall | 2486611 | Hall | 0.0010836
Chandelier (Hanging) | Incandescent |  | Standard A Lamp | 2 | 60 | Bedroom | 2486612 | Bedroom | 0.0010836
Recessed Can | Compact Fluorescent |  | Reflector | 1 | 22 | Hall | 2486613 | Hall | 0.0010836
Ceiling Fan | Incandescent |  | Standard A Lamp | 2 | 60 | Bedroom | 2486614 | Bedroom | 0.0010836