## Notes
Tab Name | Function | Uses | Manual Process | What to Check | Cross Check Tab | Common Issues | Special Considerations
Hours | Get.Hours.Summary() | For total calculations | None | None | None | None | None
CritInv_Year1/CritInv_Year2 AvgIng_Year1/AvgInv_Year2 AnnualInv | Get.LT.Inventory.Summary | This function creates monthly average and annual average loads and rescouce summaries. Critical summaries are used to validate the LORA Federal Loads and Resource report as well as RAM inventory. Average inventory summaries are used to validate the NSR summaries surplus and the surplus that gets pasted into the Transmission Model. | Before updating this workbook, goto AvgInv_YearX copy Rows (A1:N32) Paste to Row (A42). Do this for both years. This report is sometimes used to create charts for Load and Hydro monthly comparisons. But, would probably be more efficient to do this with a R process. | CritInv_YearX Row 32 should match the LORA Loads & Resources surplus/deficit AnnualInv should match the SurpluCheck tab Average Surplus (I2:I3) | The Critical summary surplus/deficit should match the LORA Loads and Resource reports critical surplus/deficit The Annual Inv and Average Inventory summaries should match the average inventory calculated by the SurplusCheck function Tab SurplusCheck (I2:I3) | Wind is usually around 46 aMW USBR around 178 aMW Canadian Entitlement around 443 aMW For any change I would check with the LORA team Steve or Mark to make sure that the change was intended. | Foot Creek Wind Shaping found Exports and Transfers Out in the LORA Report will go to 0 and could be removed from the code to make Load and Resource calculations a bit simpler. BUT doing that will mess up the reports that are already setup in this workbook. Might be best to just keep and set it to 0 for BP22.
SurplusCheck | Get.LT.Surplus.Check | This is to validate that RevSim is calculating the average surplus correctly. Also to calculate the hydro changes from Rate Case to Rate Case. | Before updating this workbook goto the SurplusCheck copy Rows (A2:I3) Paste to Rows (A7:I8) | Note the differences between Rate Cases and include it the summary email that you will send to the Pro Forma It is important to note the difference between critical hydro from the previous rate case since this effects Firm Surplus Sales/Augmentation. It is also import to distinguish the difference between Average Hydro to Critical Hydro for current study. Average Hydro could go up and Critical Hydro could go down creating Augmentation and making Average Hydro very surplus. |  | None | Talk with Steve Bellcoff to understand what changed from previous Rate Case. He will have some insight on Loads as well.
NSR_Year1, NSR_Year2 , RAMnsr | Get.LT.NSR.Results() | This function creates the dtNSR.Components table 3200 iteration average values. From that dataset the NSRAvgYr1 and NSRAvgYr2 summaries are created as well as the annual NSR summary (RAMdoc data table), which will be saved to the RAMDocs.xlxs file The monthly NSR averages are used in the Pro Forma and the RAMdoc is the annual NSR used in RAM. | None | Annual Surplus Row 10 | Compare SurplusCheck Tab Average Surplus (I2:I3) | None
Stats | Get.HydroPrice.Correlation() | This funciton creates the dtHydro.By.Itr.WY table and dtMidC.WtdAvgPrice.by.Itr.WY. From that dtMidC.WtdAvgPrice.by.Itr.WY which returns the wtd. MidC price. The tables are merged together to calculate the correlation | None | Check Correlations Rows (7 and 16) Correlations should -0.70 or higher. September can be a wild card, at times be in the mid -0.60s | Check the total NSR matches the total NSR in the NSR_YearX tabs. NSR StDev is usually around $200M, annually.
SliceRevenue | Get.LT.Slice.Revenue() | This function returns data tabel Slice_annual_Rev based off the functions that creates the Slice Inventory; "Slice.LT.Inventory.Calculation" | None |  | Rows (B2:B3) and (D2:D3) are linked to the RAMnse tab Rows (B25:C26)
4h10ck_Summary |  | This will be for the Pro Forma. This also links to the RAM_4h10c_TxExp tab for the annual values that RAM requires. | Before updating this workbook with new 4h10c goto the 4h10c_Summary tab copy A1:N16. Paste>Special>Values to N20. This perserves the previous Rate Case Credits. Rows A40:N55 display the deltas. After updating the 4h10c Calculator with MidC Prices and Replacement Purchases for each year. Copy the monthly summeries for each year from the MonthlySummaries tab in the 4h10c Calculator. The first year is A2:N8 Paste>Special>Values into this workbook the 4h10c tab Row A1 The second year is P3:AC8 Paste>Special>Values into this workbook the 4h10c tab Row A9 | Note the differences between Rate Cases and include it the summary email that you will send to the Pro Forma | Check one more time that you have update Direct and Captial Expenses. Chick that the average MidC price matches the average MidC price inth 4h10c Model Go to the PricesByItr Row 3204. These are flat prices and should match the MidC Tab in this work book.
TxExp_Summary |  |  | Before updating this workbook with new Transmission Expense goto the TxExp_Summary tab copy A1:N11. Paste to A15. Goto the Surplus4TxModel tab, copy the 3200 iterations of Surplus Deficit Rows (B2:Y3201) Open the Transmission Model, got the the Net_Surplus tab, Paste>Special>Values into the apropreate year and columns. Go to the R_StudyResluts file, tab AvgInv_Year1. Copy Rows (B34:M34) Go to the Transmission Model, tab BulkHub_Sales Row 4 and the apporpiate year, Paste>Special>Values. Repeat for year 2. | Note the differences between Rate Cases and include it the summary email that you will send to the Pro Forma
TxExp_Summary |  |  | Go to the Avg. Surplus By Iter. Click the Calculate button. This will run through each iteration saving the output in the Total Costs By Iter. tab. Go back to the R_StudyResults file tabe TxExp_Summary, Paste>Special>Values starting in Column B for the apropriate year. Repeat for the second year. When the model has completed go to the Total Costs By Iter. tab Copy Rows 3204:3207 Oct - Sep for the apropreate years one year at a time. Go to the R_StudyResults file, TxExp_Summary, Paste>Special>Values starting in Column B
NSRChart | Get.Annaul.NSR.Chart() | For a quick highly look of NSR shape | After running the R code Cope the image, Paste into the NSRChart tab
Generation4ProForma |  | For use in the Pro Forma | This tab is linked to the AvgInv_Yr1 and AvgInv_Yr2 tabs |  | AvgInv_Yr1 and AvgInv_Yr2 tabs
TFSales | ? | ? | This tab is manually populated

## Hours
Condition | 2027-10-01 | 2027-11-01 | 2027-12-01 | 2028-01-01 | 2028-02-01 | 2028-03-01 | 2028-04-01 | 2028-05-01 | 2028-06-01 | 2028-07-01 | 2028-08-01 | 2028-09-01 | Total
HLH | 416 | 400 | 416 | 400 | 400 | 432 | 400 | 416 | 416 | 400 | 432 | 400 | 4928
LLH | 328 | 321 | 328 | 344 | 296 | 311 | 320 | 328 | 304 | 344 | 312 | 320 | 3856
Flat | 744 | 721 | 744 | 744 | 696 | 743 | 720 | 744 | 720 | 744 | 744 | 720 | 8784

## CritInv_Year1
Category | 2027-10-01 | 2027-11-01 | 2027-12-01 | 2028-01-01 | 2028-02-01 | 2028-03-01 | 2028-04-01 | 2028-05-01 | 2028-06-01 | 2028-07-01 | 2028-08-01 | 2028-09-01 | Total
Hydro | 4915.4799 | 6620.599 | 7429.8832 | 7863.5657 | 6903.1791 | 6788.0133 | 5342.2137 | 7487.4576 | 7692.4663 | 6523.515 | 6708.3482 | 5115.5223 | 6618.8891
Slice Loss Returns | 13.3162 | 17.5822 | 19.4651 | 20.4526 | 18.216 | 17.8548 | 14.0072 | 18.7767 | 19.5398 | 16.5452 | 16.989 | 13.359 | 17.1811
HydroShift | 4.2544 | 5.4008 | -2.2265 | -8.0102 | 0.44152 | -8.4463 | 13.0521 | 10.7581 | 6.9415 | 6.8245 | 5.9412 | -6.4476 | 2.3599
CGS | 1116 | 1116 | 1116 | 1116 | 1116 | 1116 | 1116 | 1116 | 1116 | 1116 | 1116 | 1116 | 1116
Wind | 1.4512 | 0 | 0 | 0 | 0 | 0 | 0 | 0 | 0 | 0 | 0 | 0 | 0.12292
Klondike 3 | 0 | 0 | 0 | 0 | 0 | 0 | 0 | 0 | 0 | 0 | 0 | 0 | 0 | K3 in wind now
Small Hydro | 2.6744 | 2.8367 | 3.1865 | 3.2053 | 3.0366 | 3.0984 | 3.0883 | 2.8343 | 2.7161 | 2.6327 | 2.6327 | 2.63 | 2.8808
Import LCA Treaty | 1 | 1 | 1 | 1 | 1 | 1 | 1 | 1 | 1 | 1 | 1 | 1 | 1
Non Federal CER | 82.1935 | 85.1151 | 85.2796 | 81.8065 | 84.4828 | 85.4697 | 81.6667 | 85.2796 | 84.9333 | 81.8065 | 85.3548 | 85.2222 | 84.0464
Tier 1 Augmentation | 0 | 0 | 0 | 0 | 0 | 0 | 0 | 0 | 0 | 0 | 0 | 0 | 0
Tier 2 Augmentation | 292.7206 | 292.7206 | 292.7206 | 292.7206 | 292.7206 | 292.7206 | 292.7206 | 292.7206 | 292.7206 | 292.7206 | 292.7206 | 292.7206 | 292.7206
Other Augmentation | 36.4966 | 36.4966 | 36.4966 | 36.4966 | 36.4966 | 36.4966 | 36.4966 | 36.4966 | 36.4966 | 36.4966 | 36.4966 | 36.4966 | 36.4966
Committed Purchase | 64.5161 | 88.3148 | 138.9785 | 163.9785 | 125 | 88.9973 | 64.4444 | 0 | 0 | 0 | 0 | 25 | 63.1375
Total Resources | 6525.8486 | 8260.6651 | 9123.0099 | 9579.2257 | 8580.1317 | 8429.6507 | 6951.6375 | 9040.5653 | 9245.8728 | 8070.7166 | 8259.5419 | 6687.9507 | 8232.4751
Transmission Losses | -184.6815 | -233.7768 | -258.1812 | -271.0921 | -242.8177 | -238.5591 | -196.7313 | -255.848 | -281.0745 | -245.3498 | -251.0901 | -189.269 | -237.4752
Extra Losses | -0.74506 | -2.0459 | -1.1558 | -1.2302 | -1.2379 | -1.5142 | -1.9907 | -3.0183 | -2.9583 | -1.3441 | -1.3752 | -1.2891 | -1.6566
Total Resources less Losses | 6340.422 | 8024.8423 | 8863.673 | 9306.9034 | 8336.0761 | 8189.5774 | 6752.9154 | 8781.699 | 8961.8399 | 7824.0226 | 8007.0767 | 6497.3926 | 7993.3433
Load Following | 4096.3375 | 4699.7545 | 5672.4368 | 5672.7288 | 5221.1016 | 4771.9136 | 4282.0946 | 4104.8956 | 4238.6696 | 4557.296 | 4450.0964 | 3882.5014 | 4638.2415
Federal Agencies | 122.2849 | 150.9778 | 169.8616 | 172.7581 | 181.0374 | 154.1063 | 127.3625 | 111.9691 | 111.1681 | 130.9651 | 126.4594 | 101.5986 | 138.3161
SRTP | 654.3178 | 863.9387 | 956.4559 | 1004.9814 | 895.0825 | 877.334 | 688.272 | 922.631 | 937.2124 | 793.582 | 814.8644 | 656.4206 | 839.02
Block | 1097.9019 | 1500.4743 | 1588.2661 | 1669.3454 | 1525.1279 | 1496.3136 | 1024.0833 | 687.1075 | 564.2458 | 929.2231 | 968.8629 | 1208.9958 | 1187.7336
DSI | 11 | 11 | 11 | 11 | 11 | 11 | 10.9986 | 11 | 11 | 11 | 10.9987 | 11 | 10.9998
Canadian Entitlement | 305 | 305 | 305 | 305 | 305 | 305 | 305 | 305 | 305 | 305 | 305 | 305 | 305
NTSA | 0 | 0 | 0 | 0 | 0 | 0 | 0 | 0 | 0 | 23.4005 | 124.3642 | 0 | 12.5156
USBR | 133.2327 | 3.7874 | 3.7249 | 8.8003 | 13.3246 | 57.1235 | 256.8845 | 348.9637 | 391.6847 | 457.5134 | 357.75 | 311.7667 | 195.8695
Dittmer Ops | 9.4368 | 9.4369 | 9.4368 | 9.4368 | 9.4368 | 9.4374 | 9.4361 | 9.4368 | 9.4375 | 9.4368 | 9.4368 | 9.4375 | 9.4369
Upper Baker 2 | 0 | 3.8933 | 3.9232 | 3.7727 | 4.0332 | 0 | 0 | 0 | 0 | 0 | 0 | 0 | 1.291
Firm Surplus Sales | 0 | 0 | 0 | 0 | 0 | 0 | 0 | 0 | 0 | 0 | 0 | 0 | 0
Committed Sale | 0 | 0 | 0 | 0 | 0 | 0 | 0 | 0 | 0 | 0 | 0 | 0 | 0
Tier 2 | 618.0067 | 618.7476 | 617.7957 | 618.5941 | 619.5934 | 619.4199 | 618.7153 | 619.7056 | 620.5469 | 620.5685 | 620.5618 | 617.4542 | 619.143
Total Load | 7082.3597 | 8181.3877 | 9360.0986 | 9499.3799 | 8808.4643 | 8326.1437 | 7348.108 | 7146.7363 | 7215.7581 | 7865.5419 | 7816.7172 | 7133.2665 | 7983.0638
Surplus Deficit | -741.9377 | -156.5455 | -496.4256 | -192.4766 | -472.3882 | -136.5663 | -595.1926 | 1634.9627 | 1746.0818 | -41.5193 | 190.3595 | -635.8739 | 10.2795

## CritInv_Year2
Category | 2027-10-01 | 2027-11-01 | 2027-12-01 | 2028-01-01 | 2028-02-01 | 2028-03-01 | 2028-04-01 | 2028-05-01 | 2028-06-01 | 2028-07-01 | 2028-08-01 | 2028-09-01 | Total
Hydro | 4915.4799 | 6620.599 | 7429.8832 | 7863.5657 | 6903.1791 | 6788.0133 | 5342.2137 | 7487.4576 | 7692.4663 | 6523.515 | 6708.3482 | 5115.5223 | 6618.8891
Slice Loss Returns | 13.3162 | 17.5822 | 19.4651 | 20.4526 | 18.216 | 17.8548 | 14.0072 | 18.7767 | 19.5398 | 16.5452 | 16.989 | 13.359 | 17.1811
HydroShift | 4.2544 | 5.4008 | -2.2265 | -8.0102 | 0.44152 | -8.4463 | 13.0521 | 10.7581 | 6.9415 | 6.8245 | 5.9412 | -6.4476 | 2.3599
CGS | 1116 | 1116 | 1116 | 1116 | 1116 | 1116 | 1116 | 1116 | 1116 | 1116 | 1116 | 1116 | 1116
Wind | 1.4512 | 0 | 0 | 0 | 0 | 0 | 0 | 0 | 0 | 0 | 0 | 0 | 0.12292
Klondike 3 | 0 | 0 | 0 | 0 | 0 | 0 | 0 | 0 | 0 | 0 | 0 | 0 | 0
Small Hydro | 2.6744 | 2.8367 | 3.1865 | 3.2053 | 3.0366 | 3.0984 | 3.0883 | 2.8343 | 2.7161 | 2.6327 | 2.6327 | 2.63 | 2.8808
Import LCA Treaty | 1 | 1 | 1 | 1 | 1 | 1 | 1 | 1 | 1 | 1 | 1 | 1 | 1
Non Federal CER | 82.1935 | 85.1151 | 85.2796 | 81.8065 | 84.4828 | 85.4697 | 81.6667 | 85.2796 | 84.9333 | 81.8065 | 85.3548 | 85.2222 | 84.0464
Tier 1 Augmentation | 0 | 0 | 0 | 0 | 0 | 0 | 0 | 0 | 0 | 0 | 0 | 0 | 0
Tier 2 Augmentation | 292.7206 | 292.7206 | 292.7206 | 292.7206 | 292.7206 | 292.7206 | 292.7206 | 292.7206 | 292.7206 | 292.7206 | 292.7206 | 292.7206 | 292.7206
Other Augmentation | 36.4966 | 36.4966 | 36.4966 | 36.4966 | 36.4966 | 36.4966 | 36.4966 | 36.4966 | 36.4966 | 36.4966 | 36.4966 | 36.4966 | 36.4966
Committed Purchase | 64.5161 | 88.3148 | 138.9785 | 163.9785 | 125 | 88.9973 | 64.4444 | 0 | 0 | 0 | 0 | 25 | 63.1375
Total Resources | 6525.8486 | 8260.6651 | 9123.0099 | 9579.2257 | 8580.1317 | 8429.6507 | 6951.6375 | 9040.5653 | 9245.8728 | 8070.7166 | 8259.5419 | 6687.9507 | 8232.4751
Transmission Losses | -184.6815 | -233.7768 | -258.1812 | -271.0921 | -242.8177 | -238.5591 | -196.7313 | -255.848 | -281.0745 | -245.3498 | -251.0901 | -189.269 | -237.4752
Extra Losses | -0.74506 | -2.0459 | -1.1558 | -1.2302 | -1.2379 | -1.5142 | -1.9907 | -3.0183 | -2.9583 | -1.3441 | -1.3752 | -1.2891 | -1.6566
Total Resources less Losses | 6340.422 | 8024.8423 | 8863.673 | 9306.9034 | 8336.0761 | 8189.5774 | 6752.9154 | 8781.699 | 8961.8399 | 7824.0226 | 8007.0767 | 6497.3926 | 7993.3433
Load Following | 4096.3375 | 4699.7545 | 5672.4368 | 5672.7288 | 5221.1016 | 4771.9136 | 4282.0946 | 4104.8956 | 4238.6696 | 4557.296 | 4450.0964 | 3882.5014 | 4638.2415
Federal Agencies | 122.2849 | 150.9778 | 169.8616 | 172.7581 | 181.0374 | 154.1063 | 127.3625 | 111.9691 | 111.1681 | 130.9651 | 126.4594 | 101.5986 | 138.3161
SRTP | 654.3178 | 863.9387 | 956.4559 | 1004.9814 | 895.0825 | 877.334 | 688.272 | 922.631 | 937.2124 | 793.582 | 814.8644 | 656.4206 | 839.02
Block | 1097.9019 | 1500.4743 | 1588.2661 | 1669.3454 | 1525.1279 | 1496.3136 | 1024.0833 | 687.1075 | 564.2458 | 929.2231 | 968.8629 | 1208.9958 | 1187.7336
DSI | 11 | 11 | 11 | 11 | 11 | 11 | 10.9986 | 11 | 11 | 11 | 10.9987 | 11 | 10.9998
Canadian Entitlement | 305 | 305 | 305 | 305 | 305 | 305 | 305 | 305 | 305 | 305 | 305 | 305 | 305
NTSA | 0 | 0 | 0 | 0 | 0 | 0 | 0 | 0 | 0 | 23.4005 | 124.3642 | 0 | 12.5156
USBR | 133.2327 | 3.7874 | 3.7249 | 8.8003 | 13.3246 | 57.1235 | 256.8845 | 348.9637 | 391.6847 | 457.5134 | 357.75 | 311.7667 | 195.8695
Dittmer Ops | 9.4368 | 9.4369 | 9.4368 | 9.4368 | 9.4368 | 9.4374 | 9.4361 | 9.4368 | 9.4375 | 9.4368 | 9.4368 | 9.4375 | 9.4369
Upper Baker 2 | 0 | 3.8933 | 3.9232 | 3.7727 | 4.0332 | 0 | 0 | 0 | 0 | 0 | 0 | 0 | 1.291
Firm Surplus Sales | 0 | 0 | 0 | 0 | 0 | 0 | 0 | 0 | 0 | 0 | 0 | 0 | 0
Committed Sale | 0 | 0 | 0 | 0 | 0 | 0 | 0 | 0 | 0 | 0 | 0 | 0 | 0
Tier 2 | 618.0067 | 618.7476 | 617.7957 | 618.5941 | 619.5934 | 619.4199 | 618.7153 | 619.7056 | 620.5469 | 620.5685 | 620.5618 | 617.4542 | 619.143
Total Load | 7082.3597 | 8181.3877 | 9360.0986 | 9499.3799 | 8808.4643 | 8326.1437 | 7348.108 | 7146.7363 | 7215.7581 | 7865.5419 | 7816.7172 | 7133.2665 | 7983.0638
Surplus Deficit | -741.9377 | -156.5455 | -496.4256 | -192.4766 | -472.3882 | -136.5663 | -595.1926 | 1634.9627 | 1746.0818 | -41.5193 | 190.3595 | -635.8739 | 10.2795

## SurplusCheck
FiscalYear | Total Avg. Hydro | Total Critical Hydro | Hydro Delta | Sliced Surplus | Committed Sales | Committed Purchase | Hydro Shift CWY | Average Surplus
2028 | 8503.9907 | 6638.4301 | 1865.5606 | 1598.4712 | 0 | 61.3507 | 2.0208 | 1600.4919
Previous Rate Case
FiscalYear | Total Avg. Hydro | Total Critical Hydro | Hydro Delta | Sliced Surplus | Committed Sales | Committed Purchase | Hydro Shift CWY | Average Surplus
2024 | 8626.5701 | 6645.2092 | 1981.361 | 1540.2413 | 0 | 61.1298 | -32.8579 | 1507.3833
Delta
FiscalYear | Total Avg. Hydro | Total Critical Hydro | Hydro Delta | Sliced Surplus | Committed Sales | Committed Purchase | Hydro Shift 1937 | Average Surplus
Year 1 | -122.5794 | -6.779 | -115.8004 | 54.429 | 0 | -0.28679 | 34.8752 | 89.3041
Year 2 | 0 | 0 | 0 | 0 | 0 | 0 | 0 | 0

## AnnualInv
Category | 2028
Hydro | 8422.9351
Slice Loss Returns | 21.398
HydroShift | 59.6576
CGS | 1116
Wind | 0.12292
Klondike 3 | 0
Small Hydro | 2.8808
Import LCA Treaty | 1
Non Federal CER | 84.0464
Tier 1 Augmentation | 0
Tier 2 Augmentation | 292.7206
Other Augmentation | 36.4966
Committed Purchase | 63.1375
Total Resources | 10100.3956
Transmission Losses | -291.5441
Extra Losses | -2.0213
Total Resources less Losses | 9806.8302
Load Following | 4638.2415
Federal Agencies | 138.3161
SRTP | 1052.0149
Block | 1187.7336
DSI | 10.9998
NR Load | 25.4968
Canadian Entitlement | 305
NTSA | 12.5156
USBR | 195.8695
Dittmer Ops | 9.4369
Upper Baker 2 | 1.291
Firm Surplus Sales | 0
Committed Sale | 0
Tier 2 | 619.143
Total Load | 8196.0587
Surplus Deficit | 1610.7715

## AvgInv_Year1
Category | 2027-10-01 | 2027-11-01 | 2027-12-01 | 2028-01-01 | 2028-02-01 | 2028-03-01 | 2028-04-01 | 2028-05-01 | 2028-06-01 | 2028-07-01 | 2028-08-01 | 2028-09-01 | Total
Hydro | 5297.984 | 7448.1949 | 9323.8015 | 10372.8002 | 9900.7588 | 9148.5233 | 7717.2335 | 8675.5081 | 10026.575 | 9344.2798 | 8095.9054 | 5732.004 | 8422.9351
Slice Loss Returns | 14.202 | 19.5064 | 23.8637 | 26.281 | 25.1797 | 23.3381 | 19.5242 | 21.537 | 25.0747 | 23.233 | 20.2786 | 14.7905 | 21.398
HydroShift | 3.1837 | 8.4483 | 68.5647 | 67.8941 | 63.5774 | 65.4466 | 42.0168 | 90.8083 | 176.846 | 110.6021 | 20.2546 | -1.8465 | 59.6576
CGS | 1116 | 1116 | 1116 | 1116 | 1116 | 1116 | 1116 | 1116 | 1116 | 1116 | 1116 | 1116 | 1116
Wind | 1.4512 | 0 | 0 | 0 | 0 | 0 | 0 | 0 | 0 | 0 | 0 | 0 | 0.12292
Klondike 3 | 0 | 0 | 0 | 0 | 0 | 0 | 0 | 0 | 0 | 0 | 0 | 0 | 0 | K3 in wind now
Small Hydro | 2.6744 | 2.8367 | 3.1865 | 3.2053 | 3.0366 | 3.0984 | 3.0883 | 2.8343 | 2.7161 | 2.6327 | 2.6327 | 2.63 | 2.8808
Import LCA Treaty | 1 | 1 | 1 | 1 | 1 | 1 | 1 | 1 | 1 | 1 | 1 | 1 | 1
Non Federal CER | 82.1935 | 85.1151 | 85.2796 | 81.8065 | 84.4828 | 85.4697 | 81.6667 | 85.2796 | 84.9333 | 81.8065 | 85.3548 | 85.2222 | 84.0464
Tier 1 Augmentation | 0 | 0 | 0 | 0 | 0 | 0 | 0 | 0 | 0 | 0 | 0 | 0 | 0
Tier 2 Augmentation | 292.7206 | 292.7206 | 292.7206 | 292.7206 | 292.7206 | 292.7206 | 292.7206 | 292.7206 | 292.7206 | 292.7206 | 292.7206 | 292.7206 | 292.7206
Other Augmentation | 36.4966 | 36.4966 | 36.4966 | 36.4966 | 36.4966 | 36.4966 | 36.4966 | 36.4966 | 36.4966 | 36.4966 | 36.4966 | 36.4966 | 36.4966
Committed Purchase | 64.5161 | 88.3148 | 138.9785 | 163.9785 | 125 | 88.9973 | 64.4444 | 0 | 0 | 0 | 0 | 25 | 63.1375 |  | 2024-10-01 | 2024-11-01 | 2024-12-01 | 2025-01-01 | 2025-02-01 | 2025-03-01 | 2025-04-01 | 2025-05-01 | 2025-06-01 | 2025-07-01 | 2025-08-01 | 2025-09-01 | Total
Total Resources | 6912.4222 | 9098.6333 | 11089.8916 | 12162.1827 | 11648.2525 | 10861.0906 | 9374.1911 | 10322.1845 | 11762.3623 | 11008.7713 | 9670.6433 | 7304.0174 | 10100.3956 |  | -143.3797 | -189.7095 | -207.4407 | -236.9654 | -229.8183 | -225.5377 | -200.6233 | -225.7036 | -246.0316 | -222.593 | -187.3401 | -152.1493 | -205.564
Transmission Losses | -195.6215 | -257.4913 | -313.8439 | -344.1898 | -329.6455 | -307.3689 | -265.2896 | -292.1178 | -357.5758 | -334.6666 | -293.9876 | -206.7037 | -291.5441
Extra Losses | -1.9549 | -1.4854 | -1.8109 | -1.8363 | -1.5635 | -1.9573 | -2.3969 | -2.9723 | -3.0412 | -1.9183 | -1.7061 | -1.598 | -2.0213
Total Resources less Losses | 6714.8457 | 8839.6566 | 10774.2368 | 11816.1566 | 11317.0434 | 10551.7645 | 9106.5046 | 10027.0944 | 11401.7453 | 10672.1864 | 9374.9497 | 7095.7157 | 9806.8302
Load Following | 4096.3375 | 4699.7545 | 5672.4368 | 5672.7288 | 5221.1016 | 4771.9136 | 4282.0946 | 4104.8956 | 4238.6696 | 4557.296 | 4450.0964 | 3882.5014 | 4638.2415
Federal Agencies | 122.2849 | 150.9778 | 169.8616 | 172.7581 | 181.0374 | 154.1063 | 127.3625 | 111.9691 | 111.1681 | 130.9651 | 126.4594 | 101.5986 | 138.3161
SRTP | 698.294 | 959.639 | 1180.8525 | 1299.6945 | 1245.1986 | 1154.7741 | 964.7022 | 1068.9033 | 1223.7805 | 1128.1003 | 975.5218 | 726.694 | 1052.0149
Block | 1097.9019 | 1500.4743 | 1588.2661 | 1669.3454 | 1525.1279 | 1496.3136 | 1024.0833 | 687.1075 | 564.2458 | 929.2231 | 968.8629 | 1208.9958 | 1187.7336
DSI | 11 | 11 | 11 | 11 | 11 | 11 | 10.9986 | 11 | 11 | 11 | 10.9987 | 11 | 10.9998
NR Load | 34.8414 | 14.3773 | 22.1976 | 22.9624 | 23.727 | 24.4953 | 25.2611 | 26.0269 | 26.7931 | 27.5565 | 28.3226 | 29.0917 | 25.4968
Canadian Entitlement | 305 | 305 | 305 | 305 | 305 | 305 | 305 | 305 | 305 | 305 | 305 | 305 | 305
NTSA | 0 | 0 | 0 | 0 | 0 | 0 | 0 | 0 | 0 | 23.4005 | 124.3642 | 0 | 12.5156
USBR | 133.2327 | 3.7874 | 3.7249 | 8.8003 | 13.3246 | 57.1235 | 256.8845 | 348.9637 | 391.6847 | 457.5134 | 357.75 | 311.7667 | 195.8695
Dittmer Ops | 9.4368 | 9.4369 | 9.4368 | 9.4368 | 9.4368 | 9.4374 | 9.4361 | 9.4368 | 9.4375 | 9.4368 | 9.4368 | 9.4375 | 9.4369
Upper Baker 2 | 0 | 3.8933 | 3.9232 | 3.7727 | 4.0332 | 0 | 0 | 0 | 0 | 0 | 0 | 0 | 1.291
Firm Surplus Sales | 0 | 0 | 0 | 0 | 0 | 0 | 0 | 0 | 0 | 0 | 0 | 0 | 0
Committed Sale | 0 | 0 | 0 | 0 | 0 | 0 | 0 | 0 | 0 | 0 | 0 | 0 | 0
Tier 2 | 618.0067 | 618.7476 | 617.7957 | 618.5941 | 619.5934 | 619.4199 | 618.7153 | 619.7056 | 620.5469 | 620.5685 | 620.5618 | 617.4542 | 619.143
Total Load | 7126.336 | 8277.0881 | 9584.4953 | 9794.093 | 9158.5804 | 8603.5837 | 7624.5382 | 7293.0086 | 7502.3262 | 8200.0602 | 7977.3746 | 7203.5398 | 8196.0587
Surplus Deficit | -411.4903 | 562.5685 | 1189.7415 | 2022.0636 | 2158.463 | 1948.1808 | 1481.9664 | 2734.0858 | 3899.4191 | 2472.1262 | 1397.5751 | -107.8241 | 1610.7715
Category | 2023-10-01 | 2023-11-01 | 2023-12-01 | 2024-01-01 | 2024-02-01 | 2024-03-01 | 2024-04-01 | 2024-05-01 | 2024-06-01 | 2024-07-01 | 2024-08-01 | 2024-09-01 | Total
Hydro | 5642.1314 | 7857.7346 | 8677.1015 | 10073.5268 | 9685.2565 | 9576.3084 | 8415.3323 | 9677.8623 | 10392.2203 | 9277.5939 | 7676.7436 | 6149.7513 | 8589.8669
Slice Loss Returns | 23.5826 | 32.4047 | 35.5961 | 40.6886 | 39.1768 | 38.2417 | 33.5523 | 37.9758 | 47.58 | 42.1318 | 35.3627 | 24.9394 | 35.9321
HydroShift | -11.9071 | -16.6599 | -10.8418 | 10.3191 | 81.6925 | 18.5342 | -28.9395 | -6.7557 | 37.0729 | 31.5255 | -32.9352 | -58.8563 | 0.77115
CGS | 1116 | 1116 | 1116 | 1116 | 1116 | 1116 | 1116 | 1116 | 1116 | 1116 | 1116 | 1116 | 1116
Wind | 25.2719 | 36.2171 | 27.6072 | 14.7641 | 24.4272 | 28.0843 | 46.2462 | 45.2097 | 44.6996 | 43.6942 | 28.3856 | 31.4504 | 32.9799
Klondike 3 | 0 | 0 | 0 | 0 | 0 | 0 | 0 | 0 | 0 | 0 | 0 | 0 | 0
Small Hydro | 2.6744 | 2.8367 | 3.1865 | 3.2053 | 3.0366 | 3.0984 | 3.0883 | 2.8343 | 2.7161 | 2.6327 | 2.6327 | 2.63 | 2.8808
Import LCA Treaty | 1 | 1 | 1 | 1 | 1 | 1 | 1 | 1 | 1 | 1 | 1 | 1 | 1
Non Federal CER | 131.3978 | 135.7171 | 130.9677 | 135.8065 | 135.0575 | 131.5747 | 135.7778 | 135.8065 | 130.5556 | 135.8065 | 136.4516 | 130 | 133.7445
Tier 1 Augmentation | 0 | 0 | 0 | 0 | 0 | 0 | 0 | 0 | 0 | 0 | 0 | 0 | 0
Tier 2 Augmentation | 0 | 0 | 0 | 0 | 0 | 0 | 0 | 0 | 0 | 0 | 0 | 0 | 0
Committed Purchase | 63.9785 | 88.8696 | 138.4409 | 163.9785 | 125 | 88.9973 | 64.4444 | 0 | 0 | 0 | 0 | 25 | 63.092
Total Resources | 6994.1295 | 9254.1198 | 10119.0581 | 11559.2889 | 11210.647 | 11001.839 | 9786.5018 | 11009.9329 | 11771.8446 | 10650.3845 | 8963.641 | 7421.9148 | 9976.2674
Transmission Losses | -217.5174 | -287.8031 | -314.7027 | -359.4939 | -348.6511 | -342.1572 | -304.3602 | -342.4089 | -371.9903 | -336.5522 | -283.2511 | -230.8216 | -311.575
Extra Losses | -1.9549 | -1.4854 | -1.8109 | -1.8363 | -1.5635 | -1.9573 | -2.3969 | -2.9723 | -3.0412 | -1.9183 | -1.7181 | -1.6502 | -2.0266
Total Resources less Losses | 6774.6571 | 8964.8312 | 9802.5445 | 11197.9587 | 10860.4323 | 10657.7245 | 9479.7447 | 10664.5516 | 11396.8131 | 10311.914 | 8678.6718 | 7189.443 | 9662.6657
Load Following | 3125.0151 | 3566.902 | 4313.0881 | 4345.768 | 3942.3495 | 3569.6962 | 3292.7753 | 3183.4071 | 3394.5166 | 3634.2878 | 3539.3028 | 3139.7126 | 3587.9036
Federal Agencies | 0 | 0 | 0 | 0 | 0 | 0 | 0 | 0 | 0 | 0 | 0 | 0 | 0
SRTP | 1218.3934 | 1651.1077 | 1815.9475 | 2139.279 | 2013.8944 | 2069.6784 | 1746.7358 | 1958.7444 | 2096.3689 | 1745.4305 | 1530.6837 | 1277.6452 | 1771.4866
Block | 1623.9116 | 2130.2345 | 2318.2188 | 2384.9902 | 2140.7674 | 2069.0276 | 1563.6228 | 1271.9908 | 1104.9006 | 1436.3234 | 1468.2147 | 1678.8314 | 1765.4794
DSI | 11 | 11 | 11 | 11 | 11 | 11.0013 | 11 | 11 | 11 | 11 | 10.9987 | 11 | 11
Canadian Entitlement | 454.2997 | 454.2996 | 454.2997 | 454.2997 | 454.3003 | 454.3001 | 454.3 | 454.2997 | 454.3 | 454.2997 | 454.2997 | 454.3 | 454.2999
NTSA | 0 | 0 | 0 | 0 | 0 | 0 | 0 | 0 | 0 | 28.7003 | 150.8965 | 0 | 15.2117
USBR | 122.8036 | 9.6723 | 10.8117 | 8.3886 | 18.0245 | 60.9534 | 234.1076 | 345.0632 | 394.6736 | 427.2285 | 329.6304 | 285.9806 | 187.7182
Dittmer Ops | 9.4368 | 9.4369 | 9.4368 | 9.4368 | 9.4368 | 9.4374 | 9.4361 | 9.4368 | 9.4375 | 9.4368 | 9.4368 | 9.4375 | 9.4369
Upper Baker 2 | 0 | 3.8933 | 3.7727 | 3.9232 | 4.0332 | 0 | 0 | 0 | 0 | 0 | 0 | 0 | 1.291
Firm Surplus Sales | 147.021 | 147.021 | 147.021 | 147.021 | 147.021 | 147.021 | 147.021 | 147.021 | 147.021 | 147.021 | 147.021 | 147.021 | 147.021
Committed Sale | 0 | 0 | 0 | 0 | 0 | 0 | 0 | 0 | 0 | 0 | 0 | 0 | 0
Tier 2 | 204.3919 | 204.2164 | 204.543 | 204.5194 | 204.7716 | 204.1435 | 204.0677 | 204.4453 | 204.18 | 204.6506 | 204.4532 | 204.833 | 204.434
Total Load | 6916.2733 | 8187.7837 | 9288.1393 | 9708.6261 | 8945.5986 | 8595.259 | 7663.0663 | 7585.4083 | 7816.3983 | 8098.3787 | 7844.9374 | 7208.7612 | 8155.2824
Surplus Deficit | -141.6162 | 777.0475 | 514.4052 | 1489.3327 | 1914.8338 | 2062.4656 | 1816.6783 | 3079.1433 | 3580.4148 | 2213.5353 | 833.7344 | -19.3182 | 1507.3833
DELTAS
Category | Oct | Nov | Dec | Jan | Feb | Mar | Apr | May | Jun | Jul | Aug | Sep | Total
Hydro | -344.1473 | -409.5397 | 646.6999 | 299.2734 | 215.5023 | -427.7851 | -698.0989 | -1002.3542 | -365.6454 | 66.6859 | 419.1618 | -417.7473 | -166.9318
Slice Loss Returns | -9.3806 | -12.8983 | -11.7324 | -14.4076 | -13.9971 | -14.9036 | -14.0281 | -16.4388 | -22.5053 | -18.8988 | -15.0841 | -10.1489 | -14.5341
HydroShift | 15.0908 | 25.1082 | 79.4065 | 57.5749 | -18.115 | 46.9125 | 70.9563 | 97.564 | 139.7731 | 79.0767 | 53.1898 | 57.0098 | 58.8865
CGS | 0 | 0 | 0 | 0 | 0 | 0 | 0 | 0 | 0 | 0 | 0 | 0 | 0
Wind | -23.8207 | -36.2171 | -27.6072 | -14.7641 | -24.4272 | -28.0843 | -46.2462 | -45.2097 | -44.6996 | -43.6942 | -28.3856 | -31.4504 | -32.857
Klondike 3 | 0 | 0 | 0 | 0 | 0 | 0 | 0 | 0 | 0 | 0 | 0 | 0 | 0
Small Hydro | 0 | 0 | 0 | 0 | 0 | 0 | 0 | 0 | 0 | 0 | 0 | 0 | 0
Import LCA Treaty | 0 | 0 | 0 | 0 | 0 | 0 | 0 | 0 | 0 | 0 | 0 | 0 | 0
Non Federal CER | -49.2043 | -50.6019 | -45.6882 | -54 | -50.5747 | -46.105 | -54.1111 | -50.5269 | -45.6222 | -54 | -51.0968 | -44.7778 | -49.6981
Tier 1 Augmentation | 0 | 0 | 0 | 0 | 0 | 0 | 0 | 0 | 0 | 0 | 0 | 0 | 0
Tier 2 Augmentation | 307.726 | 307.726 | 307.726 | 307.726 | 307.726 | 307.726 | 307.726 | 307.726 | 307.726 | 307.726 | 307.726 | 307.726 | 307.726
Committed Purchase | -27.412 | -52.3031 | -101.8744 | -127.412 | -88.4335 | -52.4308 | -27.878 | 36.5665 | 36.5665 | 36.5665 | 36.5665 | 11.5665 | -26.5255
Total Resources | -6929.6133 | -9165.8049 | -9980.0796 | -11395.3104 | -11089.9574 | -10912.8417 | -9722.0574 | -11009.9329 | -11771.8446 | -10650.3845 | -8963.641 | -7396.9148 | -9913.4714 |  | 2024-10-01 | 2024-11-01 | 2024-12-01 | 2025-01-01 | 2025-02-01 | 2025-03-01 | 2025-04-01 | 2025-05-01 | 2025-06-01 | 2025-07-01 | 2025-08-01 | 2025-09-01 | Total
Transmission Losses | 7145.0149 | 9401.5117 | 11419.6696 | 12536.7518 | 12007.6686 | 11218.3231 | 9693.6266 | 10679.6687 | 12149.4279 | 11360.3988 | 9968.9697 | 7549.9142 | 10426.7044 |  | 67.9375 | 89.8947 | 98.2974 | 112.288 | 108.9001 | 106.871 | 95.0634 | 106.9484 | 152.07 | 137.5788 | 115.7894 | 72.0924 | 105.3225
Extra Losses | -213.4903 | -281.9509 | -343.5536 | -376.8764 | -361.0319 | -336.2915 | -289.6093 | -318.5165 | -369.1258 | -346.4352 | -304.3506 | -225.9736 | -313.9136
Total Resources less Losses | -6776.612 | -8966.3167 | -9804.3554 | -11199.7951 | -10861.9959 | -10659.6818 | -9482.1416 | -10667.5239 | -11399.8543 | -10313.8323 | -8680.378 | -7191.0411 | -9664.6871
Load Following | 3585.0822 | 5261.8849 | 6444.7035 | 7450.9409 | 7352.509 | 6966.2637 | 5802.088 | 6829.3916 | 8007.7127 | 7039.2869 | 5838.641 | 3950.1583 | 6209.2641
Federal Agencies | 4091.3375 | 4694.7545 | 5667.4355 | 5667.7274 | 5216.103 | 4766.9149 | 4277.0932 | 4099.8969 | 4233.671 | 4552.296 | 4445.095 | 3877.5014 | 4633.2415
SRTP | -1096.1085 | -1500.1299 | -1646.0859 | -1966.521 | -1832.857 | -1915.5721 | -1619.3733 | -1846.7753 | -1985.2009 | -1614.4655 | -1404.2242 | -1176.0465 | -1633.1705
Block | -925.7447 | -1170.8711 | -1138.0131 | -1086.1451 | -896.5778 | -915.0531 | -599.7172 | -203.5089 | 118.5252 | -308.6372 | -492.8918 | -952.3401 | -713.9708
DSI | 1086.9019 | 1489.4743 | 1577.2661 | 1658.3454 | 1514.1279 | 1485.3122 | 1013.0833 | 676.1075 | 553.2458 | 918.2231 | 957.8642 | 1197.9958 | 1176.7336
Canadian Entitlement | -443.2997 | -443.2996 | -443.2997 | -443.2997 | -443.3003 | -443.3001 | -443.3014 | -443.2997 | -443.3 | -443.2997 | -443.3011 | -443.3 | -443.3001
NTSA | 21.5081 | 22.2233 | 22.9731 | 23.6882 | 24.4468 | 25.2261 | 25.9153 | 26.6989 | 27.4153 | -0.51075 | -121.9866 | 29.6319 | 10.355
USBR | 182.1964 | 295.3277 | 294.1883 | 296.6114 | 286.9755 | 244.0466 | 70.8924 | -40.0632 | -89.6736 | -122.2285 | -24.6304 | 19.0194 | 117.2818
Dittmer Ops | -9.4368 | -9.4369 | -9.4368 | -9.4368 | -9.4368 | -9.4374 | -9.4361 | -9.4368 | -9.4375 | 13.9637 | 114.9274 | -9.4375 | 3.0787
Upper Baker 2 | 133.2327 | -0.10587 | -0.047796 | 4.877 | 9.2914 | 57.1235 | 256.8845 | 348.9637 | 391.6847 | 457.5134 | 357.75 | 311.7667 | 194.5786
Firm Surplus Sales | -137.5842 | -137.5841 | -137.5842 | -137.5842 | -137.5842 | -137.5836 | -137.5849 | -137.5842 | -137.5835 | -137.5842 | -137.5842 | -137.5835 | -137.5841
Committed Sale | 0 | 3.8933 | 3.9232 | 3.7727 | 4.0332 | 0 | 0 | 0 | 0 | 0 | 0 | 0 | 1.291
Tier 2 | -204.3919 | -204.2164 | -204.543 | -204.5194 | -204.7716 | -204.1435 | -204.0677 | -204.4453 | -204.18 | -204.6506 | -204.4532 | -204.833 | -204.434
Total Load | -6916.2733 | -8187.7837 | -9288.1393 | -9708.6261 | -8945.5986 | -8595.259 | -7663.0663 | -7585.4083 | -7816.3983 | -8098.3787 | -7844.9374 | -7208.7612 | -8155.2824
Surplus Deficit | 759.6229 | -158.2999 | 103.3905 | -870.7386 | -1295.2404 | -1443.0456 | -1197.9631 | -2459.4377 | -2959.8679 | -1592.9668 | -213.1726 | 636.7724 | -888.2404
Delta Sum | 5654.5665 | 7285.6383 | 9328.0399 | 10066.0022 | 9839.1772 | 8902.5534 | 7860.0906 | 8879.0043 | 10374.7081 | 9668.4801 | 8386.62 | 5699.273 | 8495.3643

## AvgInv_Year2
Category | 2027-10-01 | 2027-11-01 | 2027-12-01 | 2028-01-01 | 2028-02-01 | 2028-03-01 | 2028-04-01 | 2028-05-01 | 2028-06-01 | 2028-07-01 | 2028-08-01 | 2028-09-01 | Total
Hydro | 5297.984 | 7448.1949 | 9323.8015 | 10372.8002 | 9900.7588 | 9148.5233 | 7717.2335 | 8675.5081 | 10026.575 | 9344.2798 | 8095.9054 | 5732.004 | 8422.9351
Slice Loss Returns | 14.202 | 19.5064 | 23.8637 | 26.281 | 25.1797 | 23.3381 | 19.5242 | 21.537 | 25.0747 | 23.233 | 20.2786 | 14.7905 | 21.398
HydroShift | 3.1837 | 8.4483 | 68.5647 | 67.8941 | 63.5774 | 65.4466 | 42.0168 | 90.8083 | 176.846 | 110.6021 | 20.2546 | -1.8465 | 59.6576
CGS | 1116 | 1116 | 1116 | 1116 | 1116 | 1116 | 1116 | 1116 | 1116 | 1116 | 1116 | 1116 | 1116
Wind | 1.4512 | 0 | 0 | 0 | 0 | 0 | 0 | 0 | 0 | 0 | 0 | 0 | 0.12292
Klondike 3 | 0 | 0 | 0 | 0 | 0 | 0 | 0 | 0 | 0 | 0 | 0 | 0 | 0
Small Hydro | 2.6744 | 2.8367 | 3.1865 | 3.2053 | 3.0366 | 3.0984 | 3.0883 | 2.8343 | 2.7161 | 2.6327 | 2.6327 | 2.63 | 2.8808
Import LCA Treaty | 1 | 1 | 1 | 1 | 1 | 1 | 1 | 1 | 1 | 1 | 1 | 1 | 1
Non Federal CER | 82.1935 | 85.1151 | 85.2796 | 81.8065 | 84.4828 | 85.4697 | 81.6667 | 85.2796 | 84.9333 | 81.8065 | 85.3548 | 85.2222 | 84.0464
Tier 1 Augmentation | 0 | 0 | 0 | 0 | 0 | 0 | 0 | 0 | 0 | 0 | 0 | 0 | 0
Tier 2 Augmentation | 292.7206 | 292.7206 | 292.7206 | 292.7206 | 292.7206 | 292.7206 | 292.7206 | 292.7206 | 292.7206 | 292.7206 | 292.7206 | 292.7206 | 292.7206
Other Augmentation | 36.4966 | 36.4966 | 36.4966 | 36.4966 | 36.4966 | 36.4966 | 36.4966 | 36.4966 | 36.4966 | 36.4966 | 36.4966 | 36.4966 | 36.4966
Committed Purchase | 64.5161 | 88.3148 | 138.9785 | 163.9785 | 125 | 88.9973 | 64.4444 | 0 | 0 | 0 | 0 | 25 | 63.1375
Total Resources | 6912.4222 | 9098.6333 | 11089.8916 | 12162.1827 | 11648.2525 | 10861.0906 | 9374.1911 | 10322.1845 | 11762.3623 | 11008.7713 | 9670.6433 | 7304.0174 | 10100.3956
Transmission Losses | -195.6215 | -257.4913 | -313.8439 | -344.1898 | -329.6455 | -307.3689 | -265.2896 | -292.1178 | -357.5758 | -334.6666 | -293.9876 | -206.7037 | -291.5441
Extra Losses | -1.9549 | -1.4854 | -1.8109 | -1.8363 | -1.5635 | -1.9573 | -2.3969 | -2.9723 | -3.0412 | -1.9183 | -1.7061 | -1.598 | -2.0213
Total Resources less Losses | 6714.8457 | 8839.6566 | 10774.2368 | 11816.1566 | 11317.0434 | 10551.7645 | 9106.5046 | 10027.0944 | 11401.7453 | 10672.1864 | 9374.9497 | 7095.7157 | 9806.8302
Load Following | 4096.3375 | 4699.7545 | 5672.4368 | 5672.7288 | 5221.1016 | 4771.9136 | 4282.0946 | 4104.8956 | 4238.6696 | 4557.296 | 4450.0964 | 3882.5014 | 4638.2415
Federal Agencies | 122.2849 | 150.9778 | 169.8616 | 172.7581 | 181.0374 | 154.1063 | 127.3625 | 111.9691 | 111.1681 | 130.9651 | 126.4594 | 101.5986 | 138.3161
SRTP | 698.294 | 959.639 | 1180.8525 | 1299.6945 | 1245.1986 | 1154.7741 | 964.7022 | 1068.9033 | 1223.7805 | 1128.1003 | 975.5218 | 726.694 | 1052.0149
Block | 1097.9019 | 1500.4743 | 1588.2661 | 1669.3454 | 1525.1279 | 1496.3136 | 1024.0833 | 687.1075 | 564.2458 | 929.2231 | 968.8629 | 1208.9958 | 1187.7336
DSI | 11 | 11 | 11 | 11 | 11 | 11 | 10.9986 | 11 | 11 | 11 | 10.9987 | 11 | 10.9998
NR Load | 34.8414 | 14.3773 | 22.1976 | 22.9624 | 23.727 | 24.4953 | 25.2611 | 26.0269 | 26.7931 | 27.5565 | 28.3226 | 29.0917 | 25.4968
Canadian Entitlement | 305 | 305 | 305 | 305 | 305 | 305 | 305 | 305 | 305 | 305 | 305 | 305 | 305
NTSA | 0 | 0 | 0 | 0 | 0 | 0 | 0 | 0 | 0 | 23.4005 | 124.3642 | 0 | 12.5156
USBR | 133.2327 | 3.7874 | 3.7249 | 8.8003 | 13.3246 | 57.1235 | 256.8845 | 348.9637 | 391.6847 | 457.5134 | 357.75 | 311.7667 | 195.8695
Dittmer Ops | 9.4368 | 9.4369 | 9.4368 | 9.4368 | 9.4368 | 9.4374 | 9.4361 | 9.4368 | 9.4375 | 9.4368 | 9.4368 | 9.4375 | 9.4369
Upper Baker 2 | 0 | 3.8933 | 3.9232 | 3.7727 | 4.0332 | 0 | 0 | 0 | 0 | 0 | 0 | 0 | 1.291
Firm Surplus Sales | 0 | 0 | 0 | 0 | 0 | 0 | 0 | 0 | 0 | 0 | 0 | 0 | 0
Committed Sale | 0 | 0 | 0 | 0 | 0 | 0 | 0 | 0 | 0 | 0 | 0 | 0 | 0
Tier 2 | 618.0067 | 618.7476 | 617.7957 | 618.5941 | 619.5934 | 619.4199 | 618.7153 | 619.7056 | 620.5469 | 620.5685 | 620.5618 | 617.4542 | 619.143
Total Load | 7126.336 | 8277.0881 | 9584.4953 | 9794.093 | 9158.5804 | 8603.5837 | 7624.5382 | 7293.0086 | 7502.3262 | 8200.0602 | 7977.3746 | 7203.5398 | 8196.0587
Surplus Deficit | -411.4903 | 562.5685 | 1189.7415 | 2022.0636 | 2158.463 | 1948.1808 | 1481.9664 | 2734.0858 | 3899.4191 | 2472.1262 | 1397.5751 | -107.8241 | 1610.7715

## NSR_Year1
Category | 2027-10-01 | 2027-11-01 | 2027-12-01 | 2028-01-01 | 2028-02-01 | 2028-03-01 | 2028-04-01 | 2028-05-01 | 2028-06-01 | 2028-07-01 | 2028-08-01 | 2028-09-01 | Total
Balancing Sales aMW | 79.5621 | 682.5171 | 1360.6157 | 2152.9981 | 2356.6854 | 2064.1571 | 1609.4159 | 2734.0979 | 3899.4191 | 2536.97 | 1473.6112 | 168.4218 | 1758.3112
Balancing Sales Revenue ($000) | 1822.1096 | 13984.7203 | 39013.662 | 47885.5982 | 43129.1843 | 23772.2549 | 14847.3089 | 10707.3761 | 27291.2698 | 71360.2554 | 51776.9307 | 6990.1101 | 352580.7804
Extra Regional Sales Revenue Delta ($000) | 163.4669 | 1574.6506 | 2868.1057 | 5228.841 | 2591.6739 | 1922.3587 | 1679.8817 | 3049.6353 | 6006.9404 | 5353.6996 | 3753.687 | 174.2067 | 34367.1476
Wtd. Balancing Sales $/MWh | 30.7819 | 28.4188 | 38.5397 | 29.8943 | 26.2942 | 15.5003 | 12.8129 | 5.2638 | 9.7206 | 37.8066 | 47.2259 | 57.6439 | 22.8281
Balancing Purchase aMW | -491.0523 | -119.9486 | -170.8742 | -130.9345 | -198.2224 | -115.9763 | -127.4495 | -0.01214 | 0 | -64.8438 | -76.0361 | -276.246 | -147.5398
Balancing Purchase Expense ($000) | -18467.6581 | -3754.222 | -7228.394 | -5731.2657 | -9438.329 | -4480.9518 | -4275.5667 | -0.35747 | 0 | -3743.4659 | -3436.7098 | -13892.5684 | -74449.489
Transmission Re-Dispatch | -20.4069 | -20.4069 | -20.4069 | -20.4069 | -20.4069 | -20.4069 | -20.4069 | -20.4069 | -20.4069 | -20.4069 | -20.4069 | -20.4069 | -244.8828
Wtd. Balancing Purchase $/MWh | 50.5488 | 43.41 | 56.8581 | 58.8333 | 68.4121 | 52.0011 | 46.5932 | 39.5771 | #NUM! | 77.5948 | 60.7505 | 69.848 | 57.4461 | Total sales | Total purchases
Net Balancing aMW | -411.4903 | 562.5685 | 1189.7415 | 2022.0636 | 2158.463 | 1948.1808 | 1481.9664 | 2734.0858 | 3899.4191 | 2472.1262 | 1397.5751 | -107.8241 | 1610.7715 | 385357.8987 | -73982.7912
Net Balancing NSR Revenue ($000) | -16502.4885 | 11784.7419 | 34632.9668 | 47362.7666 | 36262.1223 | 21193.2549 | 12231.2171 | 13736.2471 | 33277.8033 | 72950.0822 | 52073.501 | -6748.6585 | 312253.5562
Wtd. Net Balancing NSR $/MWh | 53.9035 | 29.0542 | 39.1259 | 31.4825 | 24.1379 | 14.6413 | 11.463 | 6.7528 | 11.8528 | 39.6627 | 50.0805 | 86.9298 | 22.0689
Committed Sales aMW | 0 | 0 | 0 | 0 | 0 | 0 | 0 | 0 | 0 | 0 | 0 | 0 | 0
Committed Sales Revenue | 0 | 0 | 0 | 0 | 0 | 0 | 0 | 0 | 0 | 0 | 0 | 0 | 0
Wtd. Committed Sales $/MWh | 0 | 0 | 0 | 0 | 0 | 0 | 0 | 0 | 0 | 0 | 0 | 0 | #NUM!
Committed Purchase aMW | -62.6903 | -85.8155 | -135.0454 | -159.3379 | -121.4625 | -86.4787 | -62.6207 | 0 | 0 | 0 | 0 | -24.2925 | -61.3507
Committed Purchase Expense | -1827.7086 | -1794.3583 | -3822.9755 | -3858.2705 | -2785.8444 | -1284.833 | -592.183 | 0 | 0 | 0 | 0 | -1003.464 | -16969.6373
Wtd. Committed Purchase $/MWh | 39.1862 | 29.0007 | 38.0495 | 32.5462 | 32.9538 | 19.9963 | 13.1343 | 0 | 0 | 0 | 0 | 57.3716 | 31.4891
Net Committed Deals aMW | -62.6903 | -85.8155 | -135.0454 | -159.3379 | -121.4625 | -86.4787 | -62.6207 | 0 | 0 | 0 | 0 | -24.2925 | -61.3507
Net Committed Revenue ($000) | -1827.7086 | -1794.3583 | -3822.9755 | -3858.2705 | -2785.8444 | -1284.833 | -592.183 | 0 | 0 | 0 | 0 | -1003.464 | -16969.6373
Total Net Position aMW | -474.1806 | 476.7529 | 1054.6961 | 1862.7257 | 2037.0005 | 1861.7021 | 1419.3457 | 2734.0858 | 3899.4191 | 2472.1262 | 1397.5751 | -132.1166 | 1549.4207
Total Net NSR Revenue ($000) | -18330.1972 | 9990.3836 | 30809.9913 | 43504.4962 | 33476.278 | 19908.4219 | 11639.0341 | 13736.2471 | 33277.8033 | 72950.0822 | 52073.501 | -7752.1226 | 295283.9188
Wtd. Total NSR $/MWh | 51.9578 | 29.0639 | 39.2637 | 31.3915 | 23.6122 | 14.3926 | 11.3893 | 6.7528 | 11.8528 | 39.6627 | 50.0805 | 81.4949 | 21.6959
PREVIOUS
Category | 2023-10-01 | 2023-11-01 | 2023-12-01 | 2024-01-01 | 2024-02-01 | 2024-03-01 | 2024-04-01 | 2024-05-01 | 2024-06-01 | 2024-07-01 | 2024-08-01 | 2024-09-01 | Total
Balancing Sales aMW | 132.7278 | 826.4192 | 753.216 | 1667.6937 | 2079.6608 | 2126.9158 | 1908.5031 | 3079.1756 | 3580.4266 | 2239.5685 | 934.2744 | 127.3946 | 1618.7951
Balancing Sales Revenue ($000) | 2530.3271 | 18412.1028 | 25446.6614 | 42510.6707 | 49079.4335 | 37107.7411 | 17911.3096 | 27671.9608 | 26514.8834 | 60510.448 | 37854.7698 | 3978.1284 | 349528.4364
Extra Regional Sales Revenue Delta ($000) | 1077.1357 | 4527.0321 | 3024.7687 | 6966.8883 | 4787.376 | 5279.9493 | 5034.2464 | 8837.5239 | 13421.2879 | 6314.8715 | 2375.6485 | 407.1805 | 62053.9088
Wtd. Balancing Sales $/MWh | 25.6237 | 30.9007 | 45.4086 | 34.2617 | 33.9077 | 23.4815 | 13.0347 | 12.079 | 10.2854 | 36.3156 | 54.4594 | 43.3706 | 24.5809
Balancing Purchase aMW | -274.344 | -49.3718 | -238.8108 | -178.3611 | -164.827 | -64.4503 | -91.8247 | -0.032254 | -0.011851 | -26.0332 | -100.54 | -146.7128 | -111.4118
Balancing Purchase Expense ($000) | -9662.3505 | -1446.348 | -12149.6715 | -7604.5519 | -7332.9982 | -2450.9137 | -2507.0104 | -0.48017 | -0.2887 | -1150.3271 | -4426.9374 | -5658.6245 | -54390.5022
Transmission Re-Dispatch | -27.6789 | -27.6789 | -27.6789 | -27.6789 | -27.6789 | -27.6789 | -27.6789 | -27.6789 | -27.6789 | -27.6789 | -27.6789 | -27.6789 | -332.1473
Wtd. Balancing Purchase $/MWh | 47.3385 | 40.6311 | 68.3814 | 57.3061 | 63.9211 | 51.1817 | 37.9196 | 20.0092 | 33.8344 | 59.3911 | 59.1823 | 53.5686 | 55.5776 | Total sales | Total purchases
Net Balancing aMW | -141.6162 | 777.0475 | 514.4052 | 1489.3327 | 1914.8338 | 2062.4656 | 1816.6783 | 3079.1433 | 3580.4148 | 2213.5353 | 833.7344 | -19.3182 | 1507.3833 | 427173.8644 | -78619.5835
Net Balancing NSR Revenue ($000) | -6082.5667 | 21465.108 | 16294.0796 | 41845.3281 | 46506.1323 | 39909.0977 | 20410.8666 | 36481.3256 | 39908.2037 | 65647.3134 | 35775.802 | -1300.9946 | 356859.6957
Wtd. Net Balancing NSR $/MWh | 57.7299 | 38.3134 | 42.5747 | 37.7644 | 34.8955 | 26.0433 | 15.6045 | 15.9246 | 15.4809 | 39.8619 | 57.6751 | 93.5355 | 26.9514
Committed Sales aMW | 0 | 0 | 0 | 0 | 0 | 0 | 0 | 0 | 0 | 0 | 0 | 0 | 0
Committed Sales Revenue | 1538 | 1538 | 1538 | 1538 | 1538 | 1538 | 1538 | 1538 | 1538 | 1538 | 1538 | 1538 | 18456
Wtd. Committed Sales $/MWh | 0 | 0 | 0 | 0 | 0 | 0 | 0 | 0 | 0 | 0 | 0 | 0 | Inf
Committed Purchase aMW | -61.9888 | -86.1058 | -134.1353 | -158.8788 | -121.1125 | -86.2295 | -62.4402 | 0 | 0 | 0 | 0 | -24.2225 | -61.1298
Committed Purchase Expense | -2302.2763 | -2502.3548 | -5868.6528 | -5459.0453 | -4106.6892 | -2450.0682 | -1241.6063 | 0 | 0 | 0 | 0 | -982.0903 | -24912.7833
Wtd. Committed Purchase $/MWh | 49.9197 | 40.3071 | 58.8061 | 46.1826 | 48.7185 | 38.2414 | 27.6177 | 0 | 0 | 0 | 0 | 56.3119 | 46.3956
Net Committed Deals aMW | -61.9888 | -86.1058 | -134.1353 | -158.8788 | -121.1125 | -86.2295 | -62.4402 | 0 | 0 | 0 | 0 | -24.2225 | -61.1298
Net Committed Revenue ($000) | -764.2763 | -964.3548 | -4330.6528 | -3921.0453 | -2568.6892 | -912.0682 | 296.3937 | 1538 | 1538 | 1538 | 1538 | 555.9097 | -6456.7833
Total Net Position aMW | -203.605 | 690.9417 | 380.2699 | 1330.4539 | 1793.7213 | 1976.2361 | 1754.2381 | 3079.1433 | 3580.4148 | 2213.5353 | 833.7344 | -43.5407 | 1446.2535
Total Net NSR Revenue ($000) | -6846.8431 | 20500.7532 | 11963.4268 | 37924.2828 | 43937.4431 | 38997.0296 | 20707.2603 | 38019.3256 | 41446.2037 | 67185.3134 | 37313.802 | -745.0849 | 350402.9124
Wtd. Total NSR $/MWh | 45.199 | 41.1522 | 42.2854 | 38.3129 | 35.1942 | 26.5585 | 16.3946 | 16.5959 | 16.0775 | 40.7958 | 60.1546 | 23.7672 | 27.5823
DELTAS
Category | Oct | Nov | Dec | Jan | Feb | Mar | Apr | May | Jun | Jul | Aug | Sep | Total
Balancing Sales aMW | -52.3717 | -155.2708 | 596.1552 | 471.5079 | 267.5586 | -80.5767 | -305.8608 | -354.6289 | 324.2076 | 301.4657 | 542.9073 | 38.5043 | 133.7752
Balancing Sales Revenue ($000) | -686.0541 | -4714.2006 | 13206.2337 | 5013.7126 | -6097.5335 | -13629.0839 | -3066.7233 | -16993.2252 | 852.773 | 11007.0823 | 14052.5191 | 2899.876 | 1845.3759
Extra Regional Sales Revenue Delta ($000) | -907.543 | -2927.2624 | -235.6971 | -1790.5232 | -2225.5625 | -3366.0773 | -3378.5685 | -5782.8784 | -7592.9111 | -1006.6722 | 1376.6664 | -232.7929 | -28069.8224
Wtd. Balancing Sales $/MWh | 5.2248 | -2.5932 | -6.9071 | -4.4015 | -7.5975 | -8.0394 | -0.17005 | -6.811 | -0.55068 | 1.5138 | -7.2291 | 14.2114 | -1.7564
Balancing Purchase aMW | -203.7902 | -72.6484 | 67.6085 | 46.9004 | -40.8265 | -44.4453 | -35.3485 | 0.023729 | 0.011851 | -36.7054 | 28.5404 | -128.1927 | -34.6131
Balancing Purchase Expense ($000) | -8337.1574 | -2373.6221 | 4904.3847 | 1849.5273 | -2399.1151 | -1767.5439 | -1742.5061 | 0.20979 | 0.2887 | -2478.6356 | 1168.9704 | -8172.207 | -19347.4063
Transmission Re-Dispatch | 7.272 | 7.272 | 7.272 | 7.272 | 7.272 | 7.272 | 7.272 | 7.272 | 7.272 | 7.272 | 7.272 | 7.272 | 87.2645
Wtd. Balancing Purchase $/MWh | 3.26 | 2.7892 | -11.4996 | 1.5347 | 4.0716 | 0.95639 | 8.4903 | 22.6163 | -33.8344 | 18.3543 | 1.6373 | 16.3081 | 1.9097 | Total sales | Total purchases
Net Balancing aMW | -256.1619 | -227.9192 | 663.7637 | 518.4082 | 226.732 | -125.022 | -341.2093 | -354.6051 | 324.2194 | 264.7603 | 571.4477 | -89.6884 | 99.1621 | -44680.4464 | 5652.6415
Net Balancing NSR Revenue ($000) | -9923.4825 | -10007.8131 | 17882.1932 | 5079.9887 | -10714.9392 | -18755.433 | -8180.5259 | -22768.6218 | -6732.5773 | 7529.0466 | 16605.4279 | -5497.8519 | -45484.5883
Wtd. Net Balancing NSR $/MWh | -3.6457 | -9.3751 | -3.5855 | -6.3501 | -10.8831 | -11.3484 | -4.0919 | -9.1597 | -3.6802 | -0.17518 | -7.5714 | -6.9092 | -4.8867
Committed Sales aMW | 0 | 0 | 0 | 0 | 0 | 0 | 0 | 0 | 0 | 0 | 0 | 0 | 0
Committed Sales Revenue | -1538 | -1538 | -1538 | -1538 | -1538 | -1538 | -1538 | -1538 | -1538 | -1538 | -1538 | -1538 | -18456
Wtd. Committed Sales $/MWh | 0 | 0 | 0 | 0 | 0 | 0 | 0 | 0 | 0 | 0 | 0 | 0 | #NUM!
Committed Purchase aMW | -0.52091 | 0.53753 | -0.52091 | 0 | 4.1763 | 0 | 0 | 0 | 0 | 0 | 0 | 0 | 0.28679
Committed Purchase Expense | 2302.2763 | 2502.3548 | 5868.6528 | 5459.0453 | 4106.6892 | 2450.0682 | 1241.6063 | 0 | 0 | 0 | 0 | 982.0903 | 24912.7833
Wtd. Committed Purchase $/MWh | -49.9197 | -40.3071 | -58.8061 | -46.1826 | -48.7185 | -38.2414 | -27.6177 | 0 | 0 | 0 | 0 | -56.3119 | -46.3956
Net Committed Deals aMW | -0.52091 | 0.53753 | -0.52091 | 0 | 4.1763 | 0 | 0 | 0 | 0 | 0 | 0 | 0 | 0.28679
Net Committed Revenue ($000) | 764.2763 | 964.3548 | 4330.6528 | 3921.0453 | 2568.6892 | 912.0682 | -296.3937 | -1538 | -1538 | -1538 | -1538 | -555.9097 | 6456.7833
Total Net Position aMW | -256.6828 | -227.3817 | 663.2428 | 518.4082 | 230.9083 | -125.022 | -341.2093 | -354.6051 | 324.2194 | 264.7603 | 571.4477 | -89.6884 | 99.4489
Total Net NSR Revenue ($000) | -9159.2061 | -9043.4584 | 22212.8461 | 9001.034 | -8146.2499 | -17843.3648 | -8476.9195 | -24306.6218 | -8270.5773 | 5991.0466 | 15067.4279 | -6053.7616 | -39027.8049
Wtd. Total NSR $/MWh | 1.5402 | -6.8722 | 1.735 | -4.1991 | -9.7949 | -11.1791 | -4.3732 | -9.8311 | -4.2769 | -1.1091 | -10.0509 | 47.1095 | -4.6491

## NSR_Year2
Category | 2027-10-01 | 2027-11-01 | 2027-12-01 | 2028-01-01 | 2028-02-01 | 2028-03-01 | 2028-04-01 | 2028-05-01 | 2028-06-01 | 2028-07-01 | 2028-08-01 | 2028-09-01 | Total
Balancing Sales aMW | 79.5621 | 682.5171 | 1360.6157 | 2152.9981 | 2356.6854 | 2064.1571 | 1609.4159 | 2734.0979 | 3899.4191 | 2536.97 | 1473.6112 | 168.4218 | 1758.3112
Balancing Sales Revenue ($000) | 1822.1096 | 13984.7203 | 39013.662 | 47885.5982 | 43129.1843 | 23772.2549 | 14847.3089 | 10707.3761 | 27291.2698 | 71360.2554 | 51776.9307 | 6990.1101 | 352580.7804
Extra Regional Sales Revenue Delta ($000) | 163.4669 | 1574.6506 | 2868.1057 | 5228.841 | 2591.6739 | 1922.3587 | 1679.8817 | 3049.6353 | 6006.9404 | 5353.6996 | 3753.687 | 174.2067 | 34367.1476
Wtd. Balancing Sales $/MWh | 30.7819 | 28.4188 | 38.5397 | 29.8943 | 26.2942 | 15.5003 | 12.8129 | 5.2638 | 9.7206 | 37.8066 | 47.2259 | 57.6439 | 22.8281
Balancing Purchase aMW | -491.0523 | -119.9486 | -170.8742 | -130.9345 | -198.2224 | -115.9763 | -127.4495 | -0.01214 | 0 | -64.8438 | -76.0361 | -276.246 | -147.5398
Balancing Purchase Expense ($000) | -18467.6581 | -3754.222 | -7228.394 | -5731.2657 | -9438.329 | -4480.9518 | -4275.5667 | -0.35747 | 0 | -3743.4659 | -3436.7098 | -13892.5684 | -74449.489
Transmission Re-Dispatch | -20.4069 | -20.4069 | -20.4069 | -20.4069 | -20.4069 | -20.4069 | -20.4069 | -20.4069 | -20.4069 | -20.4069 | -20.4069 | -20.4069 | -244.8828
Wtd. Balancing Purchase $/MWh | 50.5488 | 43.41 | 56.8581 | 58.8333 | 68.4121 | 52.0011 | 46.5932 | 39.5771 | #NUM! | 77.5948 | 60.7505 | 69.848 | 57.4461
Net Balancing aMW | -411.4903 | 562.5685 | 1189.7415 | 2022.0636 | 2158.463 | 1948.1808 | 1481.9664 | 2734.0858 | 3899.4191 | 2472.1262 | 1397.5751 | -107.8241 | 1610.7715
Net Balancing NSR Revenue ($000) | -16502.4885 | 11784.7419 | 34632.9668 | 47362.7666 | 36262.1223 | 21193.2549 | 12231.2171 | 13736.2471 | 33277.8033 | 72950.0822 | 52073.501 | -6748.6585 | 312253.5562
Wtd. Net Balancing NSR $/MWh | 53.9035 | 29.0542 | 39.1259 | 31.4825 | 24.1379 | 14.6413 | 11.463 | 6.7528 | 11.8528 | 39.6627 | 50.0805 | 86.9298 | 22.0689
Committed Sales aMW | 0 | 0 | 0 | 0 | 0 | 0 | 0 | 0 | 0 | 0 | 0 | 0 | 0
Committed Sales Revenue | 0 | 0 | 0 | 0 | 0 | 0 | 0 | 0 | 0 | 0 | 0 | 0 | 0
Wtd. Committed Sales $/MWh | 0 | 0 | 0 | 0 | 0 | 0 | 0 | 0 | 0 | 0 | 0 | 0 | #NUM!
Committed Purchase aMW | -62.6903 | -85.8155 | -135.0454 | -159.3379 | -121.4625 | -86.4787 | -62.6207 | 0 | 0 | 0 | 0 | -24.2925 | -61.3507
Committed Purchase Expense | -1827.7086 | -1794.3583 | -3822.9755 | -3858.2705 | -2785.8444 | -1284.833 | -592.183 | 0 | 0 | 0 | 0 | -1003.464 | -16969.6373
Wtd. Committed Purchase $/MWh | 39.1862 | 29.0007 | 38.0495 | 32.5462 | 32.9538 | 19.9963 | 13.1343 | 0 | 0 | 0 | 0 | 57.3716 | 31.4891
Net Committed Deals aMW | -62.6903 | -85.8155 | -135.0454 | -159.3379 | -121.4625 | -86.4787 | -62.6207 | 0 | 0 | 0 | 0 | -24.2925 | -61.3507
Net Committed Revenue ($000) | -1827.7086 | -1794.3583 | -3822.9755 | -3858.2705 | -2785.8444 | -1284.833 | -592.183 | 0 | 0 | 0 | 0 | -1003.464 | -16969.6373
Total Net Position aMW | -474.1806 | 476.7529 | 1054.6961 | 1862.7257 | 2037.0005 | 1861.7021 | 1419.3457 | 2734.0858 | 3899.4191 | 2472.1262 | 1397.5751 | -132.1166 | 1549.4207
Total Net NSR Revenue ($000) | -18330.1972 | 9990.3836 | 30809.9913 | 43504.4962 | 33476.278 | 19908.4219 | 11639.0341 | 13736.2471 | 33277.8033 | 72950.0822 | 52073.501 | -7752.1226 | 295283.9188
Wtd. Total NSR $/MWh | 51.9578 | 29.0639 | 39.2637 | 31.3915 | 23.6122 | 14.3926 | 11.3893 | 6.7528 | 11.8528 | 39.6627 | 50.0805 | 81.4949 | 21.6959

## Stats
Category | 2027-10-01 | 2027-11-01 | 2027-12-01 | 2028-01-01 | 2028-02-01 | 2028-03-01 | 2028-04-01 | 2028-05-01 | 2028-06-01 | 2028-07-01 | 2028-08-01 | 2028-09-01 | Totals
Hydro aMW | 5297.984 | 7448.1949 | 9323.8015 | 10372.8002 | 9900.7588 | 9148.5233 | 7717.2335 | 8675.5081 | 10026.575 | 9344.2798 | 8095.9054 | 5732.004
Hydro StDev | 561.6872 | 1071.2269 | 1579.2128 | 2234.9768 | 2737.4441 | 2230.5303 | 1727.6397 | 1266.594 | 1688.5471 | 2352.5806 | 1456.4946 | 505.7877
Hydro Coefficient | 0.10602 | 0.14382 | 0.16937 | 0.21547 | 0.27649 | 0.24381 | 0.22387 | 0.146 | 0.16841 | 0.25177 | 0.17991 | 0.088239
Avg. MidC | 48.0891 | 37.9626 | 47.0996 | 41.6661 | 41.9212 | 29.7089 | 23.2671 | 5.5268 | 12.6333 | 52.2202 | 54.3899 | 65.648
MidC StDev | 5.3984 | 7.4614 | 9.1459 | 13.5735 | 17.4913 | 17.0333 | 14.6347 | 10.7212 | 13.9563 | 18.5081 | 9.6517 | 5.2715
Hydro Price Correlation | -0.86933 | -0.9321 | -0.95601 | -0.98298 | -0.9842 | -0.99087 | -0.98481 | -0.97258 | -0.97388 | -0.9791 | -0.95235 | -0.78958
Total NSR Revenue | -18330.1972 | 9990.3836 | 30809.9913 | 43504.4962 | 33476.278 | 19908.4219 | 11639.0341 | 13736.2471 | 33277.8033 | 72950.0822 | 52073.501 | -7752.1226 | 295283.9188
Total NSR Revenue StDev | 19169.9278 | 20817.6584 | 47204.1255 | 52826.0462 | 59016.7626 | 29696.2325 | 25082.6353 | 13786.2689 | 24932.953 | 71914.0725 | 49543.9372 | 22520.5208 | 436511.1407

## 4h10c_Summary
BP-26 Sneak Peek
[6 empty] | Direct Expense | 332.6917 | Pisces | 0 | Capital | 64.094 | 22.3% | 132.1628
2028 | Oct | Nov | Dec | Jan | Feb | Mar | Apr | May | Jun | Jul | Aug | Sep | Total
Purchase (aMW) | 1591.7667 | 698.6667 | 423.8667 | 531.3333 | 390.9 | 401.8 | 642.4167 | 562.3889 | 173.2333 | 205.0333 | -49.8154 | 954.6 | 544.124
Price | 47.964 | 38.4294 | 46.5777 | 42.1039 | 42.426 | 30.8562 | 24.8866 | 8.5176 | 14.8177 | 50.6271 | 55.2979 | 65.5128 | 40.9811
Purchase Expense | 56802.5861 | 19358.3954 | 14688.6032 | 16644.1822 | 11542.6818 | 9211.7363 | 11511.0563 | 3563.9115 | 1848.1829 | 7722.8965 | -2049.4884 | 45027.7066 | 195872.4503
Credit | 20040.5776 | 11690.523 | 10649.1594 | 11085.2535 | 9947.6189 | 9427.818 | 9940.5664 | 8168.3531 | 7785.7456 | 9095.8068 | 6916.5649 | 17414.7794 | 132162.7666
PREVIOUS RUN
BP-24 Final Settlement Proposal
| Mar: Direct Expense; Apr: 269.2346; May: Pisces; Jun: 0; Jul: Capital; Aug: 41.335; Sep: 22.3% | 111.2881
2024 | Oct | Nov | Dec | Jan | Feb | Mar | Apr | May | Jun | Jul | Aug | Sep | Total
Purchase (aMW) | 1140.2333 | 317.9333 | 686.9667 | 657.8333 | 408.1 | 351.0333 | 519.2667 | 322.7667 | 125.0333 | 119.7667 | 14.0326 | 494.1667 | 430.6137
Price | 43.3786 | 42.0585 | 68.1015 | 58.1412 | 62.9694 | 48.9476 | 33.5207 | 29.2044 | 37.53 | 73.5708 | 87.1287 | 49.8454 | 49.8293
Purchase Expense | 36799.5239 | 9641.0701 | 34806.8708 | 28455.9486 | 17885.6724 | 12766.395 | 12532.4639 | 7013.0927 | 3378.5989 | 6555.6326 | 909.6464 | 17734.9897 | 188479.9049
Credit | 13977.7131 | 7921.3779 | 13533.3515 | 12117.0958 | 9759.9242 | 8618.3254 | 8566.1587 | 7335.3389 | 6524.8468 | 7233.3253 | 5974.2704 | 9726.322 | 111288.0501
| Mar: Directe Expense; Apr: 63.457; May: Pices; Jun: 0; Jul: Capital; Aug: 22.759; Sep: 22.3% | 20.8747
Y1 | Oct | Nov | Dec | Jan | Feb | Mar | Apr | May | Jun | Jul | Aug | Sep | Total
Purchase (aMW) | 451.5333 | 380.7333 | -263.1 | -126.5 | -17.2 | 50.7667 | 123.15 | 239.6222 | 48.2 | 85.2667 | -63.848 | 460.4333 | 113.5104
Price | 4.5854 | -3.6291 | -21.5237 | -16.0373 | -20.5434 | -18.0913 | -8.6341 | -20.6868 | -22.7123 | -22.9438 | -31.8307 | 15.6674 | -8.8483
Purchase Expense | 20003.0622 | 9717.3253 | -20118.2676 | -11811.7664 | -6342.9905 | -3554.6587 | -1021.4076 | -3449.1812 | -1530.416 | 1167.2639 | -2959.1347 | 27292.7169 | 7392.5454
Credit | 6062.8644 | 3769.1451 | -2884.1921 | -1031.8423 | 187.6947 | 809.4927 | 1374.4077 | 833.0142 | 1260.8988 | 1862.4814 | 942.2945 | 7688.4574 | 20874.7166
| Mar: Directe Expense; Apr: 0; May: Pices; Jun: 0; Jul: Capital; Aug: 0; Sep: 22.3% | 0
Y2 | Oct | Nov | Dec | Jan | Feb | Mar | Apr | May | Jun | Jul | Aug | Sep | Total
Purchase (aMW) | 0 | 0 | 0 | 0 | 0 | 0 | 0 | 0 | 0 | 0 | 0 | 0 | 0
Price | 0 | 0 | 0 | 0 | 0 | 0 | 0 | 0 | 0 | 0 | 0 | 0 | 0
Purchase Expense | 0 | 0 | 0 | 0 | 0 | 0 | 0 | 0 | 0 | 0 | 0 | 0 | 0
Credit | 0 | 0 | 0 | 0 | 0 | 0 | 0 | 0 | 0 | 0 | 0 | 0 | 0

## TxExp_Summary
BP 26 Initial Proposal | 2027-10-01 | 2027-11-01 | 2027-12-01 | 2028-01-01 | 2028-02-01 | 2028-03-01 | 2028-04-01 | 2028-05-01 | 2028-06-01 | 2028-07-01 | 2028-08-01 | 2028-09-01 | Total
Discretionary | 3200.8367 | 4062.5344 | 5841.5216 | 8338.44 | 8669.4037 | 8078.4177 | 6676.1791 | 9850.9123 | 13433.6279 | 9681.5397 | 5943.4887 | 3135.9255 | 86912.8276
Non Discretionary Sys Obl | 219.317 | 220.966 | 222.615 | 224.264 | 225.913 | 227.562 | 229.211 | 230.86 | 232.509 | 234.158 | 235.807 | 237.456 | 2740.638
Total | 3420.1537 | 4283.5004 | 6064.1366 | 8562.704 | 8895.3167 | 8305.9797 | 6905.3901 | 10081.7723 | 13666.1369 | 9915.6977 | 6179.2957 | 3373.3815 | 89653.4656
PREVIOUS
BP 24 Final Settlement Proposal | 2023-10-01 | 2023-11-01 | 2023-12-01 | 2024-01-01 | 2024-02-01 | 2024-03-01 | 2024-04-01 | 2024-05-01 | 2024-06-01 | 2024-07-01 | 2024-08-01 | 2024-09-01 | Total
Discretionary | 3734.0725 | 4089.34 | 4176.661 | 5417.7509 | 6082.099 | 6230.0971 | 5653.1897 | 7410.276 | 8264.2819 | 6196.944 | 4315.8517 | 3675.6975 | 65246.2612
Non Discretionary Sys Obl | 2488.8622 | 2456.8673 | 2460.1822 | 2460.1822 | 2453.5524 | 2460.1822 | 2485.5473 | 2488.8622 | 2485.5473 | 2488.8622 | 2488.8622 | 2485.5473 | 29703.0566
Total | 6222.9347 | 6546.2073 | 6636.8432 | 7877.933 | 8535.6514 | 8690.2793 | 8138.737 | 9899.1382 | 10749.8292 | 8685.8061 | 6804.7139 | 6161.2447 | 94949.3179
BP 24 Final Settlement Proposal | 2024-10-01 | 2024-11-01 | 2024-12-01 | 2025-01-01 | 2025-02-01 | 2025-03-01 | 2025-04-01 | 2025-05-01 | 2025-06-01 | 2025-07-01 | 2025-08-01 | 2025-09-01 | Total
Discretionary | 3737.1382 | 4097.0078 | 4215.8063 | 5524.7881 | 5985.4491 | 6282.1122 | 5954.6548 | 6265.7849 | 7867.1896 | 6281.2075 | 4440.4166 | 3682.8339 | 64334.389
Non Discretionary Sys Obl | 2488.8622 | 2456.8673 | 2460.1822 | 2460.1822 | 2450.2374 | 2460.1822 | 2485.5473 | 2488.8622 | 2485.5473 | 2488.8622 | 2488.8622 | 2485.5473 | 29699.7417
Total | 6226.0004 | 6553.8751 | 6675.9885 | 7984.9703 | 8435.6866 | 8742.2944 | 8440.2021 | 8754.647 | 10352.7368 | 8770.0696 | 6929.2787 | 6168.3811 | 94034.1307
DELTAS
| Oct | Nov | Dec | Jan | Feb | Mar | Apr | May | Jun | Jul | Aug | Sep | Total
Discretionary | -533.2358 | -26.8056 | 1664.8606 | 2920.6892 | 2587.3047 | 1848.3206 | 1022.9894 | 2440.6364 | 5169.346 | 3484.5958 | 1627.637 | -539.7719 | 21666.5664
Non Discretionary Sys Obl | -2269.5452 | -2235.9013 | -2237.5672 | -2235.9182 | -2227.6394 | -2232.6202 | -2256.3363 | -2258.0022 | -2253.0383 | -2254.7042 | -2253.0552 | -2248.0913 | -26962.4186
Total | -2802.781 | -2262.7069 | -572.7065 | 684.771 | 359.6653 | -384.2996 | -1233.3468 | 182.6342 | 2916.3078 | 1229.8916 | -625.4182 | -2787.8632 | -5295.8523
| Oct | Nov | Dec | Jan | Feb | Mar | Apr | May | Jun | Jul | Aug | Sep | Total
Discretionary | -3737.1382 | -4097.0078 | -4215.8063 | -5524.7881 | -5985.4491 | -6282.1122 | -5954.6548 | -6265.7849 | -7867.1896 | -6281.2075 | -4440.4166 | -3682.8339 | -64334.389
Non Discretionary Sys Obl | -2488.8622 | -2456.8673 | -2460.1822 | -2460.1822 | -2450.2374 | -2460.1822 | -2485.5473 | -2488.8622 | -2485.5473 | -2488.8622 | -2488.8622 | -2485.5473 | -29699.7417
Total | -6226.0004 | -6553.8751 | -6675.9885 | -7984.9703 | -8435.6866 | -8742.2944 | -8440.2021 | -8754.647 | -10352.7368 | -8770.0696 | -6929.2787 | -6168.3811 | -94034.1307

## Surplus4TxModel
Iteration | 2027-10-01 | 2027-11-01 | 2027-12-01 | 2028-01-01 | 2028-02-01 | 2028-03-01 | 2028-04-01 | 2028-05-01 | 2028-06-01 | 2028-07-01 | 2028-08-01 | 2028-09-01
1 | -651.8578 | -31.2798 | -213.2323 | 152.168 | -1231.988 | -1117.9504 | -800.571 | 803.673 | 4365.5757 | 2118.9465 | 755.3476 | -337.5139
2 | -923.2773 | -238.1008 | -1076.2133 | -769.9865 | -2109.4839 | -405.8607 | -464.273 | 2818.7922 | 2898.9901 | 1459.871 | 920.7993 | -26.4871
3 | -766.5408 | -5.9091 | -63.892 | -627.9796 | -483.8311 | -480.4379 | -1336.2943 | 774.1499 | 859.2055 | -50.6229 | 171.5005 | -559.3484
4 | -285.3093 | 771.7061 | 2591.5637 | 6734.1967 | 7097.1306 | 5638.3082 | 4123.6502 | 6100.9353 | 6844.4763 | 5658.9424 | 3846.4319 | 1292.7774
5 | -587.3508 | -213.9573 | 1735.6153 | 4638.0097 | 4845.9349 | 4446.7742 | 1773.3998 | 2582.205 | 5097.6778 | 5535.634 | 4335.4305 | 476.1361
6 | -723.2004 | 284.8172 | -370.798 | -469.1791 | 64.0483 | -90.1743 | -484.9187 | 2419.6907 | 1729.5552 | -316.8578 | 269.008 | -306.4725
7 | -840.6592 | 332.7118 | -478.5715 | -222.3829 | 283.3437 | 274.7489 | 104.1186 | 1911.9227 | 2005.2326 | 177.3917 | 482.1859 | -292.6401
8 | 1740.4781 | 2248.172 | 1581.5637 | 1537.6701 | 2253.9406 | 1505.8318 | -316.1657 | 4066.5837 | 4705.3981 | 3061.0881 | 2476.8031 | 140.1361
9 | -782.7828 | -276.3145 | 537.6616 | 667.6877 | 376.906 | 514.4692 | 1527.5247 | 2814.6453 | 2257.7664 | 361.2868 | -2.6935 | 4.2763
10 | -486.3178 | 76.3151 | 1631.5953 | 3170.0566 | 2953.8616 | 3066.6252 | 3894.4982 | 4015.1282 | 5759.4482 | 6017.3997 | 3431.5584 | -182.7052
11 | -104.77 | 358.2067 | 933.1152 | 685.0932 | 735.863 | 436.4474 | -254.1635 | 2753.4872 | 5480.6282 | 3432.1318 | 1297.5539 | 171.2744
12 | -637.1256 | -135.0018 | -147.5904 | 1967.957 | 577.2726 | 138.3701 | 1572.5709 | 2035.8352 | 2927.8559 | 186.6796 | -13.0592 | -313.4054
13 | 267.0699 | 2832.2735 | 5347.7405 | 5884.4389 | 6581.7286 | 5754.0054 | 2793.8326 | 3179.3557 | 5155.7681 | 5225.6181 | 3070.2702 | 267.2016
14 | -877.3931 | -492.7948 | -463.3549 | 526.5322 | 1903.1156 | 2045.7086 | 23.6279 | 1590.4468 | 3936.4186 | 2254.825 | 353.9602 | -65.2893
15 | -565.7701 | 409.1185 | -230.602 | -36.2592 | -770.6178 | 1362.6487 | 1178.2823 | 1890.0831 | 3698.3351 | 407.8526 | 528.0736 | -595.5138
16 | 175.6085 | 574.8239 | 1659.0676 | 1156.5995 | 1341.6094 | 517.6748 | -441.0358 | 1857.5568 | 2955.3042 | 1690.4257 | 444.8113 | -358.4588
17 | -1224.3943 | -502.2871 | -1029.0319 | -577.8192 | 237.2376 | -421.6908 | 1546.5849 | 2249.0242 | 4932.7877 | 4191.7459 | 502.9322 | -438.7628
18 | -994.5672 | 2043.0863 | 2830.9778 | 3152.901 | 4518.2213 | 2146.5228 | 1819.7693 | 2628.0417 | 3896.6869 | 4946.2776 | 3098.7557 | -270.6559
19 | -312.2993 | 809.0445 | 3119.8727 | 1412.2772 | 689.8026 | 806.34 | 2575.3364 | 2913.5116 | 4179.0401 | 2621.7983 | 1263.0089 | 215.4554
20 | -483.735 | 332.4325 | 1806.3445 | 2959.5615 | 2579.8462 | 3039.7012 | 1987.1874 | 2453.9535 | 3230.3881 | 2102.78 | -17.6186 | -823.676
21 | -544.8283 | 406.5606 | 412.8876 | 810.5142 | 265.4589 | 161.2656 | 590.4128 | 1623.4316 | 2976.5837 | 840.6923 | 708.319 | 262.4267
22 | -669.4636 | 980.9136 | 2950.1711 | 3694.6142 | 4323.2612 | 4704.2929 | 752.013 | 961.4783 | 1276.1055 | -760.2138 | -79.6212 | -228.9203
23 | 140.9679 | 2621.5277 | 1138.9741 | 3912.3966 | 4251.5182 | 6538.6174 | 4317.7163 | 3686.2703 | 5306.6009 | 2141.6605 | 2014.3358 | -476.616
24 | -332.1037 | -242.4171 | 1585.786 | 4493.5482 | 5823.8267 | 3376.2736 | 2304.5905 | 2998.8559 | 6715.7363 | 7510.749 | 3356.1801 | 182.7258
25 | -351.9492 | 465.3128 | 1522.7002 | 3754.2338 | 4506.0184 | 1346.1637 | 2749.7171 | 4127.301 | 4619.081 | 2464.7822 | 548.1713 | -622.4965
26 | -554.4691 | 103.3151 | 290.4987 | 1973.9386 | 162.7748 | 3340.2004 | 2442.434 | 2667.1137 | 4416.6377 | 3530.2596 | 1527.7631 | 260.5623
27 | -631.3555 | -656.4664 | 592.4238 | 4066.27 | 4864.9774 | 3058.7286 | 2337.7204 | 5347.808 | 4452.7155 | 1597.3928 | 751.9296 | -275.8854
28 | -134.9908 | 2067.5888 | 3287.3688 | 2929.9663 | 3027.653 | 2576.0602 | 2351.9061 | 2662.7894 | 2296.105 | 2317.8278 | 1444.1301 | -271.6813
29 | -172.377 | 406.5129 | 2488.8684 | 1336.9244 | 3473.2578 | 1335.4219 | 1811.9421 | 2257.5753 | 5129.3043 | 3893.4912 | 2712.5632 | 176.49
30 | -464.7792 | 131.124 | 814.2023 | 1023.1328 | 897.0053 | 2750.7224 | 2558.7887 | 3073.4184 | 2380.7558 | -209.0875 | 976.5185 | -40.4183
31 | -141.0799 | -109.4805 | 595.6907 | 1199.9688 | 912.9907 | 2815.4344 | 2984.8452 | 2966.7018 | 2453.3261 | -279.1739 | 764.6751 | 66.2729
32 | -506.9503 | 365.1335 | 531.3652 | 1587.7837 | 259.1477 | 3656.2724 | 2535.4712 | 2785.0303 | 4276.4752 | 3503.6787 | 1679.8818 | 120.8715
33 | -391.0938 | 1175.6193 | 2687.9165 | 3621.6502 | 4052.4715 | 4787.6391 | 818.9375 | 993.2833 | 1202.4435 | -857.6275 | 127.6887 | -220.3554
34 | 1808.8142 | 2330.3858 | 1749.9807 | 1946.7545 | 2950.5069 | 1599.1253 | 95.928 | 4038.4706 | 4549.0678 | 2828.2524 | 2281.3111 | 14.1726
35 | -221.6992 | 585.5164 | 969.009 | 273.5287 | 832.9905 | 452.9894 | -438.0725 | 2821.2383 | 5734.9183 | 3614.7851 | 1404.0494 | 423.0119
36 | -481.1113 | 275.0507 | 1275.9703 | 3091.6391 | 3982.2374 | 1192.0897 | 2432.8518 | 4085.3086 | 4720.6148 | 2138.0156 | 524.6255 | -626.2452
37 | -963.147 | 207.8917 | -683.3749 | -197.7246 | 118.6087 | 228.1394 | -451.6247 | 2303.8246 | 1837.3292 | -168.1335 | 88.9044 | -256.4559
38 | -412.515 | 107.7747 | 1962.8405 | 4950.8101 | 4890.9661 | 4688.163 | 2010.9228 | 2707.1726 | 5018.3523 | 5941.5557 | 4496.9528 | 616.9321
39 | 228.5354 | 2752.3656 | 1626.9263 | 4379.4624 | 4720.6834 | 6626.0586 | 4572.2461 | 4338.0275 | 5413.3523 | 1836.1244 | 1598.0297 | -455.9421
40 | 169.7413 | 722.5369 | 2005.6224 | 1598.0052 | 1350.7817 | 121.6499 | -461.9187 | 1914.5973 | 2692.3986 | 1673.8118 | 73.0375 | -441.2708
41 | -768.2081 | 303.7428 | -895.534 | -874.9311 | -168.1766 | 165.6984 | -316.6424 | 1552.6033 | 1720.1526 | 20.3483 | 558.5063 | -255.5061
42 | -704.4498 | 130.3932 | -716.186 | -1027.9889 | -2145.6815 | -421.896 | -197.8721 | 3079.9916 | 2945.6036 | 1177.3975 | 1010.0146 | 62.4492
43 | -951.1711 | 2049.7868 | 2310.7712 | 3082.4383 | 4277.9276 | 2086.6987 | 1795.1144 | 2793.3292 | 3629.1912 | 5063.4628 | 3304.7437 | -175.2939
44 | -696.5662 | 286.0084 | 169.7508 | 315.7598 | -1038.1668 | -982.7829 | -632.5646 | 625.7329 | 4804.394 | 2258.7504 | 625.0224 | -802.0378
45 | -489.0319 | 440.6265 | -83.6481 | 340.8786 | -678.5077 | 1553.6682 | 1359.8627 | 2046.9967 | 3801.8295 | 310.007 | -2.9881 | -568.703
46 | -822.117 | -221.4014 | 52.1838 | 1289.2429 | 2375.8599 | 2289.6288 | 205.8128 | 1648.9878 | 4296.2008 | 2667.5885 | 944.9628 | 198.7945
47 | -641.391 | -70.1411 | 232.9484 | 178.1802 | 491.3562 | 741.9753 | 1703.145 | 2619.4922 | 2184.5686 | 755.7648 | 282.9179 | 2.0159
48 | -464.7049 | -433.4899 | 552.2827 | 3761.9778 | 5617.0331 | 3252.7132 | 2487.9509 | 5387.0765 | 4791.6375 | 1704.092 | 834.6931 | -264.1042
49 | -655.8031 | 529.3775 | 363.4886 | 478.8822 | 278.1068 | -35.947 | 215.8409 | 1631.9092 | 3078.588 | 895.9125 | 912.1508 | 444.6023
50 | -507.8533 | 246.8223 | 497.7774 | 1875.3696 | 115.7076 | 278.1729 | 1797.9824 | 2446.1357 | 3104.3489 | 114.9613 | -108.491 | -590.8661
51 | -70.1771 | 1901.9834 | 3193.5535 | 3064.9251 | 2457.7818 | 2692.6852 | 2567.4969 | 2797.1331 | 2293.063 | 2278.2352 | 1471.8252 | -384.5648
52 | 351.672 | 3393.1946 | 5774.4129 | 5940.137 | 6963.7718 | 6120.3859 | 2847.1825 | 3348.9821 | 5525.1848 | 5281.8799 | 3045.2417 | 459.0237
53 | -231.5327 | 261.2575 | 2321.6701 | 1574.5301 | 3387.1037 | 1185.1389 | 1577.2571 | 2144.2901 | 4943.6776 | 3740.4945 | 2760.7797 | 45.463
54 | -951.2623 | -435.0605 | -659.4413 | -344.5705 | 806.0034 | -240.9083 | 1721.8718 | 2591.0454 | 5039.0826 | 4322.0922 | 533.9926 | -262.0826
55 | -648.1509 | -75.8698 | -112.5754 | -595.3551 | -515.8433 | -615.8113 | -1231.6169 | 338.7334 | 757.4097 | -47.0836 | 430.653 | -721.2228
56 | -405.4036 | 264.6684 | 1526.7264 | 2875.2398 | 2847.9891 | 3029.3632 | 3912.2472 | 4110.6099 | 5837.7007 | 5958.4025 | 3474.7059 | 84.8502
57 | -178.2101 | 852.0151 | 3432.3501 | 1826.8018 | 1047.2654 | 1012.0815 | 2694.7821 | 3046.1288 | 4425.686 | 2797.7272 | 1507.6552 | 265.1866
58 | -357.1238 | 687.1305 | 2836.4844 | 6524.121 | 6855.1236 | 5427.9558 | 4043.609 | 6015.9465 | 7093.9736 | 5614.39 | 4123.8198 | 1304.0227
59 | -297.3993 | 80.9418 | 1771.2235 | 4933.003 | 5708.1077 | 2872.5779 | 2846.9548 | 3113.5544 | 6599.9665 | 7338.2761 | 3383.9874 | 275.5745
60 | -389.1855 | 209.6187 | 1795.3464 | 3015.4696 | 2805.3424 | 3171.5694 | 1888.9558 | 2371.6216 | 3425.8035 | 1724.2155 | 120.7666 | -899.6532
61 | -469.7615 | -458.6503 | 655.4111 | 4078.0553 | 5403.7829 | 3049.2796 | 2577.4142 | 5152.6354 | 4637.0914 | 1466.3053 | 945.422 | -259.8071
62 | -780.6719 | -196.1398 | -334.3123 | -918.8563 | -511.1584 | -460.7762 | -1170.8531 | 738.9123 | 704.4719 | -10.8862 | 336.9047 | -548.9597
63 | -239.8108 | 364.3996 | 919.2702 | 298.185 | 849.2966 | 666.8963 | -318.7322 | 2960.9151 | 5578.3171 | 3566.6979 | 1296.6412 | 426.2887
64 | -820.5799 | -324.9114 | 33.1753 | 1369.6171 | 380.9534 | 233.1747 | 1624.1884 | 2123.2617 | 2623.7429 | -11.264 | -16.62 | -534.301
65 | -800.2149 | 20.7155 | -1033.3908 | -194.993 | 97.0835 | -63.0422 | -323.6977 | 1750.5982 | 1675.4669 | 148.0109 | 584.2162 | -347.7368
66 | 177.1841 | 628.3995 | 1879.0638 | 1103.8371 | 1642.0261 | 493.1163 | -589.5726 | 1789.2682 | 2844.5191 | 1844.8125 | 567.8253 | -460.4859
67 | -40.9323 | 3182.9132 | 5808.5616 | 6321.9909 | 6869.8854 | 6251.2733 | 3125.5382 | 3432.716 | 5490.8236 | 5400.4905 | 2999.0993 | 433.5734
68 | -333.8859 | 856.8491 | 2741.5561 | 3957.5808 | 4130.4155 | 4369.6784 | 841.7907 | 955.435 | 1268.1104 | -839.0172 | 160.336 | -263.1429
69 | -631.8198 | 442.4462 | -600.9981 | -124.9386 | -651.3449 | 1482.8236 | 1359.5994 | 1965.6256 | 3672.1593 | 262.6268 | 408.6524 | -621.4982
70 | -418.6905 | 436.5734 | 2806.0821 | 6729.1195 | 7004.1196 | 5427.3122 | 4119.5239 | 6025.0875 | 6853.7745 | 5590.1538 | 3661.0688 | 1018.1158
71 | -407.5371 | 87.2885 | 1495.8638 | 4548.3137 | 5611.4081 | 2999.6346 | 2583.2924 | 2892.3274 | 6784.832 | 7157.3365 | 3242.4998 | 363.1562
72 | -708.9738 | 143.0779 | 719.8907 | -16.1407 | 175.783 | 571.4158 | 1623.6134 | 2582.1215 | 1875.6616 | 605.1062 | 203.2587 | 58.718
73 | -249.3614 | -130.9389 | 427.3454 | 991.8122 | 682.0819 | 2594.4993 | 2707.8287 | 2858.7914 | 2384.5746 | -452.3615 | 674.6554 | -65.8253
74 | -388.835 | 1820.076 | 3002.9567 | 2675.5229 | 2002.7642 | 2147.8449 | 2274.3847 | 2605.8241 | 2050.4095 | 1962.5468 | 1405.0617 | -422.3159
75 | -889.2586 | 2375.5318 | 2826.6895 | 3558.2372 | 4640.3334 | 1912.1593 | 1897.8166 | 2585.2976 | 4027.8658 | 5068.0774 | 3251.3838 | -135.1238
76 | 215.6127 | 2815.5231 | 1694.0484 | 4503.8957 | 4955.227 | 6754.5059 | 4633.2452 | 4572.6505 | 5574.46 | 2442.5335 | 2073.972 | -268.7276
77 | -624.4086 | 31.6206 | -21.5889 | 1181.8647 | 2221.7056 | 2338.5658 | 312.3793 | 1920.148 | 4443.4372 | 2762.8019 | 975.408 | 292.8005
78 | -325.3619 | 382.2326 | 2710.3136 | 1668.8142 | 3476.0352 | 1211.5347 | 1926.7564 | 2168.0369 | 5210.7244 | 4086.8754 | 2880.6274 | 230.0162
79 | -751.8706 | -44.7547 | 1681.9223 | 4607.2926 | 4910.8258 | 4462.3738 | 1907.5293 | 2676.0535 | 5216.3249 | 5819.3996 | 4506.5204 | 457.1001
80 | -992.9421 | -397.4467 | -1038.0548 | -1298.8163 | -2196.5531 | -552.7961 | -356.5983 | 2779.9994 | 2972.9961 | 1577.715 | 764.5754 | -210.7388
81 | -944.7126 | -260.9919 | -397.1207 | -244.5178 | 574.8666 | -433.5191 | 1539.4971 | 2429.3186 | 5012.2581 | 4279.5315 | 510.912 | -345.928
82 | -654.1047 | -17.7576 | 704.0221 | 2179.6654 | 584.6083 | 3702.5247 | 2513.023 | 2622.0085 | 4489.9987 | 3539.5863 | 1704.013 | 311.2163
83 | -524.0871 | 567.5755 | 475.4722 | -89.6831 | 516.9048 | 243.529 | 325.9821 | 1528.5793 | 2957.4372 | 1095.1704 | 748.4596 | 379.7268
84 | -129.9148 | 497.7596 | 1534.9064 | 3471.9608 | 4324.6967 | 1509.8408 | 3078.0234 | 4324.175 | 4792.0352 | 2158.9505 | 641.7935 | -717.6757
85 | -575.4206 | -194.6776 | 1581.2604 | 2640.3092 | 2440.4566 | 2868.386 | 1715.6303 | 2314.8677 | 3158.988 | 1952.2229 | -179.1907 | -1022.0183
86 | 1609.7105 | 1845.3163 | 1159.5579 | 1762.7682 | 2461.1654 | 1328.0673 | 154.303 | 3853.9481 | 4630.1443 | 2890.0951 | 2475.2601 | -1.2193
87 | -760.8656 | 231.1976 | -767.8112 | -185.481 | -4.1159 | -47.7852 | -606.112 | 2412.4014 | 1596.8815 | -369.8966 | 270.5265 | -337.9456
88 | -585.615 | 446.8996 | 2980.6748 | 1257.5158 | 457.1941 | 655.114 | 2455.4197 | 2743.3886 | 4070.053 | 2405.6448 | 1206.2359 | 18.1986
89 | -289.3438 | 360.3356 | -175.2493 | -136.6955 | -773.81 | -772.1067 | -513.2705 | 920.3797 | 4813.7065 | 2282.0878 | 915.7564 | -231.1293
90 | -794.9806 | 1.4639 | 1079.33 | 2820.3896 | 2774.5231 | 2913.3944 | 3790.6501 | 4105.0016 | 6043.2471 | 6258.319 | 3467.6696 | -41.9048
91 | -794.5507 | -133.324 | 589.4198 | 414.133 | 318.7795 | 578.0004 | 1686.4546 | 2600.6318 | 2205.3899 | 510.7876 | 323.5069 | 88.6466
92 | 148.3901 | 2495.5109 | 1635.135 | 4367.6589 | 4865.3068 | 6583.348 | 4447.9347 | 4371.9981 | 5334.7259 | 2417.6821 | 2065.8299 | -345.1503
93 | -668.6456 | 344.369 | -266.4916 | 223.665 | -997.9893 | 1077.6718 | 1279.0847 | 2006.3079 | 3544.9839 | 242.8369 | 364.8279 | -626.2313
94 | -438.1609 | 474.2113 | 1028.0732 | 440.9651 | 1060.8507 | 419.7385 | -787.5933 | 3030.4947 | 5480.8693 | 3621.2347 | 1179.6849 | 196.6861
95 | -430.1449 | 751.3036 | 1673.5845 | 3738.0097 | 4363.6119 | 1409.9132 | 2775.4172 | 4185.6575 | 4856.0235 | 2290.7713 | 630.6462 | -591.9628
96 | -564.0053 | 136.4753 | -741.7417 | -1030.9076 | -2421.6652 | -554.2241 | -427.5804 | 2944.3942 | 2599.1072 | 880.7369 | 424.473 | -124.174
97 | -340.9695 | -881.5517 | 767.399 | 4258.2955 | 5262.8699 | 2917.8212 | 2469.2603 | 5333.031 | 4691.3317 | 1262.9408 | 838.1815 | -251.2316
98 | -729.2432 | -101.4964 | -201.1382 | -504.8819 | -383.0172 | -490.6165 | -1286.2618 | 631.1546 | 639.6428 | -117.5235 | 320.4549 | -535.3057
99 | -869.3357 | 2317.3586 | 2681.7896 | 3379.9204 | 4616.1548 | 2282.1726 | 1665.292 | 2491.7792 | 3698.4092 | 5166.4938 | 3398.4247 | -209.1344
100 | -466.5418 | 662.7131 | 2759.6626 | 6721.7322 | 6879.8439 | 5441.8824 | 3780.3775 | 5536.3214 | 6765.1768 | 5557.478 | 3777.6578 | 1172.7513
101 | 273.8228 | 3356.0695 | 5640.934 | 6430.9982 | 6898.758 | 5977.9135 | 2820.8832 | 3384.9927 | 5165.2815 | 5430.4498 | 3097.3215 | 362.6216
102 | -440.0352 | 133.8268 | -192.1004 | 148.0244 | -811.7261 | -598.1025 | -523.6465 | 688.0961 | 4504.3782 | 2303.6552 | 697.1954 | -257.1879
103 | -673.795 | 336.9694 | -854.934 | -68.6663 | -6.6559 | -8.1515 | -388.9156 | 2292.2164 | 1625.6392 | -335.161 | 117.2068 | -556.8723
104 | -529.073 | 168.2315 | 960.3914 | 1324.3874 | 840.4197 | 2689.9811 | 2644.2341 | 2857.9365 | 1921.2745 | -482.8738 | 888.8805 | 67.3813
105 | 88.1006 | 899.0945 | 1766.5428 | 1076.4117 | 1802.501 | 940.1783 | -398.7587 | 1790.5575 | 2808.9075 | 1578.6914 | 382.7323 | -554.247
106 | -326.6837 | 8.5939 | 1705.8761 | 4342.9843 | 5863.6417 | 3315.6267 | 2856.148 | 2841.7707 | 6799.7605 | 7369.125 | 3211.525 | 301.2339
107 | 79.2706 | 2204.3804 | 3235.1815 | 2865.4278 | 2474.9815 | 2569.5286 | 2612.016 | 2800.9934 | 2046.6234 | 2246.6957 | 1220.9284 | -168.8786
108 | -299.8397 | -0.21336 | 283.1389 | 2191.0649 | 397.2813 | 194.8661 | 1850.2707 | 2299.7481 | 3030.2447 | 102.0968 | -164.5205 | -335.5317
109 | -511.1292 | 86.8889 | 649.2696 | 1922.9265 | 353.7438 | 3694.3634 | 2347.0192 | 2664.5377 | 4380.2365 | 3591.386 | 1463.0881 | 116.8426
110 | -606.7811 | 512.6563 | 399.7881 | 657.6227 | 488.3719 | -28.0117 | 398.7579 | 1689.0991 | 2825.421 | 854.84 | 896.7436 | 484.4555
111 | -772.8782 | 217.3388 | -505.7714 | -176.8469 | -293.0151 | 125.8781 | -115.1231 | 1813.6034 | 1796.8367 | 151.5834 | 441.0462 | -285.5157
112 | -485.4013 | 457.3947 | 1692.4972 | 2783.3166 | 2694.5185 | 3246.3581 | 1939.3814 | 2544.1329 | 3512.5064 | 2119.9216 | 142.2174 | -1031.249
113 | -132.1292 | 910.9749 | 3245.7546 | 1540.8071 | 894.9939 | 978.3073 | 2735.5281 | 3121.2313 | 4070.2973 | 2564.1892 | 1348.0609 | 358.6165
114 | 1592.3649 | 1800.8062 | 1201.6638 | 1223.4413 | 2437.8732 | 1335.4189 | 43.2294 | 3749.1759 | 4374.3613 | 2706.1303 | 2158.4598 | -116.2975
115 | -838.9294 | -407.28 | -633.286 | -321.0167 | 487.9128 | -131.9178 | 1745.7704 | 2723.1159 | 5227.743 | 4402.2322 | 653.3606 | -368.4061
116 | -434.8956 | 773.3168 | 2649.4592 | 3629.0877 | 4061.6692 | 4685.3895 | 865.9083 | 913.2701 | 1299.787 | -647.7505 | 197.1249 | -336.0581
117 | -782.2164 | 101.6461 | -254.9868 | 892.2024 | 2138.6603 | 1962.0627 | 25.6331 | 1753.3992 | 4070.3202 | 2700.5981 | 1009.9437 | 268.1436
118 | -226.4284 | 605.1349 | 2408.2272 | 1400.4906 | 3503.3211 | 1401.0837 | 1984.1303 | 2327.3716 | 5235.7422 | 4017.9446 | 2953.2054 | 272.3053
119 | -389.0553 | -183.8623 | 2004.5303 | 4576.5013 | 4969.6485 | 4469.9347 | 1707.8216 | 2688.4733 | 5086.0797 | 5493.1658 | 4430.7836 | 532.9807
120 | -700.3202 | 4.7683 | 1213.1832 | 2794.8159 | 2612.839 | 2496.2882 | 3881.0404 | 4113.1527 | 5771.8653 | 6177.5875 | 3312.5939 | -25.6036
121 | -422.9355 | -123.515 | 1689.3176 | 4915.1515 | 5526.9727 | 3269.7902 | 2878.2033 | 3085.4966 | 6807.5231 | 7347.3387 | 3390.7311 | 466.1385
122 | -674.5587 | 438.9914 | 144.0744 | 476.8254 | 440.3209 | 26.8256 | 347.5206 | 1586.5063 | 2981.0479 | 684.7845 | 674.1797 | 268.9613
123 | -306.2561 | -362.848 | 624.9786 | 1085.2974 | 690.8642 | 2641.494 | 2711.9278 | 3116.6984 | 2365.2922 | -429.7988 | 789.4834 | 28.8305
124 | -1082.9797 | -435.2203 | -675.7957 | -33.9073 | 389.278 | -148.6157 | 1564.791 | 2535.918 | 5199.8108 | 4380.7035 | 362.6613 | -442.6543
125 | -407.7767 | 592.8087 | 3604.4081 | 1555.058 | 857.3511 | 969.0192 | 2811.7026 | 2971.8805 | 4262.8702 | 2650.4319 | 1308.1231 | 163.3801
126 | -632.0213 | 409.1773 | -231.0987 | -245.8003 | -1129.9148 | 1333.9771 | 1238.3236 | 2052.9738 | 3589.9622 | 234.8342 | 448.7318 | -620.7851
127 | -716.3713 | 206.9951 | -682.356 | -348.8934 | -72.2357 | -7.2736 | -86.798 | 1991.7582 | 1874.5065 | 72.8959 | 221.5736 | -433.3314
128 | -309.6926 | 144.4397 | 1942.1002 | 2750.9142 | 2571.6515 | 3205.9602 | 1846.3616 | 2383.4052 | 3214.4453 | 2016.1711 | 195.6894 | -677.5521
129 | -675.4526 | -141.1682 | 1553.7358 | 4361.5797 | 4569.3833 | 4650.3141 | 1930.1186 | 2570.272 | 4767.0959 | 5542.019 | 4218.2897 | 573.3225
130 | -710.2561 | -125.6154 | -206.5567 | -902.9909 | -743.9347 | -867.6932 | -1591.2205 | 420.8536 | 524.3434 | -12.3714 | -11.0922 | -912.9715
131 | -485.213 | 866.4602 | 2578.2225 | 3860.2646 | 4191.8786 | 4703.7428 | 887.0993 | 875.9653 | 1350.3126 | -671.0984 | 617.8999 | -41.2292
132 | -377.5721 | 202.4273 | 196.6991 | 1977.3116 | 344.2601 | 25.6045 | 1560.4212 | 2168.0896 | 2794.2232 | 72.2018 | -29.2151 | -355.8124
133 | -814.0949 | 2282.5378 | 2814.9948 | 3467.878 | 4652.7353 | 2205.9035 | 1753.9565 | 2567.3251 | 3824.395 | 5174.1048 | 3248.1253 | -236.5437
134 | -98.0352 | 2034.1562 | 2871.4661 | 2389.9683 | 2707.5088 | 2646.2655 | 2160.6087 | 2536.5499 | 2106.3872 | 2035.1295 | 1240.8281 | -572.517
135 | -667.7372 | 645.8177 | -556.3672 | -22.0568 | 175.3433 | 19.0454 | -296.0558 | 2360.8754 | 1727.6938 | -133.8929 | 291.7159 | -322.23
136 | -348.3603 | -196.2115 | 809.1088 | 4045.5938 | 5334.6447 | 3188.8811 | 2169.774 | 5055.7374 | 4711.8574 | 1719.6352 | 1064.389 | -326.4531
137 | -852.9148 | -37.5091 | 389.8692 | 343.3973 | 465.9594 | 540.1938 | 1543.0662 | 2543.518 | 1840.8051 | 473.425 | 58.6697 | -36.0706
138 | -559.7605 | 152.2366 | 2556.537 | 6127.7069 | 6566.9308 | 5347.9133 | 3902.4448 | 5904.1534 | 7053.462 | 5592.9432 | 3876.2645 | 1110.233
139 | 6.7736 | 471.8911 | 2030.055 | 1508.3318 | 1602.4697 | 688.5937 | -398.9002 | 1892.6597 | 2871.6425 | 2090.8616 | 562.988 | -534.1334
140 | -562.8279 | 604.9397 | 1498.6998 | 3739.4833 | 4174.7914 | 1208.0503 | 2900.4403 | 4143.4734 | 4752.0847 | 2329.1092 | 555.3732 | -592.3578
141 | -642.7883 | 304.7073 | -393.0246 | -199.4698 | -1314.5811 | -1062.9474 | -1018.7937 | 461.5256 | 4634.2014 | 2052.6681 | 496.8168 | -535.0458
142 | 354.1978 | 3289.4571 | 6064.3312 | 6661.0533 | 7251.4895 | 6108.8404 | 2882.1831 | 3651.6615 | 5253.4647 | 5569.4002 | 2992.6525 | 598.1062
143 | -435.5368 | -58.1131 | 2291.9289 | 1875.5241 | 3222.5557 | 1038.9907 | 1668.8232 | 2070.0717 | 5085.6675 | 3892.6076 | 2779.859 | 217.0607
144 | 1594.8549 | 1666.3131 | 1443.4567 | 1590.4698 | 2117.2239 | 1425.6811 | 99.4833 | 3822.7458 | 4770.1687 | 2916.6003 | 2409.8953 | -249.7411
145 | -50.082 | 2594.4766 | 1384.9349 | 3834.6733 | 4357.9511 | 6498.5066 | 4479.0079 | 3949.3715 | 5299.2554 | 2327.0232 | 2131.353 | -614.8721
146 | -670.7035 | -138.0027 | -81.5686 | 1155.2397 | 2651.8189 | 2150.7842 | 448.4544 | 1753.9797 | 4041.2661 | 2660.8738 | 1207.5316 | 493.9732
147 | -528.9805 | 508.3542 | 829.6429 | 58.9241 | 736.9058 | 303.0613 | -576.2521 | 2894.6381 | 5557.447 | 3461.4487 | 1077.7136 | 189.1058
148 | -591.9023 | 451.549 | 792.8135 | 2220.0763 | 300.7235 | 3537.2777 | 2584.5517 | 2859.3237 | 4390.5762 | 3436.0389 | 1505.0789 | 148.0089
149 | -736.6506 | -91.3152 | -832.0877 | -1070.3046 | -1879.725 | -306.6945 | -173.232 | 3000.6265 | 3061.807 | 1456.6921 | 837.1194 | 140.082
150 | -558.3496 | 305.9961 | 1074.6114 | 2558.9657 | 2675.2079 | 2905.4478 | 3821.0381 | 4165.2142 | 5764.5653 | 5915.3412 | 3531.1026 | -114.1896
151 | -346.2768 | 15.4977 | 1703.9428 | 3052.684 | 2731.1112 | 3263.6362 | 1688.7029 | 2298.3695 | 3559.2725 | 2104.3996 | 68.3672 | -896.6915
152 | -542.6404 | 640.9336 | 2943.5586 | 6445.659 | 6438.5207 | 5565.0591 | 4136.675 | 5937.5593 | 6995.8259 | 5332.029 | 3647.8479 | 1218.3516
153 | -522.3442 | -69.9588 | 1562.5336 | 4675.5246 | 5288.1863 | 2827.7087 | 2591.1798 | 2701.6344 | 6448.7748 | 6744.6315 | 3057.941 | 184.266
154 | -609.4878 | 404.2195 | -398.6376 | -83.3874 | -1124.298 | 1253.3557 | 1221.8474 | 1923.2889 | 3807.3213 | 358.3184 | 434.7527 | -704.8005
155 | -495.9784 | 446.1362 | -822.7116 | 74.6687 | -157.8046 | 42.0595 | -651.8064 | 2261.6682 | 1590.1897 | -303.9793 | 5.3932 | -573.2048
156 | -245.9453 | 439.3353 | 940.7222 | 388.7095 | 758.5141 | 655.9466 | -270.1356 | 2995.8985 | 5611.1692 | 3603.3194 | 1338.7611 | 255.3401
157 | -732.7437 | 326.2747 | -402.1109 | -139.2574 | -52.4465 | -19.6088 | 4.7013 | 1973.8251 | 1781.7921 | 41.1286 | 256.0482 | -481.1692
158 | 49.3514 | 2897.3586 | 1170.4278 | 3533.6299 | 4583.1585 | 6518.74 | 4194.4873 | 4165.0571 | 5440.9976 | 2077.967 | 1970.0101 | -314.2468
159 | -699.395 | 137.6254 | -261.9029 | -1150.4983 | -442.0653 | -427.185 | -1261.2964 | 620.2294 | 822.4353 | -66.1581 | 323.2441 | -765.5982
160 | -450.6704 | 657.9754 | 2546.4512 | 3968.969 | 4319.2419 | 4775.8288 | 766.1062 | 1043.6523 | 1398.4469 | -745.9222 | 513.4904 | -164.6663
161 | -334.2922 | -69.7347 | 566.895 | 2183.6517 | 285.8335 | 92.3064 | 1739.4276 | 2236.0801 | 2837.2942 | -169.0923 | 272.4194 | -386.445
162 | -682.8511 | -109.4058 | -779.1146 | -338.2115 | -1753.8437 | -361.5339 | -255.6104 | 3029.2766 | 3111.9643 | 1684.4162 | 875.2527 | -23.4018
163 | -57.2546 | 2169.051 | 3256.8774 | 2837.0575 | 2555.4903 | 2572.5938 | 2728.279 | 2803.1849 | 2219.4361 | 2145.7277 | 1677.723 | -100.3396
164 | 72.3296 | 654.3079 | 1615.7227 | 1353.4378 | 1439.6028 | 655.192 | -569.2938 | 1873.3419 | 2987.5859 | 1817.9085 | 666.5154 | -671.6469
165 | -476.5153 | -455.1558 | 740.1845 | 4122.1118 | 5611.8075 | 3292.3081 | 2587.2744 | 5241.3744 | 4722.8437 | 1608.7586 | 768.1434 | -314.5948
166 | -464.4167 | -276.7465 | 1682.5663 | 4723.6319 | 5114.7181 | 4701.2922 | 1935.8027 | 2412.8399 | 5217.9544 | 5671.8829 | 4445.4594 | 443.1929
167 | -260.9957 | 557.8199 | 1523.8561 | 3849.0327 | 4062.873 | 1173.4821 | 2659.7574 | 4209.0756 | 4773.0191 | 2196.3597 | 576.5375 | -726.0516
168 | 273.9439 | 3137.7779 | 5897.1551 | 6394.2568 | 7030.3532 | 5992.7461 | 2796.7237 | 3609.2485 | 5470.4374 | 5289.4216 | 2943.5841 | 521.755
169 | -703.6509 | 79.6447 | -84.3748 | 1018.5631 | 2080.0025 | 2267.6341 | 374.3099 | 1712.0432 | 3862.4743 | 2748.6352 | 1087.264 | 230.2455
170 | -941.4187 | 17.4834 | 1022.2699 | 545.7146 | 711.9282 | 637.8375 | 1505.1876 | 2585.4908 | 2449.3305 | 781.7741 | 344.2758 | 89.4698
171 | -331.1692 | 359.4355 | -684.9793 | -381.3597 | -1007.5864 | -783.2824 | -796.7103 | 727.9603 | 4868.9949 | 2201.6898 | 668.6497 | -734.8595
172 | -262.0421 | 735.3108 | 3556.0316 | 1503.7387 | 891.5492 | 936.6094 | 2626.44 | 2932.5841 | 4220.756 | 2609.9921 | 1186.1684 | -32.6092
173 | -432.6054 | 441.2009 | 102.6559 | 620.0807 | 221.3825 | 39.9836 | 304.4123 | 1840.7339 | 2749.2545 | 579.6017 | 479.337 | 184.1981
174 | 1448.1629 | 1911.1241 | 1262.1321 | 1623.1599 | 2216.8395 | 1135.5449 | 81.4296 | 3947.6348 | 4803.5845 | 2995.3798 | 1928.5693 | 117.5344
175 | -599.764 | -51.4604 | 1121.558 | 2504.8904 | 2357.6902 | 2642.6584 | 3525.0543 | 3361.3189 | 5749.3755 | 5731.7686 | 3064.4354 | -76.2347
176 | -278.0166 | 503.7205 | 2414.6266 | 1655.5957 | 3350.7851 | 1280.7589 | 1691.6482 | 2089.6195 | 4840.941 | 3838.9345 | 2600.5474 | -52.5948
177 | -1133.1718 | -240.1298 | -420.2605 | -696.6705 | 770.2458 | 31.7661 | 1577.6986 | 2650.0777 | 5360.7183 | 4203.2343 | 602.0176 | -404.1813
178 | -782.8738 | 2359.5511 | 2509.345 | 3336.0887 | 4668.8368 | 2145.4977 | 1948.5224 | 2548.2547 | 3913.7988 | 4880.2097 | 2969.0377 | -83.9215
179 | -519.4168 | 261.1959 | 206.3996 | 1806.8145 | 251.4523 | 3634.0955 | 2425.1581 | 2838.4562 | 4407.5251 | 3489.2639 | 1451.6257 | 117.5705
180 | -537.0291 | -578.0351 | 308.6481 | 864.477 | 557.9456 | 2210.7275 | 2383.217 | 2696.0743 | 2009.3727 | -598.337 | 644.3986 | -136.8283
181 | -805.438 | 323.2814 | -862.4306 | -889.6322 | -172.4314 | -141.6519 | -290.2037 | 1366.3778 | 1846.0656 | -20.9813 | 696.5956 | -293.6463
182 | -461.432 | 1037.6997 | 2870.687 | 4014.2303 | 4208.8292 | 4757.1002 | 879.7133 | 991.5215 | 918.8486 | -751.9154 | 175.065 | -210.1091
183 | -614.1767 | -601.8155 | 473.021 | 4334.1155 | 5436.4717 | 3079.5872 | 2092.2209 | 5319.0271 | 4758.3543 | 1478.7915 | 868.8866 | -337.3193
184 | -681.6094 | 1.1326 | 1515.7122 | 3017.3614 | 2636.3143 | 3176.4249 | 3842.6604 | 4207.4499 | 5863.0048 | 6145.8313 | 3298.3872 | -4.4977
185 | 55.0897 | 934.155 | 1846.016 | 1239.2693 | 1536.991 | 132.5745 | -531.4907 | 1960.0923 | 2812.0316 | 1689.501 | 487.6972 | -560.472
186 | -482.6636 | -384.2759 | 446.6918 | 851.3162 | 1140.8544 | 2654.1 | 2668.9937 | 2916.6322 | 2094.0136 | -99.2463 | 767.478 | 239.7693
187 | 172.4544 | 2622.9797 | 1085.9513 | 3559.5343 | 4395.0498 | 6644.9495 | 4272.2321 | 4212.4909 | 5377.6194 | 2091.0233 | 1842.5797 | -646.7557
188 | -334.7012 | 486.7156 | 969.7599 | 549.5424 | 411.8465 | 455.8463 | -211.634 | 3068.425 | 5605.5494 | 3268.7896 | 1350.8143 | 317.883
189 | 114.1324 | 2179.5201 | 3073.8349 | 2824.9572 | 2634.5728 | 2651.7686 | 2379.7128 | 2832.7451 | 2347.081 | 2353.087 | 1498.5857 | -307.2089
190 | -602.4866 | 456.3321 | -260.9114 | -120.9987 | -1250.9003 | 1064.3091 | 1234.3174 | 2197.9013 | 3752.2282 | 186.5594 | 256.0237 | -648.0124
191 | -526.566 | 55.4158 | 1594.6062 | 5036.9562 | 5691.3078 | 2934.9319 | 2789.28 | 2951.6943 | 6632.0099 | 7072.8921 | 3218.0096 | 287.2593
192 | -337.0975 | 357.5146 | 2506.6642 | 1741.388 | 3378.9417 | 1161.1636 | 1844.4785 | 2425.0246 | 4686.8512 | 3917.7787 | 2685.3227 | 118.3502
193 | -903.0635 | 2348.2197 | 2737.2235 | 3617.5804 | 4679.9503 | 2256.7936 | 1932.9148 | 2622.1879 | 4036.6532 | 5193.0712 | 3302.7012 | -52.4352
194 | -522.5347 | -69.2173 | 113.8456 | 1045.7845 | 2203.6545 | 2072.1398 | 197.8523 | 1793.889 | 4228.9449 | 2618.4872 | 988.1387 | 270.5403
195 | 374.3586 | 3400.8147 | 5898.4677 | 6731.2459 | 7491.2621 | 6173.2294 | 3047.3324 | 3323.2466 | 5005.2107 | 5518.7129 | 2991.8566 | 516.1562
196 | -721.6716 | 91.2521 | 204.6557 | 1972.1214 | 466.469 | 3681.175 | 2454.9114 | 2801.2814 | 4187.0697 | 3382.7775 | 1703.9246 | 412.4565
197 | -588.2856 | -178.3161 | 127.8767 | -656.2935 | -220.8924 | -440.7317 | -1128.8561 | 1006.5857 | 667.1893 | 234.32 | 509.5375 | -796.4498
198 | -296.7245 | 233.0178 | -629.0017 | 100.9172 | 474.4639 | 119.374 | -546.1496 | 2400.5944 | 1651.0811 | -250.2058 | 143.1851 | -402.8926
199 | 1534.6283 | 1661.5571 | 1359.9594 | 1096.8587 | 2435.1575 | 1292.655 | -206.1583 | 3642.7533 | 4561.5002 | 2572.7508 | 2166.9464 | -173.397
200 | -556.0997 | -227.8862 | 1711.7443 | 4236.0173 | 4842.0746 | 4450.993 | 1289.5162 | 2456.6853 | 5006.3434 | 5713.6374 | 4605.9313 | 466.0402
201 | -909.0333 | -95.5389 | 414.668 | -99.8845 | 269.7999 | 637.4525 | 1648.671 | 2572.2586 | 2173.39 | 746.102 | 172.3644 | 33.2263
202 | -347.3417 | 75.5541 | 1923.2619 | 2855.6339 | 2478.9059 | 3073.1757 | 1894.9401 | 2339.3778 | 3434.6118 | 1832.7416 | 102.355 | -766.2894
203 | -235.1074 | 719.513 | 2968.2256 | 1651.8246 | 808.9691 | 792.302 | 2527.0614 | 2954.6073 | 4273.7024 | 2140.8998 | 1133.6876 | 288.0621
204 | -319.7342 | 312.9322 | 1252.4648 | 3756.9178 | 4586.4053 | 1498.9197 | 3091.8085 | 4289.5202 | 4966.1489 | 2501.1735 | 704.3407 | -510.2036
205 | -887.7783 | 596.4725 | 2557.5579 | 6157.6982 | 6895.1759 | 5755.7917 | 3946.9943 | 5882.1529 | 7069.6801 | 5480.716 | 3708.5728 | 953.5155
206 | -568.6154 | 375.9323 | 359.6065 | 197.1502 | -34.6699 | -415.5679 | 559.6539 | 1635.8793 | 3164.7711 | 770.667 | 960.3117 | 499.9573
207 | -1013.6886 | -100.206 | -693.9584 | -55.4672 | 282.4823 | -713.4981 | 1842.1687 | 2626.321 | 5324.3789 | 4441.704 | 120.0994 | -302.9951
208 | -585.4067 | 369.3024 | -201.1784 | -42.2121 | -917.2417 | -801.6296 | -844.2616 | 581.072 | 4837.8988 | 2184.0236 | 788.089 | -50.7054
209 | -747.6937 | -298.1178 | -872.4988 | -786.3942 | -2042.2625 | -258.5387 | -189.2628 | 2843.4934 | 2818.0249 | 1122.0726 | 799.4979 | 125.8038
210 | -293.0888 | -64.0654 | 490.0192 | 2185.0314 | 244.712 | 223.7401 | 1855.5093 | 2075.2025 | 3013.7771 | 40.8767 | -86.9625 | -422.9116
211 | -172.9 | 674.1428 | 3522.9915 | 1235.3272 | 667.9612 | 933.472 | 2775.2234 | 2757.6863 | 4215.8329 | 2628.0306 | 1266.2141 | 58.9732
212 | -471.1001 | -179.4168 | -129.3136 | -479.8183 | -605.939 | -579.5681 | -1167.9271 | 975.9203 | 751.4352 | -126.6911 | 101.792 | -738.8551
213 | -335.6195 | 544.6625 | 647.8525 | 457.9905 | 602.5928 | 378.4161 | -276.4382 | 3008.3779 | 5471.6215 | 3432.7805 | 1260.7708 | 360.2563
214 | -638.8333 | 346.5767 | -528.2613 | -704.1197 | -1710.3474 | -190.3662 | 82.9235 | 3171.6174 | 3022.8596 | 1588.4662 | 593.7733 | 4.0067
215 | -705.3283 | 152.3753 | 460.6034 | 401.3525 | 379.3646 | 665.0228 | 1517.6973 | 2613.2804 | 2408.3572 | 775.1387 | 210.9774 | -25.9489
216 | -266.2683 | 394.4018 | 616.1029 | 2419.833 | 62.1965 | 3735.9796 | 2506.0767 | 2711.0458 | 4361.0243 | 3616.1552 | 1613.9782 | 326.7687
217 | -624.6293 | -254.9477 | 1617.7647 | 4846.4926 | 5704.0943 | 2980.697 | 2486.0658 | 2805.4962 | 6545.0517 | 6780.961 | 2857.7721 | 181.5482
218 | 221.0562 | 2533.2308 | 1334.2135 | 3660.5975 | 4737.4076 | 6794.6557 | 4564.6499 | 4370.6223 | 5532.967 | 2352.7793 | 2014.7452 | -410.5781
219 | -798.6947 | 133.9903 | -388.4622 | 329.0542 | -659.9083 | 1266.3849 | 1459.9252 | 1982.2946 | 3612.9221 | 236.6063 | 218.9773 | -620.4258
220 | 212.1266 | 3318.0342 | 5686.3369 | 6480.8996 | 6956.8873 | 5892.2608 | 3041.8133 | 3360.7626 | 5384.2126 | 5363.905 | 3054.6303 | 406.5102
221 | -807.4668 | -298.8409 | 1239.7812 | 4381.415 | 4628.6553 | 4574.603 | 1984.4568 | 2711.4232 | 5201.0494 | 5683.9485 | 4421.8244 | 551.2328
222 | -233.6814 | 711.5799 | 1263.7845 | 3582.9607 | 4340.9933 | 1577.5662 | 2803.903 | 4226.5038 | 4700.797 | 2080.7248 | 316.4883 | -754.3641
223 | -767.452 | -208.582 | -155.4375 | 843.4731 | 2211.1774 | 1914.8166 | 155.4462 | 1623.2675 | 4153.5405 | 2581.6636 | 626.435 | -86.0909
224 | -567.4907 | 870.8713 | 2848.5956 | 3759.2661 | 4639.7133 | 4896.5539 | 488.2845 | 1019.7053 | 1188.672 | -738.0177 | 413.962 | -121.3143
225 | -97.87 | 227.6092 | 2402.6768 | 1573.0882 | 3200.1107 | 1454.6326 | 1795.4914 | 1906.0704 | 4926.9847 | 3840.0543 | 2861.1331 | 276.4027
226 | -824.8443 | 195.7454 | -706.42 | -180.768 | -89.9091 | -201.2621 | -220.5094 | 1695.2314 | 1797.2935 | 65.88 | 618.5708 | -282.9529
227 | 1411.6193 | 2065.8138 | 1307.3388 | 1461.8743 | 2230.8058 | 1271.9305 | 180.5821 | 3901.0099 | 4697.0306 | 2799.9284 | 2513.892 | 18.4236
228 | -375.5694 | 394.4936 | -292.1021 | 261.5082 | -905.6416 | -789.0663 | -580.1567 | 916.9185 | 4995.9442 | 2279.4125 | 638.4306 | -320.825
229 | -477.4336 | 494.4269 | -637.1071 | 67.8188 | 2.9033 | 61.3329 | -379.3824 | 2295.5282 | 1528.1794 | -245.5262 | 311.5516 | -627.4072
230 | -252.7989 | -148.9905 | 616.8508 | 1345.7252 | 993.3231 | 2526.5923 | 2773.5155 | 3069.5682 | 2209.9891 | -288.7153 | 926.0814 | 140.1736
231 | -493.9313 | -492.7006 | 920.3616 | 4401.1171 | 5568.7541 | 2993.5299 | 2499.8346 | 5208.4172 | 4743.5473 | 1611.5456 | 881.9757 | -104.2634
232 | 81.2826 | 683.3761 | 1813.0817 | 1302.3133 | 1455.0097 | 747.6929 | -335.3294 | 1851.5766 | 2734.9372 | 1721.3977 | 445.0988 | -652.722
233 | -61.1995 | 1719.0695 | 3089.9664 | 2457.204 | 2331.6564 | 2581.3596 | 2535.4509 | 2959.0424 | 2414.2409 | 2051.1141 | 1633.3348 | -204.6836
234 | -347.6505 | 587.9796 | 2884.8357 | 6746.2958 | 6977.2652 | 5542.8252 | 4097.7588 | 6121.9193 | 7092.6223 | 5518.5677 | 3493.0584 | 1183.6459
235 | -109.6922 | 368.1896 | 247.1241 | 2144.1675 | 776.0767 | 560.3889 | 1856.3086 | 2321.3442 | 3019.7432 | 108.8296 | 12.5643 | -366.9474
236 | -1020.98 | 1963.2341 | 2718.4625 | 3261.9136 | 4010.857 | 1937.8267 | 1610.4403 | 2463.2039 | 4009.7576 | 5120.861 | 3269.7718 | -39.0052
237 | -1174.7757 | -459.0346 | -456.6429 | -91.8743 | 242.0424 | -468.2461 | 1684.9473 | 2655.5272 | 5109.9965 | 4382.3938 | 651.931 | -304.0629
238 | -499.7018 | 200.789 | 1217.2628 | 2382.5632 | 2545.0221 | 3001.2898 | 3964.8867 | 4088.0343 | 5890.609 | 6021.358 | 3460.0976 | -86.1976
239 | -565.0715 | 643.2153 | 632.946 | 875.6359 | 248.1315 | 153.1217 | 226.4986 | 1488.7045 | 3024.9636 | 882.2093 | 970.504 | 402.8027
240 | -503.193 | 176.7508 | 1863.6562 | 2832.5002 | 2688.6593 | 3035.6286 | 1808.7223 | 2334.23 | 3398.5435 | 2018.0608 | 83.0263 | -948.5846
241 | -245.4663 | 347.4392 | 2504.1545 | 1832.3066 | 3356.5848 | 1083.4082 | 1864.4889 | 2278.2529 | 4985.5687 | 3668.2679 | 2984.6826 | 187.4935
242 | -55.7003 | 2699.7977 | 1492.9597 | 4014.8811 | 4809.9348 | 6436.1885 | 4376.0558 | 4296.2247 | 5484.0421 | 2261.9924 | 2255.8503 | -263.3268
243 | -320.0814 | 1099.8765 | 2472.3517 | 3588.0567 | 4197.1469 | 4612.747 | 876.0695 | 908.1089 | 1177.0798 | -787.8476 | 305.289 | -67.9363
244 | -811.0331 | 1976.9022 | 2680.1503 | 3594.636 | 4535.2175 | 2065.6957 | 1765.0487 | 2505.2426 | 3754.0847 | 5039.5985 | 3279.5547 | -366.761
245 | -973.148 | 98.6695 | -518.1078 | -247.215 | -1327.6243 | 1022.1714 | 1197.1015 | 1922.4069 | 3567.2572 | 118.3353 | 189.1365 | -818.3054
246 | -473.8071 | -124.8571 | 307.2816 | 2142.4997 | 528.848 | 154.7953 | 1721.2024 | 2275.0654 | 2927.3553 | -9.5439 | -8.759 | -270.9534
247 | 382.1381 | 3415.5388 | 5988.0558 | 6485.8208 | 7097.4179 | 6103.5891 | 2982.4078 | 3567.6135 | 4879.4603 | 5318.6062 | 3207.0914 | 741.953
248 | -580.4622 | -638.4644 | 684.9907 | 4057.3834 | 5601.5716 | 3177.8117 | 2625.0486 | 5489.2748 | 4944.8612 | 1574.8975 | 1044.2708 | -172.0886
249 | -390.4664 | -390.6194 | 457.9478 | 1201.0855 | 662.6666 | 2592.9778 | 2614.1165 | 2917.9666 | 2257.5695 | -209.9231 | 776.4341 | 108.4412
250 | -210.5143 | 1776.2184 | 2932.5693 | 2908.4031 | 2625.5217 | 2673.577 | 2483.1421 | 2758.56 | 2420.7538 | 2358.0749 | 1496.3491 | -148.5653
251 | -837.8963 | -386.3665 | 1449.4168 | 4462.6048 | 4567.4645 | 4275.2857 | 1686.5483 | 2384.856 | 4800.9562 | 5541.2114 | 4226.1909 | 188.1932
252 | -597.2477 | 303.4134 | 1308.7391 | 2833.6143 | 2664.9851 | 2822.6192 | 4106.279 | 4208.853 | 5792.5803 | 6003.0755 | 3372.5188 | -46.7267
253 | -596.7228 | 58.033 | -261.8408 | -1099.106 | -507.1081 | -536.4093 | -1227.3387 | 526.5656 | 843.6321 | -51.3996 | 216.3583 | -810.7634
254 | -557.4422 | -152.5281 | 832.7217 | 879.8152 | 408.8966 | 647.3246 | 1704.6874 | 2745.3436 | 2378.9382 | 652.609 | 60.017 | -115.6197
255 | -799.2149 | 105.8287 | -516.4924 | -370.8084 | 19.0822 | 63.3263 | -89.3254 | 1882.1965 | 1918.8936 | -278.2816 | 176.5065 | -263.2296
256 | -650.3359 | -272.2642 | 1396.7305 | 4749.424 | 5709.9873 | 3030.8039 | 2725.5676 | 2533.5814 | 6346.2791 | 7169.2886 | 3274.2282 | 398.5029
257 | -476.2872 | 327.6137 | 530.6519 | 2252.4158 | 64.1855 | 3563.6044 | 2449.8593 | 2360.3191 | 4495.3279 | 3473.4941 | 1642.287 | 153.286
258 | -207.7685 | 727.2732 | 3165.1445 | 1614.9106 | 743.9262 | 794.5154 | 2673.7271 | 2985.283 | 4232.6299 | 2400.5522 | 1405.4054 | 235.6672
259 | 42.68 | 877.2387 | 1839.9451 | 1365.6025 | 1608.8873 | 553.8573 | -631.2914 | 1891.9466 | 2827.6973 | 1859.737 | 572.0799 | -623.7394
260 | -679.7473 | 231.8946 | -56.9417 | 205.1074 | 697.6148 | 168.242 | -597.7915 | 2791.191 | 5315.4042 | 3396.0298 | 981.3271 | 124.2729
261 | -466.7786 | 471.5319 | 2512.3379 | 6857.6537 | 7071.7088 | 5615.4194 | 4170.3395 | 6148.3434 | 7091.5033 | 5775.086 | 3863.3946 | 1224.6887
262 | -669.2708 | -198.2483 | -150.7682 | 894.5557 | 2179.3995 | 2240.5727 | 279.9032 | 1706.4898 | 4287.3289 | 2909.7915 | 823.6596 | 235.7451
263 | -726.3853 | 340.8 | 98.0365 | 240.5062 | 201.92 | -112.401 | 447.4009 | 1779.464 | 3069.0877 | 821.4253 | 879.7172 | 362.874
264 | -188.5094 | -31.3529 | 1703.9995 | 2749.7423 | 2604.2807 | 2910.0891 | 1836.8432 | 2376.2928 | 3527.2817 | 1905.4051 | 307.5723 | -833.6267
265 | -337.3524 | 491.6245 | 136.2949 | 84.6949 | -766.4093 | -721.6122 | -791.9539 | 662.4054 | 4570.519 | 1656.1912 | 728.7221 | -242.0945
266 | 1648.3396 | 1902.6458 | 1647.6732 | 1424.3681 | 2446.2916 | 1518.2971 | 154.3901 | 3868.2921 | 4488.014 | 2957.9981 | 2399.8951 | -139.9517
267 | -1197.0014 | -229.3814 | -694.9114 | 298.0559 | 897.9113 | -59.8545 | 1621.9688 | 2591.3767 | 5185.519 | 4150.7302 | 132.3693 | -473.9918
268 | -318.2725 | 461.5425 | 1653.7664 | 3784.6346 | 4259.9415 | 1343.3747 | 3002.4383 | 4266.3994 | 4495.2279 | 2308.2789 | 645.74 | -644.5707
269 | -638.735 | 107.903 | -573.6939 | -769.5492 | -1954.8853 | -199.5939 | -230.7212 | 2965.3468 | 2892.5586 | 1340.7462 | 886.7158 | 190.2491
270 | -726.2949 | 392.4536 | -460.1999 | -129.7547 | -98.927 | -80.741 | -459.2997 | 2191.3494 | 1591.3484 | -216.6395 | 290.8447 | -720.6674
271 | -469.6543 | 63.6099 | -160.0543 | -640.3421 | -272.0877 | -406.6941 | -1107.6827 | 696.7028 | 837.3223 | -5.1746 | 67.1846 | -735.6031
272 | -556.4897 | 187.5058 | -407.4315 | 385.707 | -1153.7426 | -757.943 | -626.5487 | 596.9111 | 4811.1007 | 2205.6193 | 310.9842 | -455.4362
273 | -651.5618 | 205.4025 | -849.8854 | -668.1054 | -240.9793 | -360.0561 | -204.3885 | 1865.6639 | 1593.9015 | -163.2701 | 190.2831 | -805.6898
274 | -606.8487 | -70.5407 | 1101.2686 | 2838.8968 | 2627.5238 | 3021.1723 | 3863.4566 | 3960.4494 | 5739.9752 | 5950.0681 | 3258.0441 | 3.0291
275 | -207.5063 | 442.7321 | 694.6993 | 600.3915 | 726.0166 | 448.8617 | -506.0079 | 2851.3256 | 5451.2059 | 3375.3392 | 1278.15 | 284.7558
276 | -893.0791 | 2072.9555 | 2586.4179 | 2969.8133 | 4577.1563 | 2319.0462 | 1798.0494 | 2617.7438 | 4052.0269 | 5159.9812 | 3361.6598 | -222.9288
277 | -606.5516 | 445.6265 | -296.8318 | -116.9176 | -777.8849 | 1394.1689 | 1214.1741 | 2037.5776 | 3647.2728 | 306.874 | 453.9655 | -537.4678
278 | -511.9397 | -262.4436 | 1793.5913 | 2474.6486 | 2389.1872 | 2952.4946 | 1829.7128 | 2261.1605 | 3032.0256 | 1892.1252 | -46.8766 | -1079.796
279 | -698.0259 | 352.1084 | 2717.8687 | 6473.6529 | 7180.2782 | 5459.5206 | 4105.9288 | 5693.7414 | 6997.2754 | 5288.9872 | 3793.657 | 1213.3567
280 | -627.7436 | -69.9342 | 1637.79 | 5011.7847 | 5485.6997 | 3231.484 | 2692.0228 | 2992.1008 | 6638.2436 | 7460.2703 | 3212.0476 | 211.2789
281 | -702.5081 | 404.6544 | -394.7952 | -94.5936 | 124.9823 | 110.6426 | -366.3038 | 2523.5811 | 1848.1478 | -185.9517 | 123.1988 | -400.568
282 | -577.3822 | -639.7572 | 732.4578 | 4175.6122 | 5596.5471 | 3116.4437 | 2615.0728 | 5222.0553 | 4263.5258 | 1698.6165 | 882.6358 | -289.6642
283 | -305.1162 | 1082.3555 | 3366.8543 | 1006.5172 | 538.6054 | 723.576 | 2631.8318 | 2890.1675 | 4107.5199 | 2650.7394 | 1448.2495 | 178.8085
284 | 518.9909 | 3280.8617 | 5650.7936 | 6430.3263 | 6961.3093 | 6086.5072 | 3022.8911 | 3416.0359 | 5454.5557 | 5352.0097 | 3061.5066 | 441.2925
285 | -1145.3452 | -491.7067 | -516.3775 | -586.3265 | 320.9614 | -232.861 | 1715.473 | 2587.8907 | 5067.3098 | 4527.4987 | 500.7003 | -350.9631
286 | -252.9168 | 414.6617 | 2631.7739 | 1831.9252 | 3382.3762 | 1128.3833 | 1669.3854 | 2447.6003 | 5151.43 | 3764.0939 | 2550.482 | 109.217
287 | -36.1696 | 2894.9425 | 1089.1272 | 3689.5991 | 4694.401 | 6610.5052 | 4576.0067 | 4445.5265 | 5346.4558 | 2294.6633 | 1968.7946 | -428.5554
288 | -503.7243 | 70.9975 | 663.3304 | 2217.244 | 813.1244 | 3783.6625 | 2571.9079 | 2875.9211 | 4417.1474 | 3658.0853 | 1625.9333 | 147.8604
289 | 99.3391 | 738.9141 | 1679.2879 | 1278.2386 | 1435.4448 | 611.1247 | -571.3556 | 1941.4839 | 2622.0578 | 1813.2432 | 641.8325 | -740.0582
290 | -534.2619 | -164.0121 | 819.5815 | 875.4319 | 771.3997 | 2425.3055 | 2673.2004 | 2784.0432 | 2242.6538 | -308.5418 | 624.7388 | 92.5919
291 | -505.2611 | 114.1644 | 495.025 | 2475.3203 | 762.7104 | 350.0922 | 1712.675 | 2299.5572 | 3116.0246 | 214.787 | 179.0386 | -351.1726
292 | -490.161 | 950.3274 | 2900.4859 | 3852.8244 | 4267.561 | 4860.6536 | 866.3859 | 946.2484 | 1313.9371 | -903.5885 | 470.48 | -75.9346
293 | -420.1623 | 1931.2954 | 2946.9586 | 2551.8015 | 2643.8533 | 2482.7073 | 2164.3651 | 2688.5244 | 2232.9662 | 2152.8215 | 1278.4172 | -370.9977
294 | -430.6186 | -99.0339 | 667.4297 | 371.8255 | 399.546 | 925.6117 | 1710.379 | 2637.2309 | 2059.465 | 752.6716 | 181.9739 | 127.8713
295 | 1674.7649 | 2164.357 | 1774.8519 | 1972.4111 | 2517.7659 | 1580.7056 | 308.1346 | 3522.6071 | 4896.1575 | 3106.4228 | 2831.1894 | 176.9606
296 | -262.0075 | 893.033 | 400.8907 | 544.5768 | 414.7025 | 310.7725 | 361.7102 | 1752.4221 | 3076.0693 | 681.2814 | 437.6784 | 169.6058
297 | -643.8467 | -17.5556 | -1023.9208 | -706.6086 | -1729.3395 | -259.1154 | -255.8725 | 3118.6808 | 3058.8672 | 1570.5564 | 1042.4187 | 308.9234
298 | -564.5072 | 71.2962 | -211.99 | 848.1908 | 2409.8689 | 2186.5804 | 394.4094 | 1709.7334 | 4123.7058 | 2878.6576 | 739.8531 | -17.0746
299 | -582.4643 | 517.3816 | 1447.1294 | 3529.1713 | 3994.3321 | 1288.3643 | 2821.5525 | 3951.3609 | 4883.294 | 2321.5372 | 776.5566 | -715.275
300 | -523.0818 | -146.7917 | 1898.1741 | 4984.7944 | 4663.0528 | 4813.4621 | 1846.1347 | 2626.7823 | 5147.8754 | 5775.3711 | 4319.2912 | 401.2814
301 | -141.2411 | 1893.9802 | 3296.3143 | 2881.6173 | 2384.5719 | 2394.9431 | 2238.6552 | 2560.7664 | 2279.9883 | 2064.6371 | 1350.8136 | -408.4794
302 | -902.8718 | -226.9037 | -309.1647 | -103.7476 | 289.3981 | -193.0484 | 1539.1397 | 2483.0676 | 5108.6258 | 4287.4349 | 670.1872 | -308.3621
303 | -384.9435 | 152.1445 | 1794.3853 | 2444.5521 | 2365.2248 | 2852.6836 | 1797.2799 | 2282.5057 | 3399.3276 | 1957.1891 | 416.3679 | -805.1594
304 | -508.9927 | -138.4427 | 383.306 | 1771.9174 | 274.6772 | 86.502 | 1766.8505 | 2430.9584 | 2959.8459 | 131.0585 | 144.5973 | -357.3157
305 | -265.1947 | 2496.4916 | 1229.6776 | 4085.0091 | 4478.9005 | 6047.2318 | 4158.0557 | 4452.8241 | 5619.1323 | 2194.2771 | 2148.9869 | -305.1849
306 | 1620.0757 | 1874.9007 | 1387.6903 | 1771.1982 | 2234.7373 | 1577.4916 | 51.8814 | 3896.2133 | 4770.6044 | 2819.8641 | 2236.2616 | -7.3007
307 | -689.4124 | -101.6356 | -170.7984 | 1158.4193 | 2282.2942 | 2172.332 | 181.6166 | 1664.9157 | 4357.6348 | 2823.8698 | 832.6753 | 257.2679
308 | -289.5371 | 423.3326 | 376.4943 | 2134.2614 | 845.0499 | 3626.7672 | 2590.1815 | 2701.0144 | 4376.0251 | 3442.6177 | 1516.2601 | 172.0783
309 | -369.6543 | 885.752 | 2827.6547 | 3855.4575 | 4232.7527 | 4705.8238 | 770.4205 | 934.6676 | 1333.6616 | -858.9742 | 289.022 | -237.6885
310 | -469.249 | 613.9627 | 2859.4777 | 6814.9315 | 7071.2261 | 5636.7732 | 4218.0792 | 6310.454 | 7186.4968 | 5694.1194 | 3978.3189 | 1261.671
311 | -873.1352 | 2077.0892 | 2829.3856 | 3380.96 | 4328.3374 | 2305.2471 | 1987.7338 | 2650.5333 | 3853.2535 | 5060.894 | 3191.2212 | -75.6221
312 | -600.1865 | 75.1498 | -531.5469 | -705.3415 | -2055.5493 | -507.6248 | -284.0117 | 3096.0642 | 3159.6625 | 1537.7867 | 1057.532 | 42.784
313 | -500.3608 | 418.2905 | -208.0871 | 191.0758 | -975.6903 | 1385.9341 | 1421.3139 | 1832.8884 | 3886.2508 | 219.6591 | 567.6707 | -380.0617
314 | -467.3059 | 271.7872 | -39.5054 | -59.5339 | -1232.0774 | -1048.7053 | -790.6885 | 778.2018 | 4834.3362 | 2113.3133 | 589.8318 | -461.6512
315 | 102.4526 | 3151.0772 | 5798.3155 | 6432.944 | 6868.4091 | 6071.2883 | 2857.5528 | 3191.1924 | 5436.8134 | 5336.4913 | 3131.3235 | 636.8686
316 | -395.9462 | 5.5507 | 2502.3215 | 1272.9055 | 3520.4222 | 1268.7625 | 1983.6714 | 2263.609 | 5004.1628 | 3923.7522 | 2835.7334 | 236.5665
317 | -300.362 | -133.262 | 1670.6701 | 5149.963 | 5905.9001 | 2965.5359 | 2774.7631 | 3187.9085 | 6715.0853 | 7161.58 | 3349.238 | 384.2383
318 | -504.5754 | -13.4674 | 1540.7025 | 2875.8821 | 3108.8834 | 3249.6243 | 3803.693 | 4142.2335 | 5992.1056 | 6206.5904 | 3382.6974 | -42.8371
319 | -455.2334 | -97.6099 | 751.4495 | 1104.0578 | 604.1639 | 2395.8891 | 2602.1482 | 2828.3471 | 2339.6866 | -284.9881 | 876.8043 | 36.593
320 | -313.5227 | -522.5164 | 327.3903 | 4182.3703 | 5796.9952 | 2953.7803 | 2343.0502 | 5426.38 | 4626.7068 | 1509.8303 | 881.2855 | -194.4011
321 | -574.2912 | 4.7169 | 58.0549 | -830.9918 | -427.0758 | -569.1136 | -1393.4992 | 590.7818 | 532.8919 | -91.9406 | 208.4382 | -809.1876
322 | -248.1243 | 749.9729 | 3509.9848 | 1595.4352 | 669.6656 | 936.9377 | 2706.1549 | 3006.1243 | 4352.3714 | 2713.0927 | 1609.9869 | 118.0899
323 | -724.3717 | 381.555 | -738.7813 | 223.7481 | 130.9311 | 64.1137 | -337.7061 | 2317.6169 | 1699.8867 | -250.244 | 346.2792 | -280.4367
324 | -404.5922 | 859.4197 | 593.9514 | 511.5637 | 461.1501 | 116.2123 | 448.3353 | 1804.5035 | 3108.1521 | 745.4486 | 895.0668 | 506.6146
325 | -25.4243 | 602.0141 | 1990.38 | 1189.6013 | 1774.3884 | 773.2654 | -322.0682 | 1955.4206 | 2491.9352 | 1697.9726 | 428.3901 | -734.2051
326 | -614.537 | 127.1532 | 643.8555 | 75.0926 | 544.8416 | 343.1629 | -592.9903 | 2498.0123 | 5305.2344 | 3125.8505 | 1020.966 | 83.066
327 | -480.5764 | 104.1609 | 1416.0495 | 3853.2984 | 4206.7189 | 1278.2308 | 2672.2965 | 4105.4665 | 4624.4894 | 2289.8398 | 544.6461 | -644.8984
328 | -883.7615 | 144.6268 | -806.209 | -936.6929 | 27.2431 | 68.0201 | -189.4887 | 1725.6285 | 1786.4707 | 246.7955 | 610.6286 | -170.6607
329 | -605.6246 | -275.2957 | 1737.9505 | 4729.8945 | 5015.5259 | 4633.7467 | 1973.6941 | 2543.5087 | 5114.9615 | 5639.4704 | 4273.9949 | 323.7474
330 | -711.3963 | -385.5533 | 656.1211 | 190.003 | 704.7145 | 689.2991 | 1571.1878 | 2578.7432 | 2344.434 | 522.9498 | 173.6165 | -219.5948
331 | -755.1725 | 53.515 | 613.8494 | 2184.3884 | -87.6228 | 3478.2879 | 2514.1904 | 2650.0717 | 4265.1053 | 3410.2339 | 1640.6911 | 303.1012
332 | 1458.4086 | 1926.5997 | 1623.8654 | 1561.1292 | 2498.9271 | 1592.5561 | -0.95405 | 3852.9052 | 4610.0564 | 3018.6213 | 2269.6253 | -49.1267
333 | -583.4088 | 369.4862 | -61.7985 | -646.5278 | -421.6451 | -562.2848 | -1239.6123 | 641.0232 | 734.7849 | -100.5889 | 209.6591 | -790.286
334 | -50.2113 | 843.3771 | 3465.0562 | 1739.7576 | 890.397 | 973.7642 | 2873.5258 | 2970.681 | 3953.0393 | 2586.3806 | 1283.624 | 352.3552
335 | -312.0374 | 155.9778 | 1970.1894 | 2968.0084 | 2602.8818 | 3006.9312 | 1785.7576 | 2452.5929 | 3277.6158 | 1928.3158 | 87.5731 | -1172.3332
336 | -867.343 | 370.0583 | -558.9059 | -468.4194 | -168.2698 | 59.1948 | -229.3923 | 1728.2452 | 1599.6584 | -62.5497 | 481.6439 | -339.8393
337 | -475.6986 | 50.6854 | 1989.9896 | 4686.0858 | 4888.5715 | 4682.4926 | 2123.7948 | 2711.9727 | 5303.5581 | 5814.4774 | 4627.2794 | 483.7421
338 | -176.6535 | 1989.8081 | 3164.2397 | 2634.0712 | 2635.2913 | 2458.3707 | 2312.605 | 2703.8754 | 2086.6044 | 2098.2131 | 1325.4741 | -347.9285
339 | -668.1682 | 46.0147 | 1405.6719 | 3037.729 | 2936.6522 | 2969.5097 | 3845.794 | 3977.9165 | 5911.2531 | 6121.8723 | 3202.3624 | -318.406
340 | -345.6339 | -48.3847 | 997.15 | 1435.3971 | 866.0081 | 2650.69 | 2892.8483 | 2990.8043 | 2516.5111 | -189.1244 | 967.2104 | 60.8175
341 | -617.8326 | 90.9373 | -43.1111 | -8.1209 | -900.1594 | -729.8069 | -631.1515 | 782.9298 | 4750.1948 | 2243.7739 | 833.9526 | -292.4218
342 | -511.5882 | 455.4307 | 2570.3372 | 6234.4833 | 7164.5922 | 5400.5083 | 3799.786 | 5894.6805 | 6440.0244 | 5280.3529 | 3724.5789 | 758.4669
343 | -755.3018 | 272.0435 | -525.4292 | -4.9578 | 97.9659 | -60.2469 | -392.1591 | 2273.174 | 1659.9217 | -324.0468 | 296.5058 | -276.2582
344 | 200.5744 | 2772.3452 | 1453.6026 | 4386.7869 | 4367.705 | 6615.3361 | 4216.608 | 4229.5018 | 5242.7363 | 2166.2998 | 1905.98 | -459.6422
345 | -675.0086 | -33.2501 | 406.2311 | 469.3744 | 489.5891 | 101.2292 | -687.0581 | 2707.4178 | 5327.3806 | 3141.7644 | 796.4047 | 192.365
346 | -738.6409 | -15.5791 | -165.5445 | 55.6064 | 102.5344 | -497.7784 | 77.9832 | 1371.4544 | 2624.0077 | 621.3982 | 767.7056 | 229.5231
347 | -1128.2471 | -293.5742 | -385.8269 | -53.5128 | 475.0058 | -282.4047 | 1576.006 | 2511.3568 | 5194.4201 | 4357.2841 | 354.39 | -634.4338
348 | -552.3839 | 125.4293 | 1504.2233 | 4570.7018 | 5724.2034 | 3057.6619 | 2617.0093 | 2919.1223 | 6677.6889 | 7320.4018 | 3335.7309 | 318.9402
349 | -532.4946 | 1000.2867 | 2867.1269 | 4121.0583 | 4196.3402 | 4863.8414 | 841.0406 | 1031.0752 | 1248.5789 | -661.6318 | 241.7953 | -285.0442
350 | -381.7156 | 448.7942 | 1230.2659 | 3592.9181 | 3846.0017 | 1459.8349 | 2901.8654 | 4300.1029 | 4415.9767 | 2450.3969 | 718.2431 | -575.2672
351 | -753.4229 | 329.8387 | -549.0573 | 133.9099 | -918.1157 | 1173.6878 | 1209.8521 | 2153.1378 | 3593.8139 | -48.9937 | 249.2512 | -727.7369
352 | -1166.247 | 1982.1744 | 2467.2207 | 3293.4443 | 4276.7473 | 1664.0642 | 1661.6904 | 2538.5965 | 3227.7463 | 4836.249 | 2870.5673 | -300.247
353 | -620.7143 | -35.4627 | -19.96 | 968.1065 | 2042.9808 | 1989.6834 | 264.761 | 1740.3011 | 4248.5815 | 2781.2735 | 988.9606 | 18.7479
354 | -518.8117 | 365.1912 | 2280.9919 | 1903.7732 | 3292.2527 | 1071.4192 | 1690.6363 | 2246.218 | 5191.1657 | 4011.5459 | 3162.6596 | 231.9262
355 | -27.135 | 887.827 | 2009.9068 | 1126.9643 | 1300.3699 | 688.6901 | -486.5157 | 1879.72 | 2776.8647 | 1593.7206 | 534.0712 | -545.293
356 | -625.2522 | -328.7665 | 742.4216 | 636.4337 | 337.3845 | 583.2708 | 1618.9911 | 2749.371 | 2218.1788 | 626.984 | 437.5287 | 16.0632
357 | 270.9934 | 3286.1381 | 5952.3503 | 6322.5076 | 6844.5551 | 6133.2031 | 2843.3288 | 3411.5611 | 5603.9489 | 5508.0688 | 3093.335 | 394.2406
358 | -401.6958 | -131.2135 | 237.5782 | 2031.8523 | 97.4828 | 223.2184 | 1768.1699 | 2195.0356 | 2709.5983 | 99.923 | 11.2906 | -384.7547
359 | -376.4481 | -574.2867 | 781.4111 | 4337.1585 | 6088.4676 | 3435.7508 | 2552.2058 | 5297.3364 | 4675.446 | 1651.876 | 967.3636 | -271.6661
360 | -730.4717 | 38.399 | -755.5067 | -473.9787 | -1562.8786 | 37.0854 | -236.631 | 3184.5771 | 2942.2255 | 1610.5933 | 967.4624 | -148.0422
361 | -1008.2726 | -495.6659 | -665.5972 | -44.8526 | 332.2821 | -75.8501 | 1642.7687 | 2614.3851 | 5308.3691 | 4376.4581 | 529.9878 | -275.517
362 | -951.9051 | -672.3163 | 739.4897 | 4125.0781 | 5493.5467 | 3080.4584 | 2191.304 | 5248.4875 | 4837.0997 | 1622.0785 | 780.6812 | -286.1905
363 | -186.3913 | 579.936 | 930.7016 | 695.6676 | 350.5628 | 272.077 | -137.9688 | 2895.4253 | 5363.0628 | 3549.6485 | 1301.587 | 334.5696
364 | -389.3664 | 407.2377 | 1529.6587 | 2631.787 | 3083.522 | 3048.9319 | 3807.0334 | 4082.4287 | 5772.6342 | 5889.7976 | 3450.4873 | -16.7981
365 | -883.5236 | 399.0443 | -957.8374 | -800.1486 | 220.2317 | 312.427 | 130.511 | 1819.0772 | 2005.2161 | 227.2412 | 419.5192 | -416.6049
366 | -253.8947 | 700.3122 | 3567.5909 | 1164.3048 | 760.0151 | 738.8374 | 2631.5037 | 2919.9443 | 4170.8689 | 2601.5142 | 1372.1199 | 3.5328
367 | -578.7986 | 547.5695 | 1454.522 | 3694.5667 | 4308.0087 | 1293.2144 | 2775.3922 | 4156.991 | 4867.1181 | 2326.2345 | 797.6043 | -706.487
368 | -409.5353 | 548.5728 | -156.4945 | -181.6961 | -1048.5544 | -825.9057 | -587.8039 | 889.7585 | 4947.9082 | 2253.0166 | 769.4718 | -332.6998
369 | -650.4591 | 216.0289 | 2661.6883 | 5760.3664 | 7111.1155 | 5154.4649 | 3816.9787 | 5874.7899 | 6882.8638 | 5580.0194 | 3792.649 | 1042.6337
370 | -491.8609 | 313.1494 | 1632.165 | 4739.8477 | 5504.6328 | 3189.7651 | 2674.8443 | 2957.7306 | 6305.8475 | 7232.5492 | 3199.774 | 148.3768
371 | -727.9403 | -119.0652 | 490.0204 | 346.1893 | -103.5244 | 331.9397 | 1493.9158 | 2119.4391 | 2102.8192 | 425.9894 | 81.0093 | -113.9503
372 | -966.9136 | -299.2382 | 677.7474 | 1285.9129 | 663.9457 | 2454.1049 | 2652.4921 | 2850.1955 | 2304.8714 | -274.7604 | 694.8441 | 53.628
373 | -810.5704 | 468.999 | 2636.7812 | 3767.0142 | 3949.7746 | 4468.7182 | 682.4236 | 711.1887 | 922.651 | -1238.8749 | -17.0088 | -572.3673
374 | 159.7302 | 2745.0836 | 1298.074 | 4148.9247 | 4994.0538 | 6585.7734 | 4582.6696 | 4431.7486 | 5077.1852 | 2271.1891 | 1895.1012 | -371.3185
375 | -487.356 | 1673.1209 | 2955.5622 | 2517.9022 | 2384.6011 | 2476.1132 | 2162.9131 | 2498.5795 | 1988.3333 | 1987.9355 | 1173.6839 | -446.0033
376 | -806.929 | 156.2634 | 179.2111 | 953.8255 | 2180.8231 | 2304.0132 | 266.8999 | 1765.5371 | 4191.736 | 2961.5613 | 1138.9472 | 401.2831
377 | -702.4958 | 2285.551 | 2678.3188 | 3360.4177 | 4600.2844 | 2138.477 | 1930.2349 | 2607.9273 | 4014.071 | 5110.4363 | 3180.7633 | -188.8893
378 | -664.0713 | 113.2545 | 476.9276 | 2352.0962 | 396.6918 | 3716.7631 | 2490.9976 | 2904.2835 | 4522.475 | 3446.1407 | 1502.75 | 258.328
379 | -625.7632 | -13.5088 | -57.2851 | -493.3577 | -604.9425 | -822.058 | -1532.7743 | 496.5334 | 856.7857 | 64.5806 | 273.8988 | -887.637
380 | -210.7935 | -2.7635 | 507.7717 | 2016.9371 | 316.1673 | 13.0065 | 1861.1477 | 2225.2271 | 3133.5196 | 436.8219 | 0.69775 | -430.1412
381 | -489.7202 | 496.5881 | -385.31 | 143.5502 | -102.9114 | 15.4298 | -442.0026 | 2311.2591 | 1655.724 | -441.1349 | 140.4138 | -472.3081
382 | -499.3713 | -85.2598 | 1880.0835 | 4773.9871 | 4692.1887 | 4622.2643 | 1715.31 | 2443.1697 | 5054.7932 | 5681.3915 | 4497.7684 | 480.2339
383 | -451.0478 | 582.559 | 81.3884 | 627.8263 | 770.091 | 57.4466 | 290.7682 | 1634.5109 | 2913.8378 | 797.2333 | 631.9541 | 305.351
384 | -662.082 | 190.3973 | 1461.7409 | 2297.196 | 2220.0603 | 2584.6398 | 1730.4196 | 1955.4579 | 2982.1338 | 1649.2641 | -99.4686 | -1264.4894
385 | 1711.5949 | 1647.2508 | 1443.4941 | 1415.7469 | 2649.2321 | 1418.8217 | -558.334 | 4102.2478 | 4504.9273 | 2883.5806 | 2382.2951 | 72.4028
386 | -304.0814 | 534.5169 | 2632.9738 | 1247.837 | 3336.4807 | 1188.4745 | 1916.2247 | 2401.8662 | 5113.6188 | 3729.5982 | 2741.3589 | 204.6381
387 | -635.1157 | 405.2256 | -154.8478 | 150.8028 | -540.4107 | 1402.5373 | 1340.9631 | 2117.9425 | 3740.438 | 385.5036 | 593.5662 | -416.5971
388 | 554.5878 | 3453.9839 | 5968.2503 | 6574.5094 | 7283.1437 | 6108.3308 | 3164.13 | 3632.0992 | 5665.5841 | 5490.9249 | 3306.3682 | 592.5772
389 | 3.4239 | 763.1246 | 1757.9432 | 1175.0746 | 1320.3014 | 687.9683 | -238.1413 | 1936.7547 | 2684.4977 | 1576.0024 | 736.3048 | -646.7656
390 | -845.1414 | 8.31 | -522.778 | -931.5258 | -2079.0987 | -67.9769 | -321.17 | 3132.1432 | 3009.3338 | 1497.9895 | 858.6185 | 90.9909
391 | -577.2995 | 825.3602 | 2772.4419 | 3913.568 | 4070.1549 | 4700.2304 | 791.5088 | 958.5631 | 1106.6694 | -819.8302 | 159.5535 | -167.1151
392 | 1739.5287 | 1983.0461 | 1452.6719 | 1264.1338 | 2619.4383 | 1441.6753 | -20.3521 | 3532.8989 | 4773.3052 | 2875.1418 | 2405.0718 | -49.4783
393 | -332.5413 | -559.8197 | 995.2751 | 4486.0827 | 5860.9791 | 3287.5455 | 2633.3402 | 5371.6639 | 5024.4959 | 1738.5985 | 1121.4562 | -82.2434
394 | 565.8894 | 3616.8248 | 5995.0208 | 6415.0924 | 7111.5127 | 6189.348 | 2909.5182 | 3564.0279 | 4891.607 | 5513.2096 | 3160.8354 | 264.5145
395 | -571.2008 | 212.7959 | 1370.6341 | 3569.8827 | 3997.0524 | 1104.8434 | 2657.8526 | 4121.27 | 4527.758 | 2007.1342 | 316.9838 | -811.8642
396 | -880.2584 | 2475.0573 | 2820.3756 | 3005.946 | 4650.4702 | 2180.1042 | 1913.5971 | 2677.9118 | 3851.5269 | 5153.8317 | 3243.2048 | -175.0017
397 | -940.8891 | -6.1526 | -790.4926 | -591.9703 | -103.116 | -50.6585 | -443.3213 | 1557.0875 | 1516.0728 | -241.4414 | -1.1494 | -513.0002
398 | -627.8093 | 495.2315 | 301.6131 | -131.345 | 366.462 | 214.3387 | 347.0012 | 1576.6914 | 3026.3543 | 780.9847 | 163.2393 | 439.242
399 | -389.8799 | 643.9385 | 1087.5573 | 343.5632 | 1258.6767 | 606.3424 | -356.3505 | 2905.6571 | 5712.2163 | 3576.0889 | 1189.9432 | 281.2082
400 | -660.857 | -45.5453 | 66.8085 | -543.5341 | -457.0763 | -615.7914 | -1345.4108 | 347.7655 | 934.4786 | 6.0869 | 103.9094 | -821.602
401 | -311.9539 | 76.3532 | 1466.6258 | 2649.8009 | 2775.6425 | 2762.052 | 1831.8044 | 2374.3333 | 3143.5922 | 1905.5078 | 185.2449 | -928.5304
402 | -623.9724 | -384.5063 | 1400.0581 | 4365.7738 | 4851.6063 | 4632.1833 | 1963.3408 | 2660.1195 | 4963.287 | 5641.0175 | 4347.393 | 543.3052
403 | -534.0712 | -362.5006 | 1527.4934 | 4781.8596 | 5568.6991 | 3034.9027 | 2744.481 | 3038.3728 | 6476.751 | 6960.59 | 3039.9699 | 320.2815
404 | -692.0196 | 438.1799 | 2762.4397 | 6591.5636 | 6795.1808 | 5578.28 | 4054.4038 | 6038.8732 | 6747.2681 | 5584.5949 | 3765.0692 | 1054.2675
405 | -695.4556 | -248.1773 | -197.2954 | 519.8885 | 2261.5523 | 2031.9758 | 596.0864 | 1821.3068 | 4069.6064 | 2773.0032 | 1019.6816 | -8.854
406 | -245.6252 | 313.2052 | 2691.138 | 1716.4351 | 3217.0098 | 860.3012 | 1569.6383 | 2260.7536 | 4797.6297 | 3654.5013 | 2150.8992 | -111.8207
407 | -609.6849 | 195.558 | 1239.0091 | 2612.9508 | 2556.783 | 2792.3225 | 3620.9121 | 3944.3759 | 5742.0772 | 6107.1863 | 2867.8225 | 4.3943
408 | -804.2487 | 181.9481 | 218.3716 | 1899.1904 | -350.219 | 3415.4795 | 1970.763 | 2553.2824 | 4017.1341 | 3077.1782 | 1542.8672 | 195.1867
409 | 183.6472 | 776.8141 | 1962.3956 | 1394.7314 | 1869.1749 | 931.8995 | -433.304 | 1951.9471 | 2809.1394 | 1780.5346 | 370.916 | -452.1569
410 | -312.6947 | -1.3074 | 406.9764 | 2254.6559 | 927.4617 | 510.7817 | 1951.3245 | 2484.9285 | 2984.5718 | 278.1323 | 55.707 | -471.9384
411 | 18.781 | 2422.6255 | 3283.3435 | 2307.2333 | 2590.0129 | 2790.3471 | 2385.4912 | 2770.6609 | 2483.2929 | 2294.6352 | 1551.4466 | -170.1716
412 | -275.7514 | -273.6956 | 491.6788 | 1469.4686 | 854.4618 | 2625.846 | 2799.418 | 2815.6533 | 2422.5624 | -477.1436 | 436.2088 | 180.7199
413 | -244.3669 | 739.5004 | 3072.0145 | 1232.2041 | 698.4733 | 757.1447 | 2643.3146 | 2958.1039 | 4373.1839 | 2652.324 | 1515.7055 | 182.6162
414 | -658.384 | 756.404 | -481.1311 | -186.4727 | -744.2125 | 1512.7186 | 1404.6085 | 1979.9638 | 3714.9801 | 310.4321 | 502.1837 | -746.966
415 | -1103.1727 | -410.4548 | -392.3061 | -719.765 | 234.6657 | -508.923 | 1602.9947 | 2636.8197 | 5311.3756 | 4419.965 | 471.9005 | -359.4476
416 | -443.3638 | 433.8426 | -639.7332 | 15.6351 | 345.3641 | -35.5823 | -334.5149 | 2600.7427 | 1846.9534 | -155.96 | 363.4045 | -276.0362
417 | -537.8791 | 324.1344 | 126.5089 | 229.8216 | -862.8756 | -675.8764 | -709.7433 | 1013.672 | 4842.2885 | 2208.209 | 828.8961 | -282.2142
418 | -646.6136 | -50.7753 | -789.8017 | -1107.8203 | -2034.4671 | -347.5648 | -585.6527 | 2738.8839 | 2843.6967 | 1342.5085 | 885.744 | 134.8796
419 | 141.4181 | 2752.0141 | 1661.8609 | 3666.6664 | 4963.7324 | 6759.1197 | 4591.618 | 4291.9678 | 5249.1479 | 2054.2737 | 1948.6776 | -350.2151
420 | -760.7373 | -132.7201 | 330.9788 | 133.7515 | -21.7775 | 422.5908 | 1676.6259 | 2278.3335 | 1726.8143 | 432.4868 | -177.8967 | -308.1028
421 | -510.4429 | 350.1355 | 2659.8611 | 1175.3832 | 628.0619 | 851.4071 | 2774.4708 | 2918.1159 | 3842.41 | 2596.6371 | 1298.324 | 196.7678
422 | 1545.1192 | 1969.8926 | 1136.7045 | 1532.8752 | 2572.2682 | 1360.3492 | 133.4988 | 4015.666 | 4702.8003 | 2835.5117 | 2325.0008 | -24.5204
423 | -559.2134 | 320.1661 | -39.4069 | 197.6418 | -1344.9008 | -995.1486 | -867.4852 | 770.3803 | 4731.6249 | 1831.9242 | 714.238 | -174.0688
424 | -1132.8275 | 60.2006 | 549.5115 | 2548.0508 | 2452.5536 | 2893.1283 | 3667.1895 | 3884.8487 | 5548.6285 | 5977.6481 | 3077.1803 | -242.4423
425 | -795.2422 | 671.9427 | -188.3955 | -149.2968 | -759.3863 | 1352.6939 | 1363.8136 | 2193.5744 | 3633.9201 | 86.6938 | 334.5947 | -845.8271
426 | -444.2954 | 372.9352 | 2558.7149 | 1807.0049 | 3400.5929 | 919.1851 | 1847.8662 | 2317.5658 | 4945.2623 | 3827.4277 | 2668.0522 | 107.75
427 | -136.9104 | 2455.5589 | 972.2055 | 3537.3038 | 4301.8647 | 6360.4203 | 4518.6822 | 4182.5861 | 4919.6253 | 1906.6868 | 1756.0879 | -424.2895
428 | -464.8907 | 443.2901 | -574.8107 | -536.8574 | 25.3566 | 30.0645 | -465.7177 | 2199.8541 | 1589.8212 | -392.335 | 324.4404 | -341.2385
429 | -605.6371 | -77.0541 | 1666.2455 | 2679.0873 | 2351.1099 | 2874.7005 | 1814.2454 | 2337.8311 | 3260.2515 | 1700.8415 | -210.9112 | -951.7039
430 | -645.7228 | -62.1154 | 1860.8959 | 4714.017 | 4985.1524 | 4686.5037 | 1881.7921 | 2612.0966 | 5206.2478 | 5953.4959 | 4441.2351 | 441.9049
431 | -625.9963 | -40.9678 | 1648.9033 | 4953.6399 | 5990.234 | 3233.5925 | 2891.8164 | 3168.3275 | 6729.112 | 7316.5142 | 3239.9826 | 270.1177
432 | 356.9992 | 3449.3315 | 5853.421 | 6321.7191 | 6901.3265 | 5801.5508 | 2896.3815 | 3407.825 | 5410.3358 | 5308.8448 | 3155.7174 | 617.5947
433 | -409.0689 | -549.4431 | 662.1577 | 3947.7288 | 5382.8464 | 3158.9976 | 2617.2906 | 5289.9482 | 4444.4938 | 1713.2076 | 1038.5493 | -96.2587
434 | -478.7711 | 294.1042 | 461.372 | 2265.243 | 523.9837 | 3744.2886 | 2595.3328 | 2918.7449 | 4543.5886 | 3416.2719 | 1309.3655 | 175.9268
435 | -607.8239 | 799.9703 | 2549.0574 | 3534.2619 | 3981.6107 | 4377.1961 | 471.0739 | 718.3323 | 997.4932 | -1000.9478 | 386.3101 | -255.5185
436 | -927.7152 | 2085.6559 | 2519.4685 | 2875.4974 | 4160.4675 | 2084.7756 | 1842.0958 | 2671.6324 | 3969.9661 | 5159.9564 | 3346.727 | -241.5453
437 | -834.2675 | -393.1847 | 759.5145 | 358.1358 | -145.3511 | 518.6883 | 1657.9795 | 2684.7931 | 2274.466 | 726.6032 | 178.7999 | 101.1102
438 | -682.4301 | 532.3342 | 92.6103 | 234.8836 | 271.9378 | -35.4431 | 349.1451 | 1462.3167 | 2889.2047 | 837.4098 | 657.8371 | 463.6281
439 | -200.3833 | 154.931 | 236.7104 | 2245.0747 | 400.6258 | 384.5815 | 1942.0677 | 2398.4246 | 2832.7741 | 139.6939 | 48.5962 | -364.9959
440 | 133.8533 | 892.369 | 2368.2115 | 1674.219 | 1423.5416 | 842.9761 | -230.2461 | 1921.741 | 2799.4164 | 1886.9545 | 795.7677 | -493.3463
441 | -622.2203 | 76.3 | -125.2391 | -443.8937 | -362.3857 | -520.4968 | -1164.8628 | 824.4681 | 1007.4898 | 156.1001 | -236.7273 | -692.1179
442 | -591.5485 | 282.4389 | -467.2072 | -850.2101 | -1519.0505 | 45.7299 | -265.1108 | 3034.9685 | 3166.6242 | 1648.6191 | 874.9611 | -84.2913
443 | -794.8081 | -437.6524 | -581.0391 | -305.9783 | 301.6058 | -355.5107 | 1549.2764 | 2513.2338 | 5190.8193 | 4382.0569 | 646.2731 | -308.2327
444 | -596.9629 | 548.7132 | 2639.481 | 6784.352 | 6896.7836 | 5298.041 | 4010.7999 | 5938.4533 | 7129.3876 | 5543.8905 | 3702.1207 | 1240.2015
445 | -948.5798 | 368.5478 | -881.0268 | -270.0948 | 96.2347 | 40.1835 | -115.3517 | 1604.4459 | 1740.0295 | 110.0014 | 464.1553 | -283.9437
446 | -223.3017 | -40.3058 | 762.1419 | 1370.5574 | 1045.0396 | 2451.2232 | 2477.5291 | 2897.5167 | 2069.7989 | -335.8925 | 749.7347 | 2.4725
447 | -657.8091 | 255.5355 | 1357.4936 | 3093.0731 | 4050.056 | 1363.6477 | 3037.7988 | 4308.4215 | 4349.9156 | 2224.2699 | 560.2253 | -622.1853
448 | -570.5866 | 163.9483 | -566.1938 | 812.0759 | 2386.8687 | 2048.7557 | 173.8428 | 1966.8252 | 4062.6146 | 2677.8418 | 1097.5997 | 247.2768
449 | -411.4242 | 270.2131 | 932.0104 | 243.689 | 965.193 | 512.6694 | -320.7486 | 2819.0778 | 5706.5688 | 3718.1142 | 1259.1527 | 231.4166
450 | -154.3641 | 1824.892 | 2967.3177 | 2844.2035 | 2586.1797 | 2215.1197 | 2288.4429 | 2552.3328 | 2444.208 | 2179.4687 | 1504.3061 | -503.3169
451 | -541.8209 | -580.605 | 549.1252 | 1184.9917 | 614.664 | 2222.0683 | 2573.5808 | 3003.6328 | 1921.4141 | -358.8685 | 793.8906 | 44.9987
452 | -690.8732 | -325.545 | 1114.8895 | 4698.6257 | 5393.6101 | 2827.1126 | 2476.1852 | 2744.231 | 6518.486 | 7113.9152 | 3262.238 | 121.6453
453 | -548.6362 | -24.9587 | 435.9642 | 2124.0925 | 434.0836 | 327.5101 | 1667.3103 | 2306.5009 | 3008.1827 | 110.9183 | 160.69 | -236.0683
454 | -135.4862 | 931.108 | 3121.4418 | 1579.5581 | 917.6254 | 984.3988 | 2707.2577 | 3006.59 | 3969.1359 | 2644.503 | 1457.8983 | 273.8666
455 | -918.6473 | -87.9162 | -66.8488 | -625.7205 | -493.6851 | -658.1647 | -1368.5672 | 627.8843 | 824.4945 | -153.8955 | 219.3691 | -734.8472
456 | -1142.8614 | -473.7231 | -272.9033 | -109.2553 | 487.2237 | -371.8633 | 1633.0113 | 2684.4145 | 5232.2119 | 4343.6122 | 610.2369 | -287.0267
457 | -692.2928 | 504.1509 | -396.6841 | 227.8688 | 299.3224 | 266.8896 | -262.293 | 2401.7512 | 1858.7862 | -236.7195 | 251.099 | -332.2694
458 | -371.1331 | 861.1276 | 2820.5873 | 6497.5861 | 6649.8851 | 5480.507 | 4116.6861 | 6127.9955 | 7078.0175 | 5266.8279 | 3628.8442 | 1250.7698
459 | -338.8237 | 133.8371 | 2564.5973 | 1890.5464 | 3385.9348 | 1018.3069 | 1662.0332 | 2545.6738 | 5104.0643 | 3589.0618 | 2601.1593 | 173.7333
460 | -396.0288 | 310.2151 | 201.0628 | 590.7614 | -713.1126 | -694.2688 | -653.9476 | 673.0916 | 4748.8483 | 2121.0922 | 673.6618 | -494.7364
461 | -355.2061 | 436.922 | 293.8925 | 618.0762 | 301.6082 | 45.4516 | 476.9895 | 1577.8219 | 2914.4971 | 801.3367 | 856.3898 | 294.1728
462 | -739.3967 | -41.3796 | 1207.7339 | 2598.9871 | 2600.976 | 2821.4997 | 1654.0793 | 2119.239 | 3325.2084 | 1939.1679 | -0.63778 | -860.232
463 | -661.5913 | -631.1907 | 1171.3012 | 4039.1724 | 4428.7656 | 4268.9682 | 1624.8675 | 2353.9383 | 4782.1096 | 5531.0913 | 4402.8344 | 215.6039
464 | -903.6058 | -494.0404 | -781.0666 | 533.369 | 1901.0084 | 2047.8757 | -9.1446 | 1591.3159 | 3905.5002 | 2721.8551 | 370.9618 | -84.908
465 | -464.9199 | 833.8864 | 2749.0159 | 3757.5615 | 4226.7398 | 4648.3585 | 697.935 | 813.8643 | 1145.7543 | -578.6738 | 383.4099 | -168.673
466 | -644.4961 | 72.2167 | -805.9722 | -654.7844 | -41.3191 | -60.2549 | -75.7747 | 1801.1448 | 1971.5378 | 62.3993 | 379.9447 | -142.8505
467 | -1031.3152 | 2042.8199 | 1700.1826 | 2742.2436 | 4307.4189 | 1983.9441 | 1674.8405 | 2445.2277 | 3683.3328 | 4892.4827 | 3166.5865 | -588.8554
468 | -680.8902 | 170.252 | 718.4246 | 1935.6641 | 323.53 | 3565.4074 | 2498.9417 | 2825.3481 | 4391.3504 | 3334.7658 | 1472.2796 | 133.5405
469 | 107.974 | 2767.1096 | 1229.0734 | 3926.9487 | 4321.1343 | 6604.0236 | 4381.6141 | 4292.043 | 5411.6492 | 2333.9642 | 1957.529 | -305.7167
470 | 23.7131 | 1021.1185 | 1894.7766 | 1554.8785 | 1460.2247 | 681.4028 | -180.1009 | 1982.0802 | 2634.114 | 1916.2573 | 495.3435 | -452.5748
471 | 358.0365 | 3155.9013 | 5741.4889 | 6768.7168 | 6948.232 | 6155.642 | 3280.5044 | 3425.0689 | 5470.4309 | 5430.674 | 3057.4193 | 389.7647
472 | -547.0305 | 555.9353 | 1742.7796 | 3475.9594 | 4322.1344 | 1346.0342 | 2777.1735 | 4258.8768 | 4498.7096 | 2318.2092 | 690.0152 | -694.2529
473 | 1685.3534 | 1958.2368 | 1246.6032 | 1591.3336 | 2019.9506 | 1408.8117 | 176.1508 | 3820.6048 | 4584.1337 | 2790.7952 | 2403.7873 | -36.9116
474 | -395.5983 | 53.7815 | 1314.6515 | 2552.0473 | 2807.612 | 3230.9451 | 3971.7506 | 4097.6082 | 5878.0075 | 6329.0502 | 3426.7429 | -111.8849
475 | -668.3012 | -80.7983 | 636.2097 | 614.5321 | 728.7208 | 637.1571 | 1474.3551 | 2470.1177 | 2043.5957 | 786.6381 | 105.9382 | 32.5275
476 | -449.162 | -550.1707 | 418.5637 | 4024.7878 | 5428.6154 | 2940.255 | 2445.4192 | 5176.1422 | 4706.8274 | 1701.4313 | 846.3561 | -201.2931
477 | -901.2211 | -122.3912 | -709.0848 | -825.7286 | -2291.1468 | -206.5976 | -332.6627 | 3101.1998 | 2736.6843 | 1550.3134 | 761.6342 | 66.5685
478 | -105.3395 | 2059.2155 | 3288.4741 | 2927.4765 | 3029.2252 | 2567.483 | 2232.7142 | 2658.8171 | 2301.2933 | 2319.0364 | 1350.8432 | -270.5651
479 | -549.9154 | 538.4459 | -571.641 | -339.3102 | -758.3019 | 1613.8379 | 1150.7497 | 1946.6121 | 3733.9097 | 284.0174 | 337.376 | -621.023
480 | -441.5421 | 865.317 | 1079.7638 | 323.535 | 861.128 | 620.728 | -464.0662 | 2982.8697 | 5564.6921 | 3528.3651 | 1409.4043 | 224.8808
481 | -853.7835 | -315.2203 | -539.8701 | -194.6721 | 526.2657 | -4.3677 | 1949.2615 | 2602.2677 | 5245.1443 | 4406.3701 | 560.7853 | -347.2309
482 | -518.6667 | 282.4209 | 530.6674 | 1586.7812 | 279.5834 | 3630.1874 | 2534.2908 | 2786.285 | 4275.6333 | 3515.972 | 1682.4645 | 120.1901
483 | 1990.1815 | 2287.2064 | 1547.3421 | 1472.2109 | 2440.4561 | 1577.6152 | 90.5376 | 4052.8225 | 4314.0133 | 2795.8322 | 2237.4579 | 38.3145
484 | -447.3401 | 228.6561 | 1912.9321 | 4881.5648 | 5297.7488 | 4701.0343 | 1873.7862 | 2701.465 | 4944.1176 | 5642.1697 | 4318.934 | 387.796
485 | -270.0206 | 30.3299 | 427.1238 | 1815.9584 | 505.8844 | 285.0021 | 1661.9565 | 2202.2823 | 3101.3486 | 272.3141 | 303.3757 | -237.2661
486 | -402.8917 | 364.7688 | 743.5914 | 4.1091 | 625.3933 | 287.079 | -627.3678 | 2697.643 | 5445.0487 | 3259.0602 | 1071.6085 | 295.9229
487 | -1056.7392 | -111.7802 | -742.3249 | -910.2759 | -1762.4892 | 83.6764 | -273.9031 | 2760.6346 | 3203.1324 | 1719.4135 | 818.8232 | -105.0052
488 | -296.8639 | 207.5437 | 1818.9429 | 5063.8232 | 5695.3833 | 3230.9259 | 2865.1199 | 3032.993 | 6582.469 | 7458.1983 | 3379.0004 | 430.5421
489 | -695.9599 | 333.6717 | -413.5321 | -100.2285 | 25.8581 | 51.5988 | 6.6533 | 1812.081 | 1800.594 | 200.2365 | 523.3461 | -438.5323
490 | -428.854 | 512.3127 | 500.1533 | 753.8636 | 688.5257 | 57.5397 | 356.0699 | 1722.685 | 2885.1455 | 756.7406 | 717.2642 | 484.8265
491 | -652.5406 | 35.0828 | -347.812 | 219.4264 | 2064.5361 | 2267.0281 | 101.0918 | 1694.5551 | 4093.0573 | 2504.8194 | 1093.6739 | 331.1811
492 | -387.8849 | 635.4788 | 2687.5544 | 6350.8603 | 6620.2382 | 5210.1166 | 4055.8161 | 6086.8554 | 6982.5401 | 5431.2258 | 3870.8393 | 1141.3148
493 | -542.53 | 270.0528 | -239.5173 | 96.6668 | -1631.5434 | -850.5128 | -706.7611 | 933.3228 | 4572.1677 | 2195.9706 | 806.6274 | -323.5396
494 | -571.6651 | -262.5675 | 920.4084 | 1350.5315 | 814.9821 | 2360.0086 | 2833.5103 | 3117.3296 | 2378.2951 | -243.1663 | 647.1104 | -123.9972
495 | 162.6339 | 764.6337 | 2051.8753 | 1644.0294 | 1551.0629 | 746.5846 | -379.4116 | 1917.2304 | 2884.2303 | 1806.8072 | 563.7971 | -516.0835
496 | -541 | -689.1213 | 870.4535 | 4488.0516 | 5723.8445 | 3344.1032 | 2409.5206 | 5185.3773 | 4839.0909 | 1743.9165 | 912.309 | -343.0117
497 | 174.6056 | 2705.8728 | 1054.1248 | 3718.2757 | 4818.6506 | 6705.0759 | 4620.1623 | 4387.2036 | 5370.6066 | 2367.5389 | 2081.3128 | -336.7338
498 | -876.1441 | 2184.2296 | 2537.1196 | 2925.3391 | 4541.5126 | 2256.0243 | 1800.3046 | 2660.6942 | 3989.9697 | 5121.3355 | 3079.281 | -253.516
499 | -629.16 | 84.5064 | 1422.8826 | 2773.9961 | 2576.4648 | 2877.1373 | 3695.6491 | 4060.5215 | 5931.22 | 6121.145 | 3538.2772 | 81.9725
500 | -210.0048 | 2369.4742 | 3313.9337 | 3057.9925 | 2306.0826 | 2587.2022 | 2457.1556 | 2933.1427 | 2402.8817 | 2158.6547 | 1308.652 | -514.0257
501 | -699.0521 | -290.5196 | 566.8883 | 701.6208 | 179.4785 | 770.9783 | 1766.033 | 2630.349 | 2261.3449 | 714.8281 | 170.2898 | -94.5552
502 | -430.8267 | 113.7872 | 1655.0833 | 2218.152 | 2424.1738 | 3043.6033 | 1647.2528 | 2202.3839 | 3430.5126 | 1788.773 | 34.1287 | -973.5052
503 | -361.5925 | 370.564 | 1338.6677 | 3475.5626 | 4330.3221 | 1363.3022 | 2523.8542 | 4063.4238 | 4670.76 | 2227.0265 | 536.6783 | -738.8698
504 | -210.1108 | 670.2862 | 3029.4671 | 1314.7766 | 1102.9473 | 849.0766 | 2724.2911 | 2976.4926 | 4059.5422 | 2550.1875 | 1139.5063 | 253.0028
505 | -671.8258 | 379.4465 | -298.2186 | 85.5183 | -905.3297 | 1345.8629 | 1306.0518 | 1924.2245 | 3644.8399 | 291.1937 | 270.388 | -624.7807
506 | -393.6661 | 1011.7081 | 2871.6475 | 3915.6012 | 4338.6762 | 4757.4779 | 923.1545 | 981.6213 | 1209.2882 | -834.5116 | 407.059 | -33.0939
507 | -481.4333 | 109.3424 | 25.9568 | -308.9325 | -161.6851 | -345.7927 | -1224.1276 | 693.7221 | 813.2665 | -253.38 | 303.1919 | -606.3735
508 | -183.5739 | 422.8898 | 2606.2102 | 1591.2667 | 3307.3124 | 1103.4931 | 1769.1866 | 2283.0157 | 5105.7788 | 3881.874 | 3112.7306 | 287.1938
509 | 483.4056 | 3463.7366 | 6081.434 | 6666.6351 | 7078.6941 | 5800.015 | 3104.3463 | 3618.2248 | 5381.5581 | 5522.4974 | 3176.3191 | 511.0539
510 | -548.6483 | 529.0722 | -526.4163 | 254.93 | 335.1069 | 231.1738 | -390.8363 | 2339.3515 | 1706.4293 | -481.1027 | 254.6926 | -329.1552
511 | -498.7481 | -43.1525 | 1530.6306 | 4647.879 | 5477.5746 | 3025.9471 | 2842.8831 | 2827.025 | 6591.8852 | 7061.1008 | 3301.6996 | 247.5576
512 | -448.983 | 130.8034 | 2310.0599 | 1437.6689 | 3292.0906 | 1204.9343 | 1832.9169 | 2354.3514 | 4983.3663 | 3762.3483 | 2959.3629 | 330.5884
513 | -212.5549 | 568.3298 | 3278.3456 | 1246.3422 | 808.7742 | 1047.3394 | 2709.0121 | 3076.0273 | 4241.9736 | 2708.1344 | 1502.751 | 310.023
514 | -1031.5338 | 570.2079 | 1997.1918 | 3087.9545 | 4061.9244 | 4652.9903 | 734.4415 | 834.7856 | 864.04 | -927.7554 | 185.1181 | -349.9325
515 | -715.7194 | -167.0669 | -679.4302 | -459.1643 | -1768.0303 | -212.0274 | -106.6456 | 3038.4488 | 2902.5037 | 1629.8435 | 1082.0148 | 96.1015
516 | -328.9368 | -60.4056 | 1802.0595 | 2505.4947 | 2760.429 | 2848.2674 | 1691.7058 | 2256.6157 | 3436.7235 | 2079.7948 | 174.0867 | -864.3267
517 | -894.0027 | 155.4784 | 521.1538 | 1960.7748 | 164.3252 | 3768.0007 | 2578.1273 | 2731.6792 | 4424.4682 | 3421.4088 | 1490.9101 | 200.3817
518 | -381.7786 | 544.0991 | 338.6122 | 625.3889 | 343.3691 | -28.4059 | 362.6095 | 1689.5021 | 3048.7623 | 726.9874 | 622.1469 | 289.1251
519 | -411.4262 | 443.617 | 1385.6888 | 3576.6451 | 4312.1107 | 1408.9907 | 2429.066 | 4175.1468 | 4830.1447 | 2359.233 | 623.4615 | -658.3244
520 | 245.5399 | 606.9215 | 1863.1056 | 1410.001 | 1454.8986 | 583.5195 | -390.6973 | 1841.4934 | 2556.0648 | 1748.855 | 444.5946 | -737.1611
521 | -568.9553 | 485.3887 | -636.093 | -203.0655 | -39.2575 | -98.0005 | -619.4909 | 2220.1299 | 1786.7896 | -331.7476 | 272.0739 | -320.6809
522 | -685.2619 | 146.9571 | 720.9702 | -13.9937 | 176.01 | 843.0252 | 1624.0467 | 2634.4657 | 1826.511 | 607.3131 | 207.0028 | 59.8862
523 | -536.8544 | 497.3217 | -549.8258 | -247.2042 | -989.8885 | 1457.608 | 1370.7932 | 1935.8174 | 3717.6924 | -201.5084 | 318.4352 | -732.4717
524 | -1284.1993 | -9.6605 | -848.3314 | -704.8524 | -519.0831 | -410.6781 | -213.0351 | 1492.6021 | 1566.0775 | -146.3698 | 347.9966 | -729.9813
525 | -295.8294 | 583.9848 | 77.3134 | 437.1261 | -1211.9445 | -1011.0432 | -608.6477 | 741.0929 | 4931.0233 | 2179.7891 | 746.6204 | -279.926
526 | -264.4675 | -49.8687 | 970.9956 | 1736.0655 | 1103.3929 | 2696.0263 | 2837.4765 | 3178.0787 | 2508.442 | -158.2173 | 820.0476 | 140.559
527 | 352.1575 | 3396.7334 | 6002.2637 | 6683.3717 | 7013.7979 | 6249.0687 | 3062.011 | 3623.5924 | 5742.7253 | 5366.4193 | 3085.2647 | 536.9052
528 | -748.3798 | 51.0197 | 28.6992 | 923.0534 | 2325.3066 | 2204.996 | 420.6306 | 1494.2021 | 4288.3872 | 3098.841 | 1063.5009 | 308.9933
529 | -933.7258 | 49.5138 | 370.6683 | 2101.785 | 493.3274 | 63.3691 | 1579.9666 | 2252.1139 | 3096.0021 | 312.1607 | 169.9607 | -373.5967
530 | -1327.2846 | -843.0498 | -874.812 | -715.7506 | 123.1966 | -695.1076 | 1468.0111 | 2283.0262 | 5080.5641 | 4357.3972 | 370.38 | -693.1212
531 | -809.2656 | 2274.6769 | 2795.5858 | 3581.9559 | 4328.9276 | 1985.7549 | 1363.6459 | 2453.9293 | 3766.9069 | 4974.3715 | 3178.2517 | -191.8155
532 | -426.6679 | 283.403 | 1089.9683 | 616.5205 | 1042.579 | 584.936 | -368.4441 | 2658.4012 | 5630.6824 | 3554.144 | 908.1411 | 368.0961
533 | 1705.0609 | 1987.4459 | 1736.1336 | 1591.1157 | 2679.2897 | 1677.5224 | 98.2738 | 3847.2227 | 4687.1407 | 3179.937 | 2395.6476 | 100.2934
534 | -323.5337 | -60.1389 | 1772.9226 | 4478.2709 | 5049.1648 | 4742.5941 | 2104.9766 | 2734.4678 | 5066.9406 | 5568.5342 | 4398.1435 | 331.6938
535 | -696.8875 | -270.2227 | -285.512 | -747.4489 | -513.0214 | -642.0502 | -1369.6173 | 672.4222 | 552.2492 | 16.4289 | -72.9555 | -793.3173
536 | 74.0992 | 2539.665 | 1018.133 | 4086.9162 | 4623.3483 | 6432.0545 | 4342.6957 | 4202.4523 | 5353.9097 | 2247.2296 | 1990.047 | -442.9603
537 | -565.983 | 375.6216 | 2536.7945 | 6506.782 | 6896.5115 | 5393.5565 | 3918.7952 | 6161.5399 | 7090.1374 | 5578.6206 | 3868.0156 | 1193.2431
538 | -402.062 | 1819.4315 | 2864.3177 | 2613.8362 | 1980.2537 | 2412.6326 | 2192.3283 | 2513.9677 | 2145.7866 | 2035.9146 | 1293.6646 | -429.7307
539 | -276.0675 | -466.7755 | 587.7885 | 3817.6454 | 5847.9431 | 3156.639 | 2671.3106 | 5479.5539 | 4700.763 | 1743.0123 | 1140.6039 | -176.8685
540 | -793.7108 | 1.1536 | 1087.8653 | 2821.3207 | 2775.0207 | 2915.928 | 3788.4933 | 4102.3638 | 6032.1012 | 6261.1427 | 3459.8265 | -43.0854
541 | -413.1051 | -267.5098 | 648.4406 | 1185.8691 | 793.4529 | 2501.521 | 2748.6306 | 2964.606 | 2325.7037 | -461.3415 | 891.3937 | 84.5111
542 | -436.98 | 184.1359 | -4.765 | 566.1509 | -838.669 | -820.2909 | -732.9321 | 773.7249 | 4718.3541 | 2328.554 | 785.192 | -314.5363
543 | -340.1335 | 629.6046 | 3324.4358 | 1680.4936 | 602.6647 | 485.2001 | 2620.8633 | 2990.2927 | 4056.6055 | 2592.3694 | 1348.1635 | 158.3209
544 | -909.7198 | 205.71 | -557.5 | -544.5071 | 269.3764 | 2.5077 | -236.1783 | 2001.0277 | 1732.3704 | 277.4596 | 443.245 | -421.839
545 | -577.1969 | 593.2833 | 921.2807 | 2232.1267 | 518.3847 | 3630.8958 | 2373.2864 | 2734.3168 | 4440.9151 | 3402.2372 | 1577.0839 | 275.7159
546 | -517.8275 | 51.2537 | -333.0263 | 666.6273 | 1687.3419 | 1698.0977 | 40.7133 | 1759.5094 | 3950.0492 | 2559.4268 | 462.3856 | 33.7144
547 | 128.0555 | 602.4566 | 1606.1037 | 1429.3466 | 1237.4876 | 400.9847 | -465.8221 | 1898.0322 | 2761.1528 | 1707.7292 | 524.5716 | -570.4725
548 | 1534.1177 | 1885.3651 | 1447.6445 | 1822.034 | 2609.7656 | 1522.9642 | 63.4714 | 3921.8163 | 4558.48 | 2802.9443 | 2518.885 | 252.7978
549 | -280.4924 | 471.1896 | 2553.6793 | 1769.0564 | 3481.9992 | 1279.9228 | 1640.2028 | 2227.245 | 4856.6267 | 3967.8187 | 2987.6082 | 151.5478
550 | -538.2887 | 995.2606 | 2660.1128 | 3915.6351 | 4096.8702 | 4682.4666 | 764.6335 | 913.2388 | 858.1915 | -761.512 | 243.5804 | -208.7824
551 | -667.9572 | 437.0322 | 1230.4597 | 3557.8679 | 3911.7701 | 1279.5091 | 2763.9365 | 4135.8984 | 4174.1415 | 2295.0974 | 645.7892 | -764.0931
552 | -556.2631 | 321.5549 | 151.5733 | 433.6601 | 552.689 | 247.5749 | 551.3027 | 1624.6376 | 2672.8304 | 947.7599 | 725.5286 | 438.5572
553 | -1040.3938 | -421.4764 | -427.9694 | -231.1546 | 418.9985 | -292.0546 | 1710.5445 | 2555.921 | 5128.3022 | 4000.0569 | 422.1476 | -527.8433
554 | -271.357 | 882.5567 | 1218.9579 | 651.2061 | 886.9049 | 568.9265 | -380.3319 | 2763.9757 | 5404.6498 | 3343.7668 | 1321.5725 | 295.6332
555 | -41.2074 | 2229.214 | 3127.6293 | 2585.4212 | 3073.9804 | 2919.0051 | 2455.6397 | 2582.3072 | 2097.4731 | 1606.5575 | 1328.7458 | -277.4676
556 | -564.8842 | 102.8125 | -485.6937 | -1122.4894 | -1851.867 | 81.8084 | -78.3439 | 2902.7306 | 3192.7494 | 1736.6244 | 869.6155 | 137.4618
557 | -526.7213 | 13.6484 | 604.8718 | 493.6131 | 196.9542 | 592.1573 | 1713.9078 | 2636.7241 | 2013.5344 | 680.8057 | -82.2934 | 60.1673
558 | -552.3904 | 473.1201 | -423.5695 | 112.5111 | -917.1137 | 1330.7948 | 1458.1963 | 2093.8474 | 3796.8593 | 231.1885 | 449.0967 | -566.5587
559 | -442.7981 | -322.5349 | 1888.2043 | 2559.2187 | 2592.6463 | 3096.4315 | 1133.4524 | 2221.7782 | 3350.565 | 2074.1866 | -37.9798 | -1070.1318
560 | 91.4477 | 2674.1956 | 1535.5548 | 4172.4633 | 4812.1694 | 6804.2019 | 4506.9099 | 4356.6514 | 5444.8825 | 2290.7152 | 2149.8529 | -236.0655
561 | -571.8721 | -369.3615 | 1846.9769 | 4909.1752 | 4608.614 | 4673.9647 | 1300.6034 | 2650.8065 | 5100.138 | 5763.0501 | 4419.4519 | 466.6658
562 | -374.2154 | 352.3657 | 320.9388 | 2155.157 | 662.6686 | 581.5386 | 1947.4272 | 2432.42 | 3111.0822 | 320.3927 | 30.2622 | -421.623
563 | -282.9195 | 760.1439 | 2728.5338 | 6695.3236 | 7076.9517 | 5616.0951 | 4128.0311 | 6212.9119 | 6943.5075 | 5553.2361 | 3752.1322 | 1399.5134
564 | 228.8721 | 3152.9702 | 5528.9312 | 6020.9914 | 6937.5842 | 5893.3944 | 2942.2504 | 3241.3997 | 5134.3087 | 5217.3372 | 2864.0947 | 299.1976
565 | -405.0627 | 344.5345 | -733.6893 | -191.2566 | 67.7873 | 152.4528 | -352.8326 | 2456.9299 | 1719.9596 | -260.9979 | 318.0819 | -388.1948
566 | -391.0147 | -123.3118 | 1540.5524 | 4782.2881 | 5585.6253 | 3112.4037 | 2764.6865 | 2659.2534 | 6766.0167 | 7245.1 | 3226.4334 | 105.6937
567 | -632.4288 | 238.9497 | 1147.6797 | 2716.9191 | 2381.0661 | 2799.1241 | 3586.3846 | 4053.8098 | 5726.5022 | 5929.7515 | 3371.4374 | -50.0114
568 | -553.7236 | 291.2897 | -235.9407 | -955.1945 | -335.474 | -269.2389 | -1075.4507 | 713.1689 | 944.867 | 136.7795 | 327.8597 | -607.0047
569 | -655.295 | 2084.8175 | 2871.8817 | 2897.2064 | 4814.177 | 2029.6201 | 1609.9874 | 2625.1689 | 3929.4674 | 5165.1428 | 3271.5115 | -102.5786
570 | -600.0415 | -536.1206 | 550.2003 | 4167.1307 | 5567.8658 | 2941.8806 | 2511.9623 | 5325.5645 | 4824.2892 | 1762.9024 | 884.9316 | -246.0789
571 | -358.4704 | 342.6119 | 1587.8225 | 3791.933 | 3999.6012 | 1490.0635 | 3017.2993 | 4328.7149 | 4946.453 | 2421.3573 | 691.5128 | -445.9928
572 | 198.4815 | 3229.8282 | 5742.3368 | 6448.0781 | 7137.8042 | 6012.4716 | 2997.5187 | 3397.2889 | 5468.8676 | 5290.3766 | 3019.5535 | 404.2019
573 | 1702.4241 | 1799.6588 | 1556.2648 | 1879.0804 | 2384.0768 | 1269.0562 | 181.8617 | 4177.3947 | 4709.9283 | 2801.0723 | 2338.936 | 62.161
574 | -623.4253 | -191.9669 | 1576.2497 | 4731.4001 | 4993.3238 | 4663.1804 | 1828.9208 | 2614.8206 | 5138.0155 | 5576.9725 | 4039.6235 | 407.8808
575 | -635.357 | 727.9423 | 2938.8806 | 3904.0881 | 4290.836 | 4850.9837 | 644.8428 | 951.0546 | 1247.9051 | -681.6271 | 126.1281 | -190.6984
576 | -457.9155 | 333.7103 | -21.9566 | -69.776 | -972.1862 | -869.4914 | -796.3897 | 781.2346 | 4700.5799 | 2156.3699 | 749.3059 | -337.6617
577 | -702.9811 | 205.9395 | -681.9367 | -349.1681 | -70.8386 | -3.2522 | -85.9724 | 1987.318 | 1875.988 | 74.1243 | 248.3763 | -434.5319
578 | 299.4507 | 2763.6717 | 1514.3396 | 4017.9678 | 4769.3687 | 6854.6857 | 4498.6261 | 4384.7422 | 5271.8392 | 2321.9211 | 2109.89 | -87.7352
579 | -528.5819 | 62.8506 | 1606.9239 | 2490.1631 | 2181.9008 | 3031.535 | 1857.8241 | 2259.4394 | 3045.2355 | 1749.6376 | -35.3497 | -807.9293
580 | -572.8964 | 195.2029 | 6.6369 | 1689.1308 | 45.3943 | 3247.1784 | 2067.1505 | 2506.0739 | 4121.4765 | 3437.7 | 1384.8613 | -316.8495
581 | -259.3555 | 731.5203 | 3195.9586 | 1520.7973 | 794.7882 | 824.9878 | 2708.3649 | 3057.4001 | 4360.8944 | 2708.4085 | 1748.8077 | 307.3393
582 | -447.931 | -230.4006 | 483.2218 | 4027.0606 | 5473.3243 | 2893.6132 | 2342.2878 | 5235.21 | 4527.9124 | 1621.8333 | 766.5738 | -398.8882
583 | -576.3656 | 312.3466 | -142.171 | 179.2456 | -914.2477 | 1468.4861 | 1291.7792 | 2003.2276 | 3584.6731 | 17.7368 | 436.0764 | -615.7328
584 | -585.1878 | -70.714 | -516.904 | -1097.9438 | -218.6594 | -473.6818 | -1491.0802 | 497.0435 | 637.2777 | -187.3365 | -40.3433 | -953.5936
585 | -748.5622 | 317.3782 | -613.3058 | -733.8994 | -1719.558 | -133.1734 | -48.9711 | 3058.8206 | 3165.1044 | 1766.9424 | 1024.2919 | 158.9547
586 | -168.5625 | 791.8765 | 1057.0999 | 405.9159 | 836.6349 | 464.4045 | -335.5134 | 2596.3569 | 5542.9041 | 3533.6812 | 1307.0117 | 216.1212
587 | -718.7338 | 180.1936 | 1148.7223 | 2656.9178 | 2750.8658 | 2850.2794 | 3785.8622 | 4033.6416 | 5424.646 | 5868.2128 | 3254.4276 | -58.9893
588 | -686.212 | 319.3813 | 188.4335 | 501.6091 | -23.3191 | -58.2 | 214.0953 | 1526.2704 | 2952.3108 | 828.5007 | 812.2034 | 366.0633
589 | -1076.4164 | -669.679 | -273.4687 | 16.6596 | 673.071 | -156.3978 | 1727.1884 | 2598.3176 | 5245.7137 | 4687.4625 | 520.5807 | -539.6609
590 | -295.7319 | 2264.5493 | 3235.8396 | 2957.7175 | 2670.7676 | 2449.0881 | 2413.9246 | 2649.2113 | 2216.6542 | 2219.0776 | 1413.3246 | -224.4417
591 | -531.4069 | -227.735 | 382.3856 | 836.0214 | 539.3293 | 2273.3663 | 2345.206 | 2652.9058 | 2180.2436 | -451.7338 | 535.9283 | -149.9605
592 | -612.9834 | -74.2198 | 39.6974 | 671.6788 | 2459.4146 | 2199.7172 | 178.5386 | 1946.813 | 3966.8671 | 2967.5427 | 909.2544 | 359.7941
593 | -849.1662 | -455.0847 | 336.3912 | 642.0595 | 208.7785 | 534.9049 | 1432.8303 | 2305.1956 | 2240.1672 | 702.8001 | -130.7788 | 49.3949
594 | -41.2962 | 440.9904 | 1744.0813 | 1247.6462 | 962.5864 | 554.2715 | -475.4969 | 1739.8658 | 2846.4223 | 1643.0255 | 435.7382 | -895.7611
595 | -337.2584 | -114.6328 | 376.294 | 1997.872 | 179.6138 | 160.3988 | 1735.3938 | 2038.8262 | 2848.702 | 237.2904 | 224.3668 | -806.3717
596 | -475.9714 | -131.655 | 1633.6672 | 4922.0657 | 6074.7521 | 3144.0435 | 2941.2467 | 3004.4512 | 6520.3637 | 7085.9532 | 3525.445 | 499.3256
597 | -848.2733 | 363.0535 | -671.838 | -507.3351 | -18.0163 | -120.4431 | -680.7513 | 2364.1299 | 1670.5303 | -298.1415 | 130.8851 | -416.4475
598 | -298.1558 | 489.9258 | 2782.6732 | 1825.1096 | 3326.369 | 1111.1468 | 1900.3066 | 2389.7548 | 5078.4765 | 3846.4723 | 2723.7776 | 103.6052
599 | -872.3263 | 2018.8294 | 2456.8761 | 2986.5265 | 4479.7758 | 2015.7439 | 1815.3674 | 2538.7754 | 3943.3077 | 4930.3821 | 3112.4463 | -145.1822
600 | -458.4246 | 774.2106 | 2730.8178 | 6545.5757 | 6952.4094 | 5381.8926 | 4034.6198 | 6137.5146 | 7034.9828 | 4938.1919 | 3491.2059 | 1099.3549
601 | -354.3462 | -76.0706 | 1264.1282 | 5028.8779 | 5898.2069 | 3413.7648 | 2793.4164 | 2942.6994 | 6847.7581 | 7417.2835 | 3287.0205 | 292.6646
602 | -542.1992 | 692.7176 | 2942.8242 | 6446.6035 | 6438.0049 | 5565.3114 | 4136.1104 | 5937.9421 | 6997.4125 | 5332.7818 | 3646.5359 | 1218.5854
603 | -490.0577 | 324.789 | -87.1044 | 180.55 | -1391.1929 | -1100.0151 | -958.4444 | 462.5649 | 4597.8935 | 2016.9982 | 504.1609 | -471.2288
604 | -641.862 | 344.9523 | -669.3798 | -134.7328 | 61.8143 | -142.0249 | -566.9071 | 1879.4724 | 1764.4814 | -176.9829 | 232.86 | -470.2606
605 | -372.2256 | 931.1425 | 2423.8017 | 3830.3805 | 3939.899 | 4450.4785 | 723.1052 | 880.3554 | 1142.8971 | -988.1048 | 99.2966 | -373.4052
606 | -402.6569 | -23.7548 | 1761.8336 | 2491.7454 | 2445.0554 | 2900.9119 | 1909.9069 | 2476.4366 | 3438.5547 | 1831.0554 | 231.2785 | -948.6044
607 | -505.3323 | 182.1883 | 1581.5802 | 3116.887 | 2603.1298 | 2650.8507 | 3946.0954 | 4208.0232 | 5816.0378 | 5975.0171 | 3181.3076 | -139.3494
608 | -426.2558 | 26.3785 | 446.6948 | 764.4813 | 766.4049 | 2459.629 | 2429.4278 | 2762.2078 | 2371.9099 | -421.3966 | 729.0363 | 93.8408
609 | 30.4258 | 2825.1909 | 1184.1134 | 3504.0692 | 4341.3644 | 6225.105 | 4476.9537 | 4303.5894 | 5445.5975 | 2210.202 | 1630.4442 | -417.2582
610 | -369.9068 | -670.8642 | 541.7039 | 4327.5012 | 5783.8889 | 3216.2081 | 2672.1588 | 5408.9527 | 4912.7795 | 1635.5212 | 1183.5198 | -220.0406
611 | -699.1752 | 2089.1969 | 2798.0505 | 3396.5899 | 4344.8168 | 1956.6603 | 1976.6737 | 2602.9805 | 3773.7388 | 4942.2745 | 3398.9385 | -238.7426
612 | -1019.0313 | -556.7392 | -619.9614 | 245.7675 | 566.6826 | -503.6068 | 1557.0666 | 2546.5909 | 5223.0427 | 4463.1824 | 469.0048 | -476.1014
613 | -659.8748 | -24.1212 | 629.2023 | 454.9702 | 278.0151 | 617.7497 | 1880.6399 | 2628.9056 | 2180.0523 | 580.0057 | 372.4882 | 190.0995
614 | -553.7397 | -239.4461 | 1479.122 | 4632.8315 | 4935.2503 | 4645.6869 | 1771.1824 | 2659.6841 | 5301.2588 | 5847.1498 | 4491.3745 | 339.5573
615 | 1659.4441 | 1931.9196 | 1602.8035 | 1641.1286 | 2537.8949 | 1656.5013 | 269.6676 | 3926.0155 | 4723.6547 | 2878.2969 | 2210.957 | 12.9538
616 | 22.6564 | 1941.7024 | 3182.5091 | 2950.4756 | 2878.9177 | 2725.5766 | 2445.873 | 2796.9068 | 2393.9359 | 2252.828 | 1522.5594 | -280.0846
617 | -426.199 | 629.0782 | 294.4659 | 763.1835 | 268.4993 | -111.9358 | 157.166 | 1649.0341 | 2930.7787 | 688.0162 | 680.0967 | 240.0051
618 | -395.9956 | 223.6847 | 1483.7477 | 3535.9542 | 4132.186 | 1293.712 | 2771.3394 | 4397.2756 | 4848.7388 | 2236.6223 | 491.9987 | -1042.4312
619 | -326.1666 | 828.928 | 3360.3278 | 1546.0011 | 590.4444 | 956.2572 | 2773.0671 | 2893.6333 | 3844.4009 | 2523.6354 | 1517.8777 | 344.6075
620 | -857.6353 | 561.9457 | 148.8962 | 597.9654 | -523.5068 | 1420.9181 | 1249.6328 | 2026.9191 | 3900.9434 | 367.2831 | 576.8114 | -534.3569
621 | -670.3362 | 247.7621 | -805.3165 | -876.3359 | 6.0151 | 31.4106 | -99.7403 | 1799.5616 | 1854.4144 | 130.1081 | -9.6853 | -428.4731
622 | -285.7503 | 530.6643 | 1194.4815 | 556.6135 | 929.2319 | 558.0265 | -421.9828 | 2822.038 | 5556.7442 | 3464.1975 | 964.7395 | 78.6562
623 | 38.2936 | 629.4337 | 1667.7831 | 1465.1597 | 1247.4002 | 598.187 | -703.1898 | 2025.8065 | 2549.8867 | 1265.1494 | 327.7787 | -739.0216
624 | -902.4214 | -164.9327 | -366.7899 | 905.2973 | 2293.4242 | 2255.325 | 227.5769 | 1735.7735 | 4261.5434 | 2902.927 | 1022.3356 | 289.4768
625 | -331.0235 | 149.164 | 2320.6012 | 1429.0191 | 3089.474 | 796.6432 | 1456.8111 | 2143.5034 | 5011.8537 | 3536.0836 | 2494.9228 | 111.1454
626 | 298.7333 | 3359.0726 | 5623.3372 | 5885.0326 | 7003.3901 | 6183.9007 | 2925.0912 | 3256.3621 | 5214.6758 | 5409.2449 | 2887.8426 | 188.0806
627 | -467.9508 | 106.9136 | 120.8521 | 1933.68 | 792.7586 | 576.9742 | 1649.7779 | 2308.8637 | 3150.8008 | 243.2602 | -113.0913 | -431.8179
628 | -998.3448 | 191.2565 | -225.5896 | -634.4056 | -314.2341 | -527.174 | -1097.2484 | 447.4761 | 793.0311 | -203.5151 | 26.9237 | -602.4864
629 | -520.9744 | 257.1235 | 529.5745 | 1811.4744 | 249.804 | 3632.9605 | 2428.5663 | 2832.1751 | 4437.133 | 3490.554 | 1465.7326 | 116.6653
630 | -911.948 | -336.5707 | -1043.8867 | -1141.4386 | -2149.3418 | -459.9701 | -520.9592 | 2632.1756 | 2702.92 | 1300.0583 | 842.1621 | -88.6076
631 | -575.9031 | 619.5097 | 61.2966 | 442.7689 | 197.5143 | -127.6566 | 171.3686 | 1224.8444 | 3005.6541 | 397.2484 | 521.0137 | 422.3994
632 | -418.6847 | 234.9168 | 1946.0439 | 2925.7525 | 2570.0896 | 3020.0321 | 1833.7078 | 2399.8548 | 3098.8292 | 1917.4001 | -6.7796 | -904.8475
633 | -141.2044 | 628.2318 | 1635.66 | 1525.919 | 1204.7584 | 548.9808 | -344.1437 | 1882.8684 | 2828.3185 | 1582.4885 | 517.8024 | -655.6147
634 | -1192.1537 | -503.4263 | -295.083 | 80.4429 | 431.1096 | -28.3989 | 1790.6621 | 2701.4736 | 5195.6814 | 4455.2978 | 567.0321 | -345.264
635 | -610.1528 | 548.9842 | -563.6798 | -119.7939 | 2.6634 | -136.6601 | -555.752 | 2384.3062 | 1682.6839 | -350.3061 | 190.2082 | -379.3816
636 | -541.2372 | 240.5723 | 1238.0486 | 3221.219 | 4443.4673 | 1442.5841 | 2882.6164 | 4212.7892 | 4551.2411 | 2559.0215 | 656.8233 | -467.675
637 | -436.8506 | -82.0151 | 1308.0452 | 4308.8639 | 5366.1304 | 3139.6003 | 2591.0129 | 3031.9867 | 6607.8274 | 7063.3549 | 3148.6662 | -26.4106
638 | -128.0756 | 2052.9918 | 3244.2454 | 2850.8839 | 2266.0372 | 2597.0027 | 2550.1911 | 3017.1624 | 2317.6003 | 2032.6306 | 1653.1324 | -227.7439
639 | -370.6797 | -38.9813 | 1595.3442 | 4613.777 | 4871.138 | 4614.598 | 1868.961 | 2746.7342 | 5163.5612 | 5858.1462 | 4421.2895 | 438.4093
640 | -582.9591 | 422.5413 | -252.1046 | -17.9728 | -928.2765 | 1352.5909 | 1023.5743 | 1711.9321 | 3750.5175 | 183.7185 | 254.9626 | -626.9512
641 | -911.6002 | 2255.1076 | 2702.9947 | 3629.8081 | 4550.8054 | 1936.4093 | 1839.2987 | 2560.2679 | 3880.5586 | 4893.3046 | 3131.2407 | -160.0083
642 | -380.116 | 383.8443 | 2510.5168 | 1739.0799 | 3378.156 | 1106.345 | 1840.2509 | 2414.2813 | 5246.9991 | 3668.7676 | 2689.3735 | 118.4339
643 | -396.1141 | -234.4503 | 748.5992 | 4477.6922 | 5761.5012 | 3276.146 | 2622.7849 | 5337.6716 | 4845.6155 | 1776.7449 | 1035.3924 | -110.3238
644 | 282.1559 | 2638.9641 | 1651.4295 | 3812.9142 | 4654.8333 | 6556.5231 | 4408.9723 | 4357.0962 | 5479.3274 | 2285.9696 | 1486.5814 | -329.6475
645 | -519.6024 | 68.6875 | -246.1028 | -379.1252 | -4.6345 | -402.9861 | -1237.6794 | 539.6257 | 910.9343 | 93.9056 | 97.6333 | -687.3025
646 | -745.4227 | 368.593 | 2432.4084 | 6508.9385 | 7075.3381 | 5581.0327 | 3854.9718 | 6069.8047 | 6864.2661 | 5287.8762 | 3956.3325 | 1437.2394
647 | 1686.4113 | 1808.0433 | 1777.8113 | 2125.0333 | 2785.9944 | 1560.6449 | 221.7217 | 4300.6165 | 4557.7606 | 3150.3967 | 2708.5975 | -9.0684
648 | 10.1098 | -246.9493 | 614.7856 | 1362.1253 | 1287.456 | 2675.3984 | 2581.0986 | 3031.826 | 1960.4973 | -273.9408 | 687.5289 | 14.9955
649 | -849.6863 | -56.1993 | -670.3467 | -792.5339 | -1962.7689 | -311.8673 | -543.3067 | 2708.5874 | 2875.9623 | 1241.7425 | 724.7601 | -74.0143
650 | -482.4923 | 764.3191 | 2685.2969 | 3453.839 | 4142.6615 | 4257.8577 | 727.1603 | 752.3458 | 1106.5563 | -759.2262 | 377.783 | -169.3472
651 | -967.5571 | 734.7387 | 3197.1646 | 1269.9135 | 655.9605 | 840.1526 | 2724.7434 | 2754.754 | 4113.425 | 2659.395 | 1384.1301 | 192.542
652 | 434.766 | 3370.0299 | 6051.1957 | 6577.8778 | 7020.1127 | 6155.8537 | 3088.1633 | 3483.3085 | 5538.8285 | 5373.4853 | 3219.6627 | 667.7975
653 | -613.9338 | -40.8582 | -465.9107 | 1123.7065 | 2301.9707 | 2116.5603 | 130.0119 | 1774.0674 | 4257.2555 | 2883.0169 | 1184.4253 | 377.8676
654 | -271.6504 | -150.1243 | 192.7486 | 2255.7425 | 905.4411 | 439.4993 | 1955.1891 | 2281.9394 | 3115.1037 | 345.7491 | 175.3121 | -274.8123
655 | -773.2164 | 138.8624 | 1113.3289 | 2369.7911 | 2668.9124 | 3259.0865 | 3731.6083 | 4113.5157 | 5814.4466 | 5949.82 | 3269.9974 | -15.5253
656 | -714.4572 | -277.0033 | 656.5388 | 179.9007 | -20.1958 | 629.6889 | 1796.5145 | 2592.9172 | 2452.2658 | 609.6044 | 412.2338 | 142.3921
657 | -280.6001 | 804.0071 | 755.3946 | 638.9922 | 987.4366 | 493.5609 | -155.8137 | 2897.5375 | 5709.903 | 3538.0554 | 1256.8999 | 328.0197
658 | -685.6885 | 275.8326 | 435.7963 | 1856.5567 | 426.5533 | 3536.4928 | 2326.7664 | 2626.2498 | 4424.0756 | 3449.3442 | 1656.045 | 489.3439
659 | -485.0394 | 243.9904 | -334.3682 | 153.3629 | -988.298 | -914.2268 | -704.0591 | 530.2355 | 4619.1241 | 2062.1193 | 624.8545 | -308.5257
660 | -719.1352 | 234.2657 | -549.6407 | -397.4435 | -223.636 | 0.95442 | 30.4453 | 1661.9053 | 1834.5869 | 153.3727 | 499.6965 | -381.7068
661 | 251.9947 | 2572.593 | 1624.0377 | 3754.3733 | 4612.1656 | 6725.2786 | 4571.0952 | 4140.5016 | 5438.4591 | 2328.2417 | 1853.7968 | -439.1486
662 | -145.0794 | 148.8637 | 2511.8374 | 1901.5987 | 3232.0623 | 1092.9278 | 1880.0956 | 2590.956 | 5097.4493 | 3795.6253 | 2713.1611 | 145.9451
663 | -706.1925 | 1.7901 | -638.0349 | 877.2774 | 2053.8588 | 2066.0737 | 357.4199 | 1942.0341 | 4096.2089 | 2800.7203 | 1032.3676 | 135.8604
664 | -944.5689 | -83.8261 | -526.74 | -115.9877 | 609.929 | -334.8735 | 1911.2708 | 2691.7512 | 5136.883 | 4374.8082 | 289.2664 | -456.7225
665 | -468.0778 | 360.8557 | 1642.8923 | 2671.4743 | 2511.4301 | 2994.7754 | 1682.1749 | 2352.6104 | 3538.6575 | 2047.3119 | -302.0034 | -965.8596
666 | -587.7174 | 2277.3284 | 2500.7415 | 3618.1587 | 4252.5616 | 2315.3312 | 1829.1018 | 2528.9224 | 3866.3996 | 5234.3799 | 3241.3697 | -85.3617
667 | -467.6805 | 296.8987 | 996.7993 | 658.5328 | 828.5809 | 322.339 | -620.6356 | 2669.1282 | 5446.6024 | 3514.8187 | 1222.1133 | 196.5766
668 | -253.3938 | -140.7926 | 744.6698 | 1239.1234 | 889.2993 | 2734.7988 | 2757.8574 | 2970.1312 | 2466.3117 | -240.7179 | 455.1648 | 75.5976
669 | -697.8434 | 548.8152 | 2588.941 | 4121.5618 | 4337.8213 | 4550.5022 | 976.9063 | 914.6489 | 1111.113 | -749.9027 | 74.2697 | -192.3113
670 | -557.991 | 534.0833 | 2588.8488 | 6660.5606 | 6849.3401 | 5308.5131 | 4089.9993 | 5938.8484 | 7012.0436 | 5527.8384 | 3681.6707 | 1100.5704
671 | -1009.4656 | 128.8717 | -839.4616 | -693.9117 | -255.6739 | 26.2667 | -8.4949 | 1880.0033 | 1895.7363 | 77.6217 | 442.3935 | -241.5946
672 | -452.4429 | 833.2667 | -252.4365 | 466.6306 | 546.6557 | 290.2113 | 352.4316 | 1669.2124 | 2868.375 | 574.1115 | 450.3485 | 254.8552
673 | -493.606 | 254.1121 | 1455.5258 | 3492.3105 | 4116.4403 | 1084.8031 | 2758.5991 | 4079.53 | 4805.1896 | 2056.3675 | 284.3295 | -990.1565
674 | -342.1788 | 740.525 | 3458.4407 | 1424.8762 | 1244.5225 | 1020.8106 | 2806.9859 | 3034.2068 | 4201.0091 | 2592.0022 | 1136.195 | 221.2101
675 | -455.9591 | 337.3716 | -698.9022 | -148.5857 | -152.8098 | 341.5368 | -242.2034 | 2388.0043 | 1488.6773 | -307.8235 | 272.0182 | -277.419
676 | -135.3787 | 2027.4795 | 3138.597 | 3132.8807 | 2555.5206 | 2354.3076 | 2273.5283 | 2566.0711 | 2280.6784 | 2182.9148 | 1686.0424 | -235.8165
677 | -797.8383 | 428.2894 | -320.8529 | -35.6044 | -1246.602 | -884.1257 | -655.5171 | 649.2351 | 4794.2576 | 2068.679 | 842.0078 | -397.9443
678 | -645.2368 | -71.9959 | 372.0535 | 527.5739 | 454.8874 | 660.7765 | 1731.7945 | 2752.7093 | 2420.796 | 798.5624 | 118.4605 | 17.8177
679 | -469.0167 | 557.0297 | -452.6518 | 102.6381 | -878.9338 | 1453.4388 | 1416.5814 | 2003.0787 | 3572.114 | 301.6938 | 526.633 | -868.3179
680 | -352.7919 | -418.4477 | 622.5255 | 4260.8353 | 5792.9114 | 3248.856 | 2113.3071 | 5427.5038 | 4556.7434 | 1675.7845 | 1114.6189 | -156.0882
681 | 248.9509 | 3313.0514 | 6111.9167 | 6703.883 | 6995.4115 | 5889.7018 | 3054.7459 | 3388.685 | 5508.1513 | 5413.258 | 3045.4609 | 639.3188
682 | 82.6674 | 683.2512 | 1813.7175 | 1303.7234 | 1435.5891 | 747.665 | -333.9604 | 1857.6669 | 2736.4295 | 1710.1873 | 442.255 | -650.9159
683 | -573.496 | -204.5097 | -96.417 | -616.3603 | -1090.6049 | -826.4627 | -1129.541 | 916.1955 | 947.7117 | -179.4154 | 327.7891 | -563.0478
684 | -633.7186 | 59.4444 | -517.9219 | -630.8137 | -1818.9585 | -40.2918 | -161.5889 | 3069.1422 | 3082.5963 | 1517.4763 | 613.3295 | 91.4595
685 | -282.0314 | 518.876 | 1192.1515 | 2817.9648 | 2924.2911 | 3248.0478 | 3960.8483 | 4171.9492 | 5892.3815 | 5983.0647 | 3307.8029 | -6.2416
686 | -516.5612 | -204.1092 | 445.1391 | 2049.604 | -231.7682 | 75.6906 | 1553.5583 | 2146.3032 | 3075.9039 | 241.0688 | 153.7842 | -236.2346
687 | -668.2124 | 194.8747 | 577.9436 | 2165.3712 | 121.4037 | 3359.8735 | 2528.3163 | 2879.6525 | 4330.5256 | 3469.5631 | 1687.482 | 273.6215
688 | 1708.5354 | 2046.3291 | 1488.1321 | 1630.4853 | 2427.138 | 1522.7061 | 251.1755 | 4009.7404 | 4769.9471 | 2882.8221 | 2475.1675 | 21.7256
689 | -466.2456 | 64.0803 | 1922.3647 | 5117.8896 | 5878.7496 | 3211.1483 | 2609.5463 | 2800.8727 | 6660.6287 | 7304.852 | 3536.6286 | 300.6549
690 | -621.2636 | -11.6848 | 1802.9765 | 4709.9386 | 5074.8315 | 4635.5541 | 1878.6175 | 2653.3861 | 5111.1174 | 5298.1243 | 3946.1783 | 465.8816
691 | -290.1885 | -185.1908 | 227.2156 | 1709.4779 | 437.5345 | 280.025 | 1821.689 | 2203.7661 | 2872.4311 | 243.9232 | 273.3641 | -455.1449
692 | -809.6483 | 462.2975 | -205.6199 | -209.5677 | -731.9154 | 1215.2221 | 1232.6526 | 1980.3039 | 3751.3989 | 240.5668 | 679.1851 | -518.8463
693 | -396.2334 | 218.5374 | -315.4439 | -886.7306 | -426.9966 | -621.8947 | -1237.0597 | 666.8624 | 792.9537 | -63.2954 | 212.5887 | -583.4986
694 | -534.5386 | 200.9969 | -548.1834 | 238.6433 | 33.1607 | -29.9106 | -540.08 | 2229.2259 | 1494.0289 | -319.1618 | 278.3866 | -562.7376
695 | -674.0258 | 179.5277 | 714.9796 | 263.9639 | 311.8479 | 54.7335 | -434.5043 | 2751.8515 | 5417.6342 | 3329.2913 | 949.0378 | 96.993
696 | -640.7805 | 169.3444 | 459.9693 | 2143.9233 | 404.0421 | 3442.5638 | 2445.9864 | 2838.4704 | 4371.6977 | 3059.0257 | 1517.4324 | 318.9079
697 | -407.9456 | 131.3281 | 1879.5074 | 2774.7406 | 2556.0339 | 3021.0006 | 1777.4949 | 2424.8064 | 3112.7847 | 1827.8959 | 183.057 | -705.8617
698 | -408.673 | 137.5103 | 2608.3989 | 1958.2396 | 3379.5461 | 1181.8758 | 1938.607 | 2507.8572 | 5322.4832 | 3787.0312 | 2902.534 | 250.2553
699 | -842.9187 | 55.3044 | -863.8784 | -513.4146 | -184.1692 | -399.8446 | -145.8879 | 1738.7544 | 1676.0061 | 244.9139 | 466.7709 | -288.4626
700 | -550.3433 | 255.9298 | 2501.4539 | 6678.8954 | 6922.9969 | 5554.1598 | 4140.5226 | 6080.5852 | 7219.388 | 5397.9474 | 3780.3617 | 1328.42
701 | 1426.8229 | 1714.4428 | 1289.8851 | 1530.1509 | 2214.1059 | 1181.6331 | -78.2526 | 3726.3892 | 4410.95 | 2726.4818 | 2186.0132 | -178.6927
702 | -27.419 | 950.4068 | 1816.6061 | 1384.8923 | 1392.0682 | 464.1387 | -216.6673 | 1995.8875 | 2749.7552 | 1692.7298 | 594.5225 | -572.5409
703 | -477.54 | 42.8991 | 1411.36 | 4274.989 | 5618.6292 | 3112.4099 | 2706.4759 | 2808.7051 | 6690.5098 | 7203.0984 | 3326.1018 | 129.1273
704 | 289.8819 | 2634.181 | 1657.7251 | 4412.6764 | 4707.4246 | 6634.2792 | 4100.0399 | 4503.3926 | 5567.8491 | 2265.1957 | 1860.798 | -481.0419
705 | -549.4477 | -40.0732 | 1469.9479 | 2877.4637 | 2676.0818 | 3004.8896 | 3355.3638 | 4146.3441 | 5948.7545 | 6125.9862 | 3377.8898 | 55.8717
706 | -573.8778 | 188.2427 | 1296.1378 | 3629.6513 | 4190.4052 | 1257.777 | 2858.87 | 3786.7217 | 4503.7064 | 2266.713 | 614.4651 | -513.5373
707 | -360.8853 | 422.0363 | -107.0483 | 352.7523 | -1267.2061 | -785.9017 | -751.705 | 655.9507 | 4894.5155 | 2189.4771 | 757.2808 | -398.9534
708 | -353.4822 | -456.1314 | 544.8994 | 4287.1668 | 5602.2918 | 3109.0323 | 2483.4376 | 5329.78 | 4734.2237 | 1450.6171 | 939.7768 | -172.4776
709 | 336.1497 | 3257.6896 | 5881.5938 | 6491.6434 | 7275.4805 | 5985.3098 | 2275.3147 | 3508.1007 | 5512.3563 | 5537.2444 | 3072.8623 | 399.237
710 | -1230.3556 | -224.4516 | -1297.6929 | -1073.0807 | -1956.2896 | -400.138 | -417.1564 | 2998.6675 | 2847.3778 | 1520.3629 | 994.2719 | -33.9583
711 | -318.9736 | 625.4678 | 3033.1792 | 1721.147 | 851.5948 | 973.9639 | 2743.4765 | 3055.2955 | 4217.7405 | 2690.3931 | 1460.0078 | 197.51
712 | -855.9852 | 1991.298 | 2647.8794 | 3243.216 | 4434.6046 | 2249.3815 | 1799.9049 | 2514.8921 | 3703.5528 | 5253.7893 | 3236.4345 | -201.9948
713 | -1281.6305 | -316.0379 | 397.1727 | 219.3782 | 253.4788 | 337.1916 | 1547.9793 | 2682.1774 | 2336.4727 | 747.7567 | 334.0759 | 5.6364
714 | -53.0335 | -277.1417 | 620.4124 | 1248.1586 | 952.0465 | 2529.5046 | 2720.7006 | 2976.5432 | 2517.559 | -344.6958 | 986.5186 | 150.5971
715 | -479.4927 | 0.59435 | 1927.6229 | 4501.3231 | 5124.641 | 4638.8246 | 1798.1691 | 2568.0381 | 4852.1091 | 5671.656 | 4708.1049 | 538.4372
716 | -1071.7764 | -449.4917 | -352.9449 | -439.9755 | 364.9962 | -225.7131 | 1656.761 | 2455.96 | 4953.4642 | 4410.8176 | 560.968 | -556.4313
717 | -791.2993 | 132.0295 | -61.3227 | 1410.8921 | 2690.0406 | 2336.4175 | 292.3722 | 1797.8426 | 4189.9434 | 2607.9681 | 798.6382 | 161.8126
718 | -448.1147 | 896.47 | 2675.5307 | 3982.175 | 4256.5853 | 4703.5498 | 990.0168 | 976.655 | 871.3972 | -763.5417 | 284.1171 | -188.5363
719 | -489.5973 | 592.9565 | 326.3504 | 458.1904 | 267.6002 | -23.083 | 331.7985 | 1624.4255 | 2313.3851 | 586.2697 | 687.8143 | 457.6902
720 | -258.7757 | 2102.4573 | 3342.5473 | 2735.4501 | 2195.9191 | 2479.9496 | 2066.8241 | 2621.5259 | 2349.5014 | 2307.2497 | 1578.1915 | -352.4606
721 | 260.1171 | 2753.4665 | 1368.4613 | 4030.0008 | 4859.2741 | 6739.9769 | 4629.0802 | 4340.9204 | 5454.0708 | 2258.394 | 1869.8055 | -375.3527
722 | -48.2735 | 586.3641 | 1838.1919 | 1518.4355 | 1232.6713 | 633.4735 | -333.1669 | 1727.3603 | 2808.8207 | 1769.769 | 441.1929 | -667.5995
723 | -453.8014 | -66.6786 | 137.8797 | -661.9142 | -695.1783 | -923.3238 | -1292.1004 | 746.6936 | 590.7008 | -281.9962 | -65.1117 | -844.1766
724 | 1601.8676 | 1783.6976 | 1306.7451 | 1735.0939 | 2510.9724 | 1537.9178 | 153.9852 | 3877.3209 | 4622.396 | 2805.5297 | 2270.4399 | 110.191
725 | -507.7356 | 352.3047 | -534.599 | 92.5343 | -913.5092 | 1417.3468 | 1191.364 | 2021.4694 | 3615.4097 | 161.4025 | 524.6891 | -605.6168
726 | -473.4502 | -550.0534 | 691.4134 | 3828.4398 | 5671.8798 | 3318.7059 | 2478.2078 | 5335.7209 | 4855.6961 | 1745.4728 | 1090.3664 | -280.2065
727 | -621.9285 | 391.1544 | -1015.7317 | -352.6456 | 103.7253 | 6.0427 | -662.5286 | 2329.9613 | 1602.333 | -238.1203 | 241.1491 | -628.4794
728 | -628.993 | -451.8356 | 1740.714 | 4349.5239 | 4773.4288 | 4565.3931 | 1899.6465 | 2574.39 | 4756.2819 | 5690.7342 | 4294.1278 | 301.7435
729 | -804.036 | 329.9708 | 215.4423 | 298.3977 | 614.6089 | 47.9575 | 411.506 | 1654.9248 | 2894.7349 | 524.149 | 724.6269 | 379.2875
730 | -680.9769 | 838.1584 | 2762.6857 | 4108.4077 | 3968.1624 | 4818.4713 | 791.7557 | 944.5858 | 1153.4213 | -524.6075 | 192.7649 | -238.5274
731 | -508.9914 | 605.0261 | 2935.3028 | 6567.9888 | 7095.3687 | 5682.586 | 4162.6822 | 6264.5884 | 7274.1031 | 5700.1179 | 3721.8149 | 1170.262
732 | -572.9496 | -190.5481 | -94.9305 | 1003.0075 | 2330.1853 | 2107.2853 | 397.4765 | 1695.1448 | 4068.4957 | 2921.1603 | 911.8037 | 214.5912
733 | -558.0396 | 624.5995 | 620.4552 | 1623.6945 | 121.8294 | 3461.8974 | 2434.7948 | 2716.5699 | 4328.4067 | 3503.2697 | 1623.7658 | 229.7439
734 | -184.8339 | -250.3923 | 141.1922 | 1210.4783 | 765.8013 | 2596.2315 | 2669.4732 | 2886.8887 | 2347.9837 | -389.2725 | 722.0281 | -17.9301
735 | -413.2084 | 680.1671 | 969.5908 | 493.1423 | 658.3751 | 495.5937 | -304.7119 | 2853.8141 | 5412.0535 | 3560.2153 | 865.3522 | 285.3152
736 | -88.8611 | 3446.6807 | 5977.2495 | 6585.5173 | 7216.5833 | 5896.4791 | 2737.0402 | 3629.7662 | 5527.3113 | 5334.2363 | 2840.8857 | 433.2037
737 | -468.9998 | 948.7934 | 2806.4757 | 1504.3764 | 748.6349 | 831.4794 | 2784.9371 | 3072.7227 | 4123.2555 | 2618.1817 | 1383.0012 | 89.0782
738 | -423.1772 | -56.2918 | 1869.907 | 2854.403 | 2970.7194 | 3208.8983 | 1919.9451 | 2433.3624 | 3386.6334 | 2142.712 | 122.4133 | -1004.872
739 | -789.2794 | 2134.3402 | 2723.4195 | 3393.1223 | 4581.6848 | 2140.6691 | 1670.7743 | 2661.2021 | 3787.3458 | 5135.9019 | 3259.0091 | -365.9679
740 | -559.0535 | -7.0392 | 533.153 | 1744.1648 | 351.9553 | 146.3517 | 1745.8949 | 2080.7664 | 2866.5913 | 219.016 | -43.7511 | -342.1643
741 | -875.928 | 43.6529 | 673.2882 | 822.6379 | 661.1823 | 702.8812 | 1562.1921 | 2643.8516 | 2385.1849 | 696.0125 | 291.6217 | 41.8139
742 | -367.7864 | 449.0723 | 134.2621 | -260.5812 | -890.3423 | -574.7915 | -707.5651 | 754.7536 | 4932.1403 | 2271.3613 | 910.6482 | -221.1867
743 | -1074.9865 | 99.2866 | -674.8035 | -758.8859 | -5.7055 | -75.9318 | -127.6181 | 1776.9571 | 1748.9619 | 45.9146 | 222.6301 | -424.9097
744 | -433.4098 | 70.3265 | -538.6741 | -1088.3966 | -1840.52 | 146.6565 | -70.0065 | 3115.2602 | 2883.3653 | 1675.2198 | 919.4333 | 222.3006
745 | -467.5747 | 168.0874 | 1802.0892 | 4997.5756 | 5650.7789 | 3208.884 | 2930.9212 | 3059.6371 | 6783.7178 | 7366.6387 | 3747.5054 | 350.4364
746 | -154.7424 | 651.5631 | 2658.5339 | 1762.8441 | 3444.2391 | 1387.0552 | 1778.0362 | 2389.745 | 5191.0515 | 3707.4018 | 2494.1034 | -18.3407
747 | -468.6164 | 34.8296 | 957.7162 | 2649.5585 | 2791.692 | 2830.4068 | 3782.2778 | 4148.3836 | 5837.7177 | 6037.1185 | 3151.357 | 193.4207
748 | -944.0621 | -265.5432 | -519.3513 | -289.3218 | 600.4176 | -207.3313 | 1753.412 | 2506.7905 | 5112.2976 | 4422.9802 | 305.9383 | -591.4022
749 | -583.1583 | 511.5178 | 1480.9887 | 3529.1706 | 4068.0788 | 1290.7749 | 2822.7977 | 3950.4446 | 4883.0186 | 2321.9146 | 776.144 | -711.5727
750 | -38.4132 | 2071.8376 | 3398.5625 | 3208.1586 | 2600.4176 | 2575.1672 | 2366.7832 | 2727.8404 | 2332.3812 | 2269.002 | 1397.1771 | -330.4352
751 | -755.4791 | -318.6505 | 700.7202 | 513.33 | 182.6855 | 384.6655 | 1445.5454 | 2392.5206 | 2227.4587 | 501.5508 | 45.3502 | -116.3573
752 | -299.194 | 514.2102 | 74.1023 | 253.033 | -1174.0253 | -711.6258 | -802.8357 | 647.1736 | 4767.1238 | 2108.4446 | 837.7364 | -295.3261
753 | 399.0236 | 3434.8268 | 5920.4927 | 6167.9962 | 6905.1666 | 5930.88 | 2992.0974 | 3427.8974 | 5492.1663 | 5449.5706 | 3409.9953 | 627.2254
754 | -582.9535 | -563.343 | 667.1386 | 3821.6146 | 5485.2895 | 3082.2843 | 2507.3205 | 5505.2413 | 4692.5926 | 1595.4892 | 998.5075 | -218.6144
755 | -584.2443 | -205.0819 | -284.1372 | -566.2606 | -671.8601 | -968.357 | -1409.2589 | 809.4891 | 1000.53 | -302.3567 | 329.8615 | -661.1392
756 | -446.6149 | 337.3749 | 1327.5352 | 3698.626 | 3846.3714 | 1435.1587 | 2799.1025 | 4115.4281 | 4875.1428 | 2242.8323 | 505.538 | -730.0424
757 | 1657.0035 | 1891.409 | 1526.8587 | 1875.239 | 2583.1527 | 1524.8352 | 33.9498 | 3906.6498 | 4837.3346 | 2894.3906 | 2239.8271 | 84.6489
758 | -20.0354 | 460.4104 | 2360.7429 | 1735.9915 | 3893.2995 | 1199.774 | 1916.9449 | 2230.88 | 5064.6404 | 3842.291 | 2731.587 | 128.3251
759 | -417.3726 | 532.4022 | 150.7376 | 506.8493 | 479.3224 | 55.1903 | 328.2833 | 1662.4617 | 3115.7323 | 793.8018 | 755.9644 | 304.7308
760 | -742.2644 | 90.6219 | -395.324 | -565.0652 | -1728.6349 | 56.6231 | -36.9672 | 3309.8517 | 3152.4091 | 1692.0498 | 1110.601 | 166.7435
761 | -526.9497 | 777.5849 | 2848.514 | 3887.5874 | 3965.1336 | 4865.0308 | 1040.035 | 1000.5994 | 1141.6195 | -735.593 | 256.3652 | -75.3098
762 | -202.676 | 531.5296 | 1028.5426 | 668.8024 | 617.5459 | 327.0158 | -452.2626 | 2905.902 | 5660.1326 | 3660.7301 | 1305.5832 | 217.9456
763 | -432.63 | 250.9979 | 639.2392 | 2262.9401 | 180.3191 | 3542.5035 | 2559.9884 | 2899.8363 | 4594.4055 | 3506.2703 | 1713.4061 | 445.926
764 | -491.1845 | -38.0085 | 1809.3949 | 2474.4137 | 2273.3062 | 2696.5678 | 1729.9281 | 2376.5026 | 3379.3253 | 1816.0976 | -148.0519 | -1029.2628
765 | -494.3388 | 539.5884 | 3271.1236 | 1489.6227 | 581.9706 | 850.0381 | 2560.179 | 2847.4828 | 4177.1604 | 2511.1752 | 1446.5011 | 302.2409
766 | -918.7675 | -46.621 | -841.2908 | -908.2563 | 134.6214 | 159.2383 | 112.465 | 1767.0156 | 1708.6833 | 183.7172 | 492.4988 | -275.7057
767 | -876.5088 | -483.3205 | -355.793 | 269.0753 | 652.4892 | -387.9768 | 1620.9272 | 2778.4253 | 5206.9828 | 4236.5098 | 595.9603 | -238.787
768 | -583.9336 | 313.2868 | -91.0012 | 148.8312 | -392.7636 | 1695.5062 | 1272.2173 | 2078.102 | 3919.7642 | 442.9708 | 420.2796 | -629.7143
769 | -412.5208 | 2179.6305 | 3287.4737 | 2652.0861 | 2350.7036 | 2428.3278 | 2355.6894 | 2432.4262 | 2252.5074 | 2260.1786 | 1618.9519 | -547.3262
770 | -413.8543 | 68.7358 | 1205.0622 | 2936.8206 | 2839.7226 | 2700.3232 | 3708.8344 | 4200.3241 | 5772.8567 | 5927.5301 | 3310.2805 | 19.3381
771 | 151.1082 | 2739.6822 | 1564.4083 | 3826.4464 | 4709.1848 | 6580.8908 | 4339.4129 | 4236.3173 | 5153.1589 | 2182.1311 | 2016.1928 | -463.3035
772 | -548.6708 | -120.2519 | 1919.4481 | 4723.3769 | 4803.9196 | 4770.1018 | 1925.1787 | 2700.9819 | 5243.5331 | 5744.844 | 4442.0145 | 404.7054
773 | -50.8032 | 764.1503 | 1670.2906 | 1582.6096 | 1484.0226 | 654.2459 | -323.1777 | 1878.2092 | 2820.854 | 1775.9019 | 738.8049 | -460.1656
774 | -349.9001 | 275.1911 | 1883.5512 | 4749.6814 | 5776.848 | 3175.8963 | 2692.9472 | 3073.7358 | 6768.4445 | 7120.3671 | 3452.1273 | 404.3859
775 | -420.0065 | -189.9299 | 539.684 | 1988.6394 | 859.8054 | 447.7138 | 1854.6226 | 2318.7758 | 2687.4441 | 141.9419 | -89.3847 | -550.534
776 | -930.6808 | -17.9806 | -866.1413 | -464.9556 | -182.2633 | -76.9933 | -694.0492 | 1901.9142 | 1413.9001 | -633.4808 | 48.7891 | -585.0571
777 | -754.59 | -358.2772 | -190.9109 | 1205.7608 | 2301.4073 | 2058.5731 | 64.4622 | 1656.4154 | 3971.6695 | 2775.3802 | 885.03 | 260.9968
778 | -950.6608 | 2047.4098 | 2638.2373 | 2964.8159 | 4541.0498 | 2182.2985 | 1693.8839 | 2495.0077 | 3936.3656 | 5197.6415 | 3378.7157 | -15.5611
779 | -452.8421 | 438.5556 | 2812.0313 | 6755.5002 | 7064.293 | 5529.125 | 4161.6083 | 5991.1726 | 7108.7216 | 5502.2279 | 3659.957 | 1053.5519
780 | -336.5493 | -213.0701 | 844.6377 | 1338.3806 | 1181.6079 | 2627.1427 | 2132.9589 | 2939.292 | 2465.1154 | -460.4527 | 731.9756 | -174.5032
781 | -994.7327 | 42.8017 | -581.493 | -395.7954 | -455.5332 | -55.9862 | -528.2787 | 1674.997 | 1656.3057 | 87.8027 | 513.148 | -259.0877
782 | -919.8624 | -147.5744 | 661.7241 | 349.6922 | 329.1169 | 744.6664 | 1472.7554 | 2443.1208 | 2162.1709 | 767.57 | 80.103 | -95.7842
783 | -433.0493 | 956.651 | 2829.2445 | 6664.9339 | 6970.4931 | 5462.974 | 3984.9984 | 5998.3955 | 7006.5805 | 5489.9907 | 3830.6361 | 1106.4627
784 | 47.7683 | 2793.2226 | 1568.686 | 4256.3182 | 4833.1722 | 6764.3239 | 4699.8608 | 4362.4545 | 5220.0874 | 2322.6602 | 2143.6462 | -230.1961
785 | -229.0211 | 527.3139 | 1677.4787 | 3838.1141 | 4251.1903 | 1307.6457 | 2842.8063 | 4345.5534 | 4720.1568 | 2339.4084 | 658.447 | -895.9652
786 | -110.3373 | 427.2935 | 2602.1816 | 1735.0794 | 3314.7764 | 1168.2221 | 1645.7027 | 2212.517 | 5245.4088 | 3717.3599 | 2840.7414 | 183.1779
787 | -533.3233 | 149.7942 | 144.6106 | 1033.22 | 2257.5591 | 2236.9673 | 508.34 | 1835.547 | 4372.5014 | 2904.9313 | 1185.2518 | 290.8091
788 | -433.7181 | -132.1415 | 350.9101 | 1903.6744 | 462.1592 | 124.7307 | 1496.4706 | 2191.7545 | 2786.0629 | 54.9874 | -182.7794 | -446.1553
789 | -743.619 | -63.7885 | -31.9071 | -398.4079 | -158.8442 | -796.7768 | -1260.8883 | 542.9109 | 898.0037 | 62.4025 | 16.4891 | -958.4306
790 | -545.8464 | 237.0131 | 1674.1018 | 2983.513 | 2677.5036 | 3065.4528 | 4073.8333 | 4124.6606 | 5977.3741 | 6183.5043 | 3585.8115 | 0.37441
791 | -621.0325 | 90.3304 | -44.8015 | -8.6288 | -918.7425 | -726.4654 | -629.8695 | 786.0984 | 4751.0289 | 2250.2179 | 835.2534 | -293.1616
792 | -546.2365 | -57.4694 | 1579.248 | 2332.6566 | 2729.7862 | 2902.3595 | 1555.6479 | 2155.1121 | 2858.6039 | 1627.5481 | -5.4616 | -1097.9743
793 | -437.8897 | 425.9834 | 977.6076 | 561.6825 | 860.737 | 361.5509 | -283.8888 | 2810.1715 | 5550.6556 | 3428.4145 | 1268.6407 | 380.5809
794 | -447.6774 | 963.5455 | 2731.0627 | 3959.913 | 4130.7783 | 4673.7941 | 596.9402 | 832.3104 | 1009.1936 | -834.4532 | 189.6605 | -289.6614
795 | -1051.125 | -171.1523 | -1423.9073 | -90.9237 | -272.3891 | -295.2762 | -788.1709 | 2171.9619 | 1436.2646 | -441.1474 | 50.4866 | -473.2087
796 | -609.8296 | -1076.7433 | 194.1482 | 3726.3915 | 5422.2062 | 2725.0292 | 2189.4391 | 5003.4517 | 4358.1312 | 1437.0731 | 963.9209 | -426.2254
797 | 1592.2595 | 2073.4307 | 1560.2948 | 1778.5592 | 2558.4667 | 1472.8439 | 75.0281 | 3975.2485 | 4756.151 | 2913.8422 | 2191.5054 | -190.15
798 | -551.8257 | 132.935 | 1503.9506 | 4572.5762 | 5724.1401 | 3056.1667 | 2622.7389 | 2920.5129 | 6676.785 | 7320.6975 | 3336.7923 | 319.2062
799 | -1123.0583 | -227.1546 | -260.2575 | 142.613 | 183.6929 | -102.5846 | 1283.4565 | 2664.0236 | 5208.619 | 4441.127 | 513.1638 | -480.17
800 | -569.4719 | -85.6112 | 1471.2283 | 4594.0804 | 4577.1552 | 4693.6396 | 1913.6602 | 2719.1994 | 5253.8612 | 5823.798 | 4506.041 | 317.2925
801 | 219.7956 | 3234.2581 | 5622.2584 | 6564.668 | 6970.2684 | 5800.1152 | 2884.199 | 3619.9132 | 5361.351 | 5129.0383 | 2904.0486 | 387.0797
802 | -1166.0532 | 1982.4517 | 2452.1814 | 3292.0481 | 4276.5919 | 1664.2523 | 1664.3564 | 2533.5405 | 3742.5131 | 4837.2543 | 2872.0718 | -303.7488
803 | -301.8727 | 710.3662 | 3126.8421 | 1497.1753 | 549.3307 | 678.4508 | 2661.8647 | 2920.4632 | 4417.1416 | 2555.4877 | 1415.1886 | 211.7219
804 | -471.7239 | 326.8541 | 296.7162 | 2302.0254 | 242.8559 | 3496.7495 | 2378.7575 | 2716.1814 | 4016.0035 | 3630.8101 | 1946.2279 | 275.352
805 | -411.5745 | -62.8931 | 838.876 | 577.6787 | 749.5295 | 2628.765 | 2623.6398 | 2948.6931 | 2357.0054 | -405.6901 | 690.5094 | 67.8818
806 | -479.0016 | 326.35 | 443.415 | 656.1292 | 324.2761 | 5.7054 | 385.916 | 1846.8534 | 2951.9415 | 795.395 | 984.679 | 372.5787
807 | -4.3059 | 448.1549 | 1916.1921 | 1198.0017 | 987.2656 | 694.7105 | -626.743 | 1797.3719 | 2939.0645 | 1485.0343 | 543.8615 | -666.946
808 | -143.9164 | 1999.9622 | 3049.864 | 2764.5875 | 2276.2958 | 2530.064 | 2431.228 | 2707.4831 | 2011.4413 | 2143.8896 | 1426.3653 | -284.9349
809 | -646.5988 | -41.5436 | -517.9893 | -584.5605 | -1383.9335 | 173.3173 | -400.7809 | 3047.1135 | 3007.6111 | 1601.7114 | 971.5063 | 72.9822
810 | -614.5642 | 410.4335 | -224.9574 | 295.1502 | -546.6696 | 1575.5817 | 1290.4623 | 2146.3043 | 3586.9829 | 272.559 | 473.7551 | -657.8321
811 | -408.6923 | 234.7141 | -290.0462 | 314.1243 | -949.9104 | -610.0823 | -713.5045 | 746.2794 | 4955.8964 | 2188.489 | 698.9794 | -246.5609
812 | -468.7771 | -240.5669 | 451.4474 | 2069.3413 | 352.8788 | 351.0706 | 1630.3322 | 2173.0661 | 3102.8495 | -309.7372 | -348.7536 | -422.97
813 | -540.4669 | -49.9032 | -153.0006 | 1120.8492 | 1811.5032 | 2204.8508 | 494.9681 | 1687.3279 | 3987.0687 | 2910.8379 | 1095.5635 | 313.4803
814 | -236.5921 | -175.5011 | 871.6648 | 3992.4103 | 6032.0774 | 3273.6294 | 2393.4651 | 5308.2067 | 4657.26 | 1731.661 | 1025.4173 | -237.6739
815 | -628.3871 | 410.9025 | 481.6964 | 1795.0125 | 556.759 | 3845.2662 | 2695.3553 | 2731.4053 | 4612.6241 | 3556.5755 | 1561.2231 | 138.6913
816 | -443.5101 | -55.978 | 1903.8453 | 4757.1052 | 5678.0828 | 3041.7812 | 2654.1448 | 2949.9769 | 6613.5466 | 7243.9165 | 3233.4859 | 95.2524
817 | -522.6957 | -71.2109 | 734.3244 | 1325.7098 | 971.0552 | 2506.1356 | 2566.2504 | 2864.8957 | 2410.789 | -297.763 | 913.1065 | -6.2372
818 | -475.8984 | 1043.2733 | 2611.8432 | 3440.5096 | 4043.9476 | 4552.2134 | 967.6407 | 1089.9109 | 1329.2818 | -667.4259 | 334.6008 | -187.9895
819 | -478.3077 | 142.066 | 2527.9508 | 1351.9748 | 3192.4757 | 825.2457 | 1544.7408 | 2127.7157 | 4896.827 | 3850.6397 | 2784.2692 | 109.327
820 | -491.1726 | 393.4333 | 1815.6062 | 2750.3904 | 2320.7443 | 3034.896 | 1750.9083 | 2315.4771 | 3018.3285 | 1926.1681 | -19.8176 | -1090.0977
821 | -120.3502 | 2074.4802 | 3116.3049 | 2718.8218 | 2175.6292 | 2298.1353 | 2286.0784 | 2580.0509 | 2139.9946 | 2079.2566 | 1368.1508 | -402.1451
822 | -740.4115 | -176.5065 | -142.1143 | -599.1505 | -640.8259 | -630.3133 | -1273.2102 | 819.9711 | 778.8382 | 64.1937 | 130.1594 | -749.7735
823 | -862.6326 | -531.9964 | 1659.0079 | 4555.5539 | 4683.9811 | 4343.1886 | 1760.8947 | 2171.4265 | 4824.3275 | 5263.1572 | 4126.4767 | -262.3015
824 | 64.9472 | 823.6364 | 1742.8344 | 1479.4972 | 1697.2876 | 583.0203 | -339.397 | 1956.9064 | 2431.0547 | 1745.1404 | 492.1193 | -574.7921
825 | -1098.228 | -520.5703 | 328.2035 | 326.765 | 105.0687 | 521.521 | 1363.7342 | 2332.7764 | 1951.3193 | 415.9942 | 180.7915 | -148.148
826 | -754.7022 | 748.4007 | 3105.2728 | 6663.7814 | 6868.8792 | 5632.5761 | 4042.2534 | 6039.4792 | 7102.9053 | 5726.1328 | 3971.095 | 1339.2196
827 | -481.8462 | 498.2277 | -558.7256 | 18.3195 | 101.2913 | 14.2065 | -337.4068 | 2326.5654 | 1769.2014 | -296.0699 | 63.6129 | -381.3475
828 | -1170.4366 | -537.8238 | -513.77 | 110.4447 | 516.7355 | -113.1851 | 1649.1414 | 2695.4426 | 4759.103 | 4362.9671 | 465.9239 | -307.7638
829 | 1636.7203 | 1974.2527 | 1589.6618 | 1858.5614 | 2423.1205 | 1204.5851 | -147.3826 | 3787.5634 | 4753.995 | 2981.4605 | 2469.4708 | -101.0011
830 | -250.5098 | 474.6631 | 1581.4146 | 3517.4098 | 3997.5247 | 1134.5708 | 2906.5733 | 3943.9245 | 4967.46 | 2587.4127 | 559.6788 | -1024.1719
831 | 277.8926 | 2792.0595 | 1578.4385 | 4172.7595 | 4558.0655 | 6607.5204 | 4492.3438 | 4334.5871 | 5431.5858 | 2127.4208 | 1789.7808 | -451.8674
832 | -224.031 | 581.8289 | 1103.4829 | 678.3481 | 599.6582 | 471.4643 | -523.3382 | 2682.9782 | 5512.1382 | 3415.3944 | 1261.4952 | 307.6857
833 | -177.0239 | 769.1416 | 3101.2018 | 1604.1499 | 1166.5943 | 799.9799 | 2594.0317 | 2919.104 | 4154.8586 | 2609.6666 | 1414.9181 | 109.6301
834 | -833.3062 | 2271.8084 | 2368.1723 | 2944.5924 | 4306.748 | 1765.8694 | 1703.2768 | 2406.0326 | 3521.5731 | 4774.3686 | 3034.322 | -270.502
835 | 290.1604 | 3216.3392 | 5454.4382 | 6198.4799 | 7146.6479 | 5972.0004 | 2903.8238 | 3596.8984 | 5260.7377 | 5397.4309 | 3086.7403 | 516.6507
836 | -603.5257 | 775.8633 | 375.2389 | 29.2026 | 307.3493 | 105.5022 | 497.5122 | 1764.0965 | 2998.7373 | 701.0637 | 687.8698 | 391.8977
837 | -776.2969 | 226.2085 | -505.8382 | -356.2137 | 305.8767 | 34.3385 | -44.6328 | 1916.0686 | 1442.8477 | 254.7996 | 614.8973 | -157.6914
838 | -370.6594 | 556.9118 | -213.4554 | 143.9138 | -603.1954 | 1481.9493 | 1469.8776 | 2151.056 | 3895.7795 | 309.5495 | 656.2134 | -487.4073
839 | -568.8127 | 119.1596 | 1253.0469 | 2624.3991 | 2593.9139 | 3046.344 | 4055.9823 | 4147.822 | 5326.8175 | 5909.3551 | 3519.6096 | -95.5981
840 | -816.3108 | 10.3159 | -520.76 | -932.1376 | -2119.0538 | -53.746 | -324.0788 | 3127.994 | 3013.5611 | 1403.6916 | 857.9196 | 91.7526
841 | -766.5192 | 28.5265 | -779.8854 | -669.3994 | -1946.8348 | -121.1746 | -252.7124 | 3073.2461 | 2957.2586 | 1503.9997 | 844.2174 | 118.1545
842 | -395.5677 | 113.7296 | 1669.2889 | 2332.3632 | 2571.5459 | 2919.5103 | 1886.6097 | 2360.416 | 3435.866 | 1900.9238 | 75.1488 | -1114.1931
843 | -438.3777 | 176.7932 | 853.2921 | 2429.254 | 588.267 | 3708.3421 | 2626.323 | 2840.7836 | 4717.7201 | 3535.9487 | 1763.8628 | 387.3924
844 | -177.5804 | -206.466 | 781.6625 | 4111.8906 | 5680.1213 | 3293.2833 | 2368.4047 | 5384.6627 | 4651.238 | 1731.3935 | 1011.0009 | -479.9346
845 | -538.2458 | -232.805 | 308.4654 | 1975.0611 | 297.5881 | -229.738 | 1521.7696 | 2103.8685 | 2683.8672 | -394.4739 | -239.7777 | -542.0651
846 | -742.8626 | 218.0433 | 738.9895 | 607.2569 | 502.6293 | 670.8445 | 1726.962 | 2665.9552 | 2185.3396 | 752.4784 | 232.0992 | 18.6538
847 | -748.557 | -282.3476 | -250.064 | -788.6696 | -559.3045 | -618.9077 | -1526.2201 | 438.3443 | 536.7176 | -369.3773 | -255.5418 | -850.8967
848 | -697.551 | 322.4227 | -528.2279 | -368.1148 | 41.3972 | 182.4062 | -487.3915 | 2206.4357 | 1713.9685 | -341.749 | 159.2319 | -309.9253
849 | -338.5673 | 430.8488 | 2695.1056 | 1330.4759 | 3854.844 | 1301.0326 | 1791.8689 | 2372.0042 | 5261.5667 | 3971.2514 | 2484.9257 | 173.4785
850 | -357.4192 | -61.3749 | 1741.4389 | 4830.897 | 5668.3789 | 3037.2974 | 2602.9219 | 2640.2496 | 6773.7134 | 7246.8084 | 3185.2511 | 139.7693
851 | -286.6855 | 383.8385 | -377.1308 | 112.9459 | -742.8439 | -977.4155 | -696.7749 | 765.1448 | 4631.5971 | 2149.4854 | 818.2066 | -329.5854
852 | -372.3982 | -460.6617 | 359.8574 | 991.025 | 852.4931 | 2614.9001 | 2740.1243 | 2943.5646 | 2229.7223 | -411.1329 | 677.9744 | 144.3176
853 | -1107.3684 | -712.5549 | -500.7565 | -100.9833 | 356.2216 | -361.4506 | 1631.2831 | 2629.4119 | 4970.9772 | 4086.1159 | 286.3032 | -305.4529
854 | -456.463 | 443.2692 | 2760.2292 | 6609.2981 | 6884.6404 | 5578.0718 | 4042.4276 | 6036.6775 | 7096.8666 | 5631.3509 | 3766.4293 | 642.7314
855 | -132.1257 | 2132.558 | 3242.8975 | 2781.3104 | 2663.4826 | 2501.4058 | 2636.4941 | 2783.2421 | 2176.9054 | 2177.5692 | 1536.1857 | -573.248
856 | 157.1035 | 2679.914 | 1552.0392 | 4015.9166 | 4528.0478 | 6306.9249 | 4311.3131 | 4316.6475 | 5137.7442 | 2026.9463 | 1742.9186 | -646.0372
857 | -362.0763 | 806.4274 | 3199.1767 | 1590.573 | 653.8914 | 645.0006 | 2445.9752 | 2819.0445 | 4136.9192 | 2654.9304 | 1433.9571 | 186.2376
858 | -599.6778 | 340.3202 | 1131.5922 | 3398.5212 | 3783.8548 | 1173.4349 | 2717.1851 | 3936.1986 | 4432.4807 | 1965.5379 | 596.0335 | -650.2827
859 | 183.1644 | 776.8141 | 1962.3956 | 1394.7314 | 1869.1749 | 931.8995 | -433.304 | 1951.9471 | 2809.1394 | 1780.5346 | 370.916 | -452.1569
860 | -565.8951 | 471.3164 | -287.8847 | 177.9258 | -390.0823 | 1644.7792 | 1541.4003 | 2214.5292 | 3703.2883 | 369.4554 | 398.0979 | -691.4261
861 | -442.4919 | 885.0366 | 355.2912 | 449.3482 | 298.278 | 263.5128 | 344.0109 | 1695.4631 | 3137.4487 | 833.6393 | 526.8173 | 475.8517
862 | 369.1139 | 3264.2874 | 5700.1223 | 6691.4071 | 7045.8463 | 6114.6326 | 3150.2633 | 3365.1558 | 5527.2765 | 5272.6465 | 3178.2365 | 639.2396
863 | -469.7907 | 874.0356 | 2446.8501 | 3576.9505 | 4095.7089 | 4628.3504 | 1003.5513 | 884.8123 | 1359.9792 | -674.0379 | 387.5666 | -182.4626
864 | 1570.7007 | 2286.2823 | 1026.9902 | 1464.5397 | 2640.0919 | 1582.2588 | 286.3268 | 3956.7771 | 4726.6826 | 2977.2247 | 2462.1908 | -31.7034
865 | -992.8325 | 228.6132 | -575.5902 | -586.253 | -208.0667 | -220.1375 | -121.2016 | 1870.1896 | 1950.4375 | 169.5594 | 370.868 | -341.0035
866 | -353.0788 | 171.009 | 1256.0691 | 2456.0994 | 2962.4218 | 2910.8597 | 3976.5914 | 4372.7159 | 6018.1763 | 5971.489 | 3519.7455 | 70.1715
867 | -994.4146 | 2113.4069 | 2877.5909 | 3342.5517 | 4678.8498 | 2255.4792 | 1792.4818 | 2861.0038 | 3941.1628 | 5083.1308 | 3326.8567 | -133.3282
868 | -605.1789 | -139.1687 | -314.4024 | 592.1789 | 2076.3567 | 1908.0489 | -139.0533 | 1455.245 | 3923.6787 | 2514.7025 | 651.1779 | 290.2387
869 | -577.3596 | -52.4593 | 1975.4098 | 4643.4708 | 5111.9102 | 4721.1953 | 2011.1593 | 2597.3865 | 4914.4991 | 5730.8103 | 4315.578 | 287.0972
870 | -366.8071 | 492.5218 | 690.3194 | 203.5294 | 403.9331 | 315.4328 | -286.3695 | 2457.8685 | 4803.9086 | 2758.3165 | 810.8562 | -35.6278
871 | -614.7323 | 62.7983 | 1042.4923 | 3425.7475 | 4024.6145 | 1368.261 | 2978.1814 | 4137.7236 | 4490.5519 | 2346.5234 | 529.498 | -631.8202
872 | -664.9411 | -132.3979 | 1629.6961 | 4462.6714 | 4603.3845 | 4454.1966 | 1894.8751 | 2670.7615 | 5092.6955 | 5639.4154 | 4353.3819 | 351.6558
873 | -831.4046 | 20.0591 | -575.7374 | -742.9484 | -2159.8446 | -325.8004 | -349.2641 | 3082.0209 | 2962.3317 | 1224.9356 | 928.8475 | 257.4772
874 | -762.9256 | 516.9008 | 1991.3688 | 6405.5005 | 6729.794 | 5358.0303 | 3883.9191 | 5842.5792 | 6831.2922 | 5538.2783 | 3515.2261 | 975.8433
875 | -846.2554 | 222.5427 | -81.339 | 764.5251 | 2337.614 | 2074.9866 | -32.4651 | 1957.0805 | 4112.4131 | 2707.0125 | 954.8645 | 25.7977
876 | -444.9578 | 352.6034 | 2553.127 | 1793.6661 | 3412.759 | 919.9333 | 1848.8862 | 2317.4689 | 4949.2642 | 3825.1361 | 2694.3569 | 156.4406
877 | -888.6644 | 221.917 | -678.6845 | -437.6971 | -1243.0995 | 1163.8359 | 1384.0863 | 1858.1877 | 3188.6248 | -115.8296 | 270.9669 | -689.8474
878 | 1839.3305 | 2026.7805 | 1545.491 | 1179.8106 | 2528.9618 | 1486.3926 | 110.2582 | 3884.1641 | 4629.8789 | 2772.466 | 2379.6026 | 135.7582
879 | -694.1842 | -147.6284 | -205.2723 | -702.7969 | -603.4628 | -623.3121 | -1279.8934 | 695.6595 | 702.084 | -450.1675 | -24.6338 | -732.6433
880 | -406.3356 | 42.5347 | 548.125 | 2207.4215 | 567.6391 | 391.69 | 1737.4246 | 2244.0425 | 3088.1807 | 400.2435 | 116.1246 | -391.0406
881 | -702.3391 | 21.0443 | 1417.5974 | 3008.3964 | 2977.1957 | 3062.4973 | 3997.5939 | 4270.1834 | 5902.5295 | 6132.3159 | 3320.5931 | -14.3167
882 | 408.0018 | 3446.5576 | 5853.2593 | 6323.1358 | 6898.9078 | 5856.8314 | 2894.9511 | 3407.0861 | 5409.5342 | 5559.3311 | 3028.8277 | 616.2727
883 | -416.8726 | 229.3812 | -141.5024 | -5.1186 | -1234.9308 | -743.2541 | -572.4153 | 725.4393 | 4546.7817 | 2252.6408 | 812.3464 | -233.4086
884 | -40.7463 | 2112.9201 | 3113.7533 | 3002.2955 | 2834.0125 | 2766.5414 | 2537.759 | 2876.0466 | 2419.4207 | 2182.5047 | 1225.0954 | -324.7941
885 | -798.9316 | -156.5012 | 665.7817 | 305.2622 | 196.8994 | 309.8165 | 1221.6954 | 2355.0686 | 2081.7588 | 379.9394 | 297.6362 | -267.261
886 | -928.4208 | 2084.5993 | 2604.6535 | 2875.9012 | 4336.6675 | 2084.3715 | 1850.2074 | 2672.8474 | 3454.9457 | 5166.2935 | 3377.4637 | -201.3629
887 | -439.9073 | 233.0395 | 1111.6525 | 442.3078 | 283.4665 | 334.8844 | -257.3185 | 2962.5909 | 5578.3111 | 3528.4414 | 1170.2217 | 362.1747
888 | 49.4514 | 2673.5502 | 1201.9178 | 3744.198 | 4584.7488 | 6523.9043 | 4454.0765 | 4129.6243 | 5018.5332 | 2285.684 | 2000.9335 | -257.3334
889 | -148.3742 | 915.1463 | 3136.361 | 1621.501 | 676.573 | 927.7317 | 2870.3761 | 3126.0415 | 4064.8845 | 2552.7111 | 1370.0849 | 181.9174
890 | -223.6534 | -44.4043 | 1201.289 | 1575.3463 | 883.603 | 2756.6024 | 2885.6778 | 3044.1186 | 2379.4357 | -355.3977 | 738.9949 | 119.7457
891 | -572.434 | 363.8539 | 531.406 | 2308.1061 | 429.6717 | 3544.3996 | 2624.3021 | 2937.4797 | 4600.5734 | 3562.7033 | 1556.8122 | 229.5119
892 | -314.3158 | -245.9512 | 822.9413 | 4037.1094 | 5931.109 | 3308.326 | 2408.8843 | 5284.2568 | 4507.133 | 1706.7739 | 873.8922 | -427.702
893 | -312.9661 | 496.8703 | 160.0275 | 337.1936 | 203.6988 | -38.212 | 283.5946 | 1574.187 | 3009.3896 | 868.265 | 844.5547 | 439.6855
894 | -674.3117 | 757.8936 | 2553.5437 | 3970.0566 | 4114.6869 | 4536.5186 | 801.2989 | 684.796 | 1244.1728 | -778.0423 | 185.2781 | -110.126
895 | -811.6509 | 170.1136 | 1524.1051 | 2940.0819 | 2627.8109 | 2974.8739 | 1775.4508 | 2128.7018 | 3317.2771 | 1924.7425 | 103.1322 | -874.6934
896 | -519.5073 | 546.9124 | -473.8492 | 109.9361 | 247.8332 | -69.5979 | -674.5051 | 2256.5801 | 1317.9066 | -376.0478 | -64.8665 | -387.7369
897 | -227.7779 | 587.7063 | 1663.2597 | 819.2766 | 1283.9709 | 631.512 | -288.3402 | 1940.955 | 2711.4927 | 1600.7127 | 509.4339 | -520.6667
898 | -691.5994 | 454.198 | -774.7103 | -619.9605 | 142.26 | -51.3738 | -238.7787 | 1988.5094 | 1688.4675 | -20.1193 | 162.0337 | -350.0972
899 | -1143.6069 | -645.1657 | -464.474 | -449.0315 | 634.7081 | -190.8528 | 1674.8188 | 2544.4609 | 5318.0221 | 4516.6199 | 444.3337 | -408.2331
900 | -523.0135 | -297.1863 | 1329.8049 | 4755.8434 | 5641.7735 | 2738.1859 | 2636.5056 | 2495.0321 | 6825.1502 | 7105.3302 | 3305.0067 | 33.8489
901 | -336.5011 | 1688.0873 | 3069.6917 | 2678.3609 | 2097.4842 | 1965.1497 | 2309.6542 | 2802.7635 | 1839.4608 | 2183.5319 | 1539.2577 | -311.6825
902 | 86.2034 | 3046.2279 | 5426.1097 | 6425.6191 | 6786.1474 | 5751.891 | 2753.2679 | 3236.5261 | 5303.5377 | 5277.0668 | 3027.8617 | 374.6336
903 | -762.981 | -119.4928 | 1749.5877 | 4633.988 | 4806.2222 | 4630.0711 | 1820.4678 | 2733.0274 | 5145.0774 | 5677.246 | 4475.2535 | 413.4208
904 | -512.9189 | 184.0313 | -351.8207 | 1050.8812 | 2408.5302 | 2310.3051 | 336.756 | 1830.2467 | 3799.2558 | 2894.1095 | 1031.7588 | 95.1668
905 | -289.2112 | 653.233 | 3336.5052 | 1512.6031 | 715.793 | 693.1679 | 2564.5597 | 2884.3293 | 4204.0545 | 2443.8409 | 1439.727 | 164.4542
906 | -685.1279 | -105.9619 | 87.2046 | -609.8701 | -424.781 | -641.9779 | -1446.094 | 812.7205 | 888.7506 | -29.269 | 248.8627 | -630.1919
907 | -488.1138 | -337.9079 | 778.8102 | 4409.4723 | 5893.7048 | 3385.6461 | 2679.3394 | 5397.2678 | 4918.5136 | 1674.0529 | 980.5482 | -194.2041
908 | -246.5365 | 812.5746 | 976.3734 | 403.1295 | 509.7029 | 434.9263 | -302.3087 | 2925.4069 | 5544.618 | 3565.4893 | 1276.0921 | 330.4886
909 | -40.1588 | 579.1211 | 1871.1509 | 1531.5579 | 1385.1 | 491.9666 | -524.6324 | 2108.58 | 2794.5795 | 1478.1445 | 393.8472 | -565.4385
910 | -221.2658 | 243.4232 | 2826.6396 | 2095.0935 | 3683.7392 | 1234.2486 | 1851.6628 | 2248.8093 | 4476.5828 | 3838.2415 | 2865.3106 | 14.9162
911 | -158.3013 | -317.7315 | 713.3699 | 1378.1163 | 788.4804 | 2542.2482 | 2772.7054 | 2845.9142 | 2295.44 | -354.7768 | 773.9257 | -4.4386
912 | -734.1555 | -132.147 | 1031.9347 | 4583.4871 | 5745.1347 | 2974.4905 | 2100.1545 | 2777.9044 | 6613.3596 | 7245.6966 | 3223.9129 | 334.5483
913 | -513.3372 | -453.467 | 1225.2453 | 2158.279 | 2043.9264 | 2675.5585 | 1095.5313 | 2037.67 | 3062.9696 | 1730.133 | 63.8541 | -1165.1551
914 | -855.0237 | -95.591 | -881.8684 | -454.1887 | -318.7893 | -68.4008 | -716.1782 | 2108.6915 | 1403.3628 | -419.6266 | -183.1777 | -701.7094
915 | -661.8518 | 34.7461 | -718.1446 | -804.7135 | -1786.9632 | -172.7525 | -346.3582 | 2930.6587 | 3044.8094 | 1743.9258 | 1044.0317 | 118.2077
916 | -373.2397 | 674.9762 | 2506.0138 | 3645.4455 | 4033.8377 | 4610.9571 | 860.4322 | 930.1858 | 1371.2216 | -793.0451 | 212.8208 | 11.7825
917 | -884.6307 | -211.7472 | 63.1683 | 74.3123 | 150.5677 | 471.4586 | 1561.2047 | 2432.2151 | 1619.2964 | 493.2172 | 153.5718 | -83.8189
918 | -677.5514 | 14.3205 | 1503.6447 | 2617.5416 | 2614.3523 | 2956.9185 | 3872.096 | 4120.2912 | 5812.4059 | 5939.9523 | 3259.0795 | -110.6047
919 | -477.4068 | 416.0617 | -254.1038 | 122.0874 | -1069.2327 | -800.8307 | -1008.704 | 206.5275 | 4796.3614 | 2251.5504 | 688.8878 | -282.9714
920 | -624.8682 | 711.3952 | -245.5894 | 252.0935 | -767.3309 | 1490.9643 | 1603.3944 | 2127.6392 | 3553.0567 | 418.9639 | 325.7081 | -506.1978
921 | -515.4734 | 408.0198 | 413.9277 | 810.7663 | 264.4534 | 182.1974 | 612.4033 | 1620.9833 | 2958.3805 | 838.7489 | 707.4458 | 261.6352
922 | -551.6458 | 553.0275 | 1742.5628 | 3476.8786 | 4320.2507 | 1334.9631 | 2768.7783 | 4259.0837 | 4895.0187 | 2319.0677 | 687.7319 | -690.6994
923 | -532.6557 | 247.2503 | 291.0682 | 2016.6034 | -108.5713 | 3479.9826 | 2528.2184 | 2615.8765 | 4277.6855 | 3324.1957 | 1604.2551 | 102.3293
924 | -714.3969 | 2140.5216 | 2682.1862 | 3085.1956 | 4683.7395 | 2403.6541 | 1919.8393 | 2604.6335 | 3955.6116 | 5308.4524 | 3268.3826 | -224.9934
925 | -1004.7097 | -348.8434 | -403.7383 | -21.9411 | 808.6959 | -263.6218 | 1457.2947 | 2457.4636 | 4952.6179 | 4492.9069 | 454.6051 | -333.7964
926 | -440.0975 | 476.3323 | 2512.6119 | 6514.3341 | 6759.6924 | 5263.5178 | 4020.4909 | 5934.4858 | 7093.8861 | 5445.6963 | 3742.1462 | 1225.2822
927 | -54.0832 | 2486.2364 | 1313.4024 | 3918.1934 | 4267.7629 | 6525.0947 | 4278.2129 | 4389.337 | 5173.375 | 2238.6045 | 1813.9605 | -391.1518
928 | -787.8239 | 236.0347 | -630.7231 | -737.6484 | 379.0389 | 25.3434 | -112.0844 | 1726.4506 | 1817.0143 | 209.4684 | 389.0507 | -331.635
929 | -271.2728 | 65.6978 | 345.207 | 1741.1443 | 555.8965 | 474.6804 | 1752.7938 | 2166.7445 | 3012.519 | 216.6232 | -2.0518 | -382.6884
930 | 1544.035 | 2311.9513 | 1684.9956 | 1462.7142 | 2602.7397 | 1678.8064 | 23.5128 | 3829.584 | 4724.1812 | 2938.9081 | 2607.4051 | 26.5953
931 | -660.0665 | 2230.663 | 2572.4634 | 3270.6682 | 4572.6761 | 2403.9673 | 2113.2936 | 2616.8675 | 3674.3843 | 5099.7942 | 3224.2455 | -170.8765
932 | -256.1746 | 821.5112 | 3274.8336 | 971.1064 | 695.2785 | 916.5806 | 2731.5849 | 2961.2829 | 4056.1777 | 2659.867 | 1497.9085 | 67.0152
933 | 1988.6401 | 2285.2835 | 1098.3659 | 1290.611 | 2437.9847 | 1579.3914 | 12.7089 | 4053.5081 | 4711.1687 | 2795.4858 | 2235.0278 | -273.7921
934 | -305.6119 | 724.3796 | 122.5528 | 470.7791 | -593.6454 | -693.3999 | -726.8825 | 789.2928 | 4661.8428 | 2051.9594 | 612.1468 | -392.1547
935 | -500.2905 | 51.2751 | -71.4643 | -916.3509 | -417.3872 | -528.059 | -1342.2957 | 632.7033 | 999.3593 | 151.0865 | 406.6637 | -556.4235
936 | -557.2344 | -195.7795 | 1377.3421 | 4216.7486 | 5500.9264 | 2962.5543 | 2477.0244 | 2829.7464 | 6561.9303 | 7046.9496 | 3182.8876 | 287.0186
937 | -712.4699 | -202.6798 | 270.0247 | 1933.4486 | 561.2582 | 484.8063 | 1750.3139 | 2228.8107 | 3161.5133 | 317.5354 | -39.4121 | -258.9496
938 | 313.2532 | 2911.5911 | 1655.4977 | 4317.5723 | 4721.9593 | 6720.9596 | 4591.3927 | 4395.7434 | 5351.5907 | 2483.7075 | 2073.1633 | -193.1597
939 | -141.4575 | 2141.5915 | 3441.5992 | 3213.5587 | 2672.1528 | 2611.7949 | 2314.6938 | 2727.58 | 2281.8516 | 2075.323 | 1579.3006 | -378.9976
940 | -652.2672 | 221.049 | -424.7743 | -209.2621 | 336.526 | 31.6874 | -161.6666 | 1861.0743 | 1702.9216 | 45.5922 | 422.2939 | -221.3335
941 | -439.9242 | 628.6224 | 2585.2044 | 6268.3323 | 6753.1468 | 5594.7679 | 3889.3658 | 5628.235 | 7004.7709 | 5494.2688 | 3927.4335 | 1281.8334
942 | 83.2411 | 822.0759 | 1420.5872 | 1044.6844 | 1100.5941 | 366.1263 | -770.1497 | 1853.9083 | 2679.8119 | 1576.6345 | 667.9659 | -602.959
943 | -359.7114 | 216.666 | 2374.0486 | 1596.9777 | 3132.8667 | 1079.2693 | 1784.8491 | 2522.2555 | 4716.0815 | 3869.0662 | 2892.2724 | -108.0712
944 | -751.0577 | 791.4294 | 2938.218 | 3938.8096 | 4118.9799 | 4506.4843 | 994.9704 | 1109.1864 | 1165.1907 | -720.8212 | -86.7087 | -330.4437
945 | -189.1705 | 512.169 | 1145.8467 | 849.3105 | 960.6251 | 577.9398 | -280.6544 | 2906.6979 | 5645.7718 | 3522.6894 | 1156.7875 | 321.9919
946 | -720.8616 | 237.4754 | -98.7497 | 361.7745 | -718.9722 | 1625.3803 | 1262.4008 | 1896.5793 | 3802.2944 | 345.9264 | 386.2596 | -672.1132
947 | -367.078 | -472.0081 | 319.1856 | 3870.5777 | 5730.691 | 2978.7169 | 2664.4688 | 5348.2419 | 4493.27 | 1739.8668 | 1028.9609 | -222.5642
948 | -494.1423 | 90.4915 | 1624.029 | 2322.3725 | 2522.0561 | 3044.9062 | 1820.7723 | 2419.4872 | 3454.6291 | 1991.6888 | -25.6223 | -949.8282
949 | -804.0188 | 43.9798 | -538.4825 | -745.4097 | -1952.665 | -212.9931 | -342.2529 | 3025.7416 | 3147.7925 | 1652.8265 | 1084.8746 | 153.7319
950 | -738.5481 | 658.8689 | -455.7994 | 196.7751 | -339.8682 | 24.913 | -402.8667 | 2522.142 | 1781.3377 | -365.2493 | 22.7798 | -589.7379
951 | -527.161 | 364.1461 | 274.7348 | 736.644 | 169.8774 | 190.0364 | 541.706 | 1734.3042 | 2991.4792 | 884.0301 | 717.0886 | 261.627
952 | -371.8684 | 482.8496 | 1161.9199 | 3088.0726 | 4072.9183 | 1420.7269 | 2701.5753 | 4100.2063 | 4877.3676 | 2195.1224 | 569.6828 | -891.852
953 | -556.027 | -180.6495 | 1544.5622 | 4480.9559 | 4987.5461 | 4623.5981 | 1688.9929 | 2485.5685 | 4948.3193 | 5620.6629 | 4412.2793 | 355.7019
954 | -439.8324 | 62.0421 | 1386.4042 | 2611.5156 | 2991.8713 | 2991.9216 | 3932.556 | 4098.3313 | 5704.909 | 6009.6368 | 3357.9771 | 81.7389
955 | -1103.8863 | -463.6877 | -472.8661 | -98.985 | 382.2828 | -342.5354 | 1661.1856 | 2508.1659 | 5102.3962 | 4408.1316 | 790.4482 | -413.8116
956 | -433.7212 | 417.0369 | 741.3586 | 2190.0419 | 540.6096 | 3350.6873 | 2538.8296 | 2770.214 | 4418.8167 | 3347.9289 | 1709.5205 | 374.5387
957 | -554.3879 | 104.3801 | -11.5673 | 1300.3482 | 2539.5121 | 2321.1714 | 311.7933 | 1864.882 | 4347.4464 | 3044.7286 | 1096.6593 | 354.9387
958 | 391.0785 | 3457.2785 | 5921.0296 | 6343.2578 | 6959.1983 | 6009.356 | 3003.0735 | 3458.0905 | 5348.2101 | 5452.4459 | 3403.1111 | 320.3089
959 | -535.2978 | 19.6834 | 771.2264 | 675.6057 | 409.6333 | 376.5955 | 1704.6966 | 2712.0573 | 2160.1965 | 240.2962 | -194.7741 | 18.4556
960 | -253.0479 | -38.6541 | 658.3271 | 1516.9764 | 1151.0536 | 2759.8192 | 2721.504 | 2967.3175 | 2415.3431 | -505.5762 | 794.9098 | 109.262
961 | -1028.3149 | -10.5807 | -129.7869 | -729.6417 | -645.9477 | -758.9969 | -1340.681 | 545.8702 | 740.9332 | -179.592 | 191.9089 | -717.9202
962 | -700.2412 | 683.8914 | 2455.9673 | 3557.9416 | 4094.9576 | 4456.451 | 942.8907 | 981.3243 | 1088.9067 | -740.3487 | 355.515 | -33.1184
963 | -238.423 | 364.2409 | 917.6097 | 295.7728 | 848.0386 | 670.5392 | -323.2234 | 2940.4953 | 5574.0543 | 3573.8302 | 1296.5952 | 402.2128
964 | -1167.9161 | -226.0811 | -979.8114 | -1475.3128 | -1949.5606 | -168.8276 | -310.909 | 2946.9807 | 2714.4053 | 1395.3125 | 850.0038 | -51.578
965 | 133.6378 | 2442.211 | 1342.673 | 4283.6278 | 4792.065 | 6522.6835 | 4555.2855 | 4325.496 | 4914.1037 | 2317.8629 | 2137.111 | -373.7264
966 | -293.6815 | 450.959 | 2825.4889 | 6410.4967 | 7194.8181 | 5347.1679 | 3930.9856 | 5974.7064 | 7153.1452 | 5733.689 | 3903.5434 | 1297.3718
967 | -1137.998 | 147.2666 | -677.6889 | -613.3627 | -167.0557 | 236.8794 | 17.3119 | 1765.7066 | 1817.8706 | 92.1955 | 350.8881 | -359.8858
968 | -681.2146 | 2147.4886 | 2717.4751 | 3422.8616 | 4516.5917 | 2061.1011 | 1782.1508 | 2603.2331 | 3980.147 | 4629.7493 | 3061.2836 | -260.2811
969 | 1444.286 | 1985.535 | 1456.4132 | 1583.8513 | 2675.7184 | 1553.2794 | 153.627 | 3738.593 | 4717.6391 | 2937.996 | 2365.7658 | -172.4323
970 | -421.4643 | 243.5481 | -562.5868 | 64.5767 | -269.0144 | -10.8704 | -404.1361 | 2278.9732 | 1429.8536 | -294.4132 | 62.6404 | -554.7338
971 | -222.908 | 857.6878 | 3232.4256 | 1305.3775 | 656.0202 | 708.5498 | 2516.7514 | 2873.9964 | 4342.1162 | 2560.6921 | 1468.4359 | 268.2138
972 | -644.6516 | 226.6576 | -4.3229 | 476.2736 | 2037.0176 | 2342.7599 | 298.8097 | 1837.0471 | 3803.3324 | 2760.5452 | 992.2269 | 308.9923
973 | -272.5954 | -131.5736 | 426.9041 | 988.1313 | 702.7059 | 2322.7766 | 2706.8705 | 2805.8726 | 2383.2104 | -444.7885 | 674.5883 | -67.1687
974 | -826.2463 | -302.3471 | 191.3408 | 1943.3588 | 6.6315 | -160.8053 | 1599.9021 | 2109.7081 | 2749.8937 | -82.7255 | -6.0989 | -522.5648
975 | -378.9864 | 337.0596 | 1499.6047 | 3021.5754 | 2768.1251 | 2744.6691 | 3951.1248 | 4085.5563 | 5935.9833 | 6036.2792 | 3411.7718 | 31.4881
976 | -358.0249 | -326.058 | 812.3519 | 4657.5611 | 5869.0522 | 3284.2716 | 2650.1967 | 5545.5965 | 4856.9445 | 1815.5189 | 1018.6586 | -155.0884
977 | -547.3018 | -75.9758 | 1828.473 | 4833.1426 | 4862.7852 | 4782.2527 | 1843.7016 | 2795.3108 | 5367.0706 | 5672.8389 | 4415.957 | 459.2684
978 | -325.5421 | 182.179 | 2710.1332 | 1669.1119 | 3477.4393 | 1211.1721 | 1361.531 | 2371.1956 | 5213.1005 | 4132.6996 | 2882.2702 | 189.6294
979 | -634.3113 | 144.3527 | 1650.0742 | 2732.7447 | 2349.8888 | 2881.0266 | 1824.1758 | 2360.0446 | 3491.5868 | 2058.6084 | 134.9276 | -964.045
980 | -1326.4473 | -893.5346 | -915.3423 | -712.0984 | 122.0232 | -694.3481 | 1472.3797 | 2306.2633 | 5087.1143 | 4356.3544 | 369.4918 | -718.3998
981 | -344.1457 | 485.0779 | 45.1871 | 463.8283 | -892.9545 | -943.7178 | -796.317 | 605.3595 | 4670.1734 | 2097.6016 | 681.8699 | -316.1669
982 | 198.2674 | 3104.7538 | 6029.7066 | 6520.467 | 7288.0409 | 6178.6019 | 3061.0455 | 3320.4209 | 5553.0675 | 5517.9474 | 3211.1483 | 591.8458
983 | -434.2538 | -15.2526 | 1762.4591 | 4639.3932 | 5646.2591 | 3309.082 | 2708.193 | 2823.2605 | 6641.8372 | 7503.1729 | 3308.7236 | 278.3393
984 | -278.2298 | 338.154 | 618.6579 | 1965.8242 | 511.2817 | 3729.753 | 2689.576 | 2867.7014 | 4375.7383 | 3284.0647 | 1585.3718 | 149.7712
985 | -70.4637 | 504.1758 | 1575.9781 | 1214.7061 | 1309.3469 | 517.4198 | -556.116 | 1839.7838 | 2566.813 | 1763.7736 | 332.5999 | -652.5095
986 | -460.9924 | 301.1069 | 1085.2934 | 3666.7159 | 4072.9059 | 1181.1446 | 2907.6131 | 4094.9823 | 4742.9244 | 2302.4149 | 729.2938 | -738.6319
987 | -843.755 | -249.4617 | 368.8859 | -35.0476 | 322.4602 | 562.7641 | 1461.928 | 2681.7745 | 2253.016 | 427.3935 | 252.2786 | 43.4986
988 | -913.553 | 168.6639 | -611.0631 | -194.8786 | -1143.1411 | 1247.7514 | 1090.0464 | 1797.637 | 3560.8889 | 57.8505 | 221.1707 | -763.2556
989 | 52.9145 | 2085.6726 | 2953.2344 | 2502.3528 | 2884.9272 | 2600.0691 | 2594.6872 | 2923.2342 | 2278.9978 | 2324.292 | 1694.3351 | -181.5685
990 | -821.3779 | 428.8529 | 30.4036 | 524.6363 | 474.7481 | 2.981 | 313.8558 | 1149.5656 | 3196.2246 | 1033.7659 | 838.6927 | 343.6122
991 | -550.3969 | -248.3542 | 1446.4117 | 4147.8666 | 5618.0451 | 3061.1376 | 2827.9505 | 3003.6475 | 6623.8191 | 7097.1204 | 3435.887 | 258.9769
992 | -1050.7378 | -559.055 | -234.213 | 207.1237 | 624.049 | -301.078 | 1610.9113 | 2604.9742 | 5059.9499 | 4509.6885 | 593.3934 | -345.1502
993 | 61.2678 | 2578.7105 | 1418.5604 | 4184.1074 | 4543.108 | 6280.4303 | 4412.3772 | 4367.9671 | 5282.9545 | 2268.7134 | 1934.8772 | -364.7524
994 | -560.9918 | 515.6548 | 2870.9259 | 6569.8083 | 7203.1996 | 5433.806 | 3914.9927 | 6236.1236 | 7016.3887 | 5746.6403 | 3810.2705 | 1112.8876
995 | -819.7442 | 580.7098 | -279.2124 | -368.7545 | 183.2643 | 90.1879 | -198.5675 | 1768.3596 | 1832.0349 | 71.2473 | 435.0029 | -283.8304
996 | -329.1371 | 128.2256 | 1640.8577 | 2441.5726 | 1624.5091 | 2532.2561 | 1583.1828 | 2317.8081 | 3154.0247 | 1691.5682 | -445.0193 | -1153.2797
997 | -443.0545 | -45.4508 | 1423.1907 | 2787.9036 | 2489.7531 | 2484.385 | 3836.6219 | 4094.6963 | 5834.2999 | 5769.6566 | 3314.6262 | -28.8338
998 | -700.5781 | 465.3981 | 183.709 | 633.3952 | 429.4539 | 96.9014 | 347.8085 | 1605.6636 | 2827.5815 | 715.9659 | 866.6374 | 533.7551
999 | 287.7623 | 3477.7156 | 5893.8706 | 6523.7835 | 7137.433 | 6183.6711 | 2896.3459 | 3398.0556 | 4693.6301 | 5535.9195 | 3269.1215 | 476.6882
1000 | -563.3793 | 403.8083 | 529.7876 | 2011.1917 | 285.4899 | 3545.2223 | 2405.496 | 2756.7737 | 4089.8946 | 3422.8728 | 1229.7233 | 191.2341
1001 | -351.9854 | 533.8852 | 698.1914 | 513.3424 | 651.3369 | 383.2702 | -473.9233 | 2741.7644 | 5247.1557 | 3466.1987 | 1192.6173 | 163.2187
1002 | -701.1276 | -331.4462 | 468.9783 | 413.2023 | 523.1508 | 824.9044 | 1786.812 | 2526.6757 | 1936.653 | 779.2718 | 177.6992 | 81.5373
1003 | -510.9998 | 800.3152 | 2719.5679 | 3780.8757 | 4113.1726 | 4611.9777 | 928.5227 | 920.0882 | 1153.6468 | -772.3674 | 180.172 | -355.209
1004 | 78.5763 | 1122.5838 | 2125.6305 | 1421.8068 | 1440.8583 | 741.8498 | -473.6753 | 1787.7705 | 2688.421 | 1629.4903 | 728.1645 | -541.3739
1005 | -294.3694 | 107.5117 | 313.8239 | 1853.3905 | 853.8905 | 609.6462 | 1791.9203 | 2166.3635 | 3024.1101 | 37.0289 | -84.5258 | -374.1393
1006 | -444.3873 | -89.7428 | 1844.5347 | 4228.7302 | 5076.5504 | 4777.4481 | 2016.5485 | 2515.96 | 5221.0662 | 5883.5143 | 4349.6071 | 485.6016
1007 | 1829.314 | 2087.4006 | 1252.1704 | 1703.993 | 2364.7026 | 1469.1587 | 300.3127 | 4049.4824 | 4450.6254 | 2935.3237 | 1852.9289 | 178.2565
1008 | -559.4042 | 432.438 | -401.8236 | 106.0535 | -918.9613 | 1329.0258 | 1251.7478 | 1604.3912 | 3793.3771 | 224.9025 | 449.1941 | -569.0103
1009 | -76.6181 | 1906.9368 | 3334.0304 | 2660.3402 | 2737.8553 | 2717.3673 | 2281.7275 | 2529.2681 | 2028.1191 | 1894.5555 | 1378.0399 | -383.6314
1010 | -676.7773 | 377.7402 | -443.0591 | -132.0472 | 162.2359 | 213.6551 | -431.8054 | 2322.6551 | 1655.0962 | -277.6113 | -162.0795 | -256.8922
1011 | -317.5356 | -229.1729 | 818.3032 | 1534.6578 | 569.3586 | 2651.597 | 2642.6352 | 2934.6371 | 2357.4669 | -312.3204 | 749.6854 | 109.7112
1012 | -754.7901 | 446.3704 | -687.0075 | -694.1585 | -1668.1578 | 186.0272 | 21.9317 | 3256.9546 | 3186.5282 | 1765.9988 | 912.5239 | 60.6508
1013 | -108.8576 | 496.9158 | 2484.0844 | 1760.4973 | 3530.1974 | 1288.0106 | 1848.0211 | 2477.6049 | 4952.9458 | 3825.056 | 2741.7223 | 385.7986
1014 | -936.9779 | 1980.0656 | 2328.0689 | 2881.2173 | 4428.5298 | 1995.1995 | 1686.6062 | 2345.7044 | 3576.5844 | 4850.5951 | 2985.4962 | -386.4718
1015 | -60.6969 | 701.3956 | 3131.1323 | 1314.4506 | 792.7904 | 958.6657 | 2605.419 | 3109.743 | 4276.7641 | 2627.1741 | 1514.8377 | 157.7521
1016 | -792.3097 | 337.9824 | 1435.5531 | 3662.7844 | 4071.0012 | 1351.0301 | 2893.2261 | 3996.2656 | 4900.0592 | 2408.496 | 567.0445 | -798.6974
1017 | -542.5464 | 485.3242 | -189.5089 | 138.2674 | -1112.7819 | -958.4949 | -955.1723 | 716.5105 | 4713.5543 | 2065.7778 | 745.8386 | -321.865
1018 | -553.0324 | 289.2371 | -238.7281 | -956.167 | -338.8406 | -291.8068 | -1158.2464 | 715.7069 | 951.4231 | 158.1769 | 341.6839 | -667.5402
1019 | -468.7548 | 180.5666 | 152.1616 | 892.0214 | 2532.1818 | 2035.6914 | 84.1049 | 1814.832 | 4188.7951 | 2925.8517 | 1039.2655 | 338.1708
1020 | -601.0049 | -537.0761 | 570.8851 | 4167.79 | 5552.8884 | 2940.8258 | 2517.1473 | 5336.9206 | 4824.5156 | 1760.2321 | 885.1396 | -246.1373
1021 | -489.8814 | 19.0036 | 1457.7198 | 2971.917 | 2514.5603 | 3115.2892 | 3981.8016 | 4187.9155 | 5967.5302 | 6163.2385 | 3464.9973 | 181.7458
1022 | 1561.5848 | 1859.7803 | 1383.3746 | 1667.0723 | 2263.8554 | 1452.7165 | 104.5054 | 3893.9109 | 4711.5846 | 2778.7525 | 2314.0626 | -12.0727
1023 | -454.7001 | -203.8008 | 1566.7713 | 4927.2992 | 5514.9053 | 3211.7479 | 2799.5911 | 3166.7685 | 6664.6622 | 7129.2317 | 3311.21 | 238.4693
1024 | -300.8849 | 252.7873 | 2406.1174 | 1826.8951 | 3494.6258 | 1253.0611 | 1730.7395 | 2279.078 | 5134.1473 | 3877.7662 | 2645.3553 | 134.5469
1025 | -635.6479 | 729.6737 | 2987.2339 | 3917.8164 | 4290.6982 | 4819.0978 | 995.0703 | 953.4347 | 1252.8856 | -725.0373 | 179.2565 | -191.0915
1026 | -720.8529 | -132.6222 | 574.4897 | -156.6595 | 403.5609 | 536.7749 | 1506.4722 | 2609.5791 | 2136.5586 | 659.7694 | 228.5667 | -0.42474
1027 | -964.0656 | -483.5825 | -479.7824 | -28.348 | 383.1303 | -294.1541 | 1636.9251 | 2749.4395 | 5236.1201 | 4319.8658 | 350.3255 | -450.827
1028 | -428.874 | 72.0394 | 76.7822 | -643.4386 | -382.6299 | -293.2677 | -1236.3523 | 743.1548 | 654.3609 | -388.3435 | 32.7333 | -432.1884
1029 | -392.5488 | -197.4454 | 525.1316 | 991.0424 | 531.4396 | 2618.9785 | 2682.8509 | 2807.6761 | 2024.2969 | -511.002 | 641.809 | 176.2783
1030 | -426.5029 | 352.4452 | 1372.1789 | 3374.5572 | 3859.9633 | 559.772 | 2550.4566 | 3897.8534 | 4519.312 | 2317.3257 | 441.5292 | -860.2585
1031 | -283.7615 | 526.5036 | 829.8488 | 574.4875 | 835.8401 | 447.5936 | -322.6249 | 2984.5752 | 5700.0679 | 3576.5595 | 1524.6685 | 420.1059
1032 | -452.7837 | 618.925 | 2449.8975 | 5983.6942 | 6847.5643 | 5211.3514 | 3922.8745 | 5987.6162 | 6897.0297 | 5571.0115 | 3695.1128 | 1134.7191
1033 | 176.7267 | 2803.8378 | 1542.5349 | 4132.0308 | 4829.7629 | 6647.0223 | 4424.5547 | 4328.0578 | 5347.1959 | 2383.4757 | 2056.391 | -357.9287
1034 | -442.9797 | 308.3177 | -337.1758 | -245.1545 | -768.9808 | -726.6145 | -1044.803 | 538.2091 | 4642.1704 | 1998.4525 | 488.7403 | -581.8669
1035 | -398.9546 | 232.8749 | 402.299 | 2104.9574 | 612.6047 | 253.0185 | 1907.3755 | 2216.936 | 3109.6513 | 369.7443 | 165.9644 | -321.968
1036 | -143.5623 | 995.2795 | 3423.8242 | 1373.881 | 798.4636 | 870.9236 | 2705.9259 | 2710.5113 | 4207.4308 | 2670.7406 | 1527.5693 | 105.8937
1037 | -744.2108 | -65.7702 | 1200.3711 | 4486.8602 | 4978.7398 | 4484.2064 | 1797.578 | 2621.3618 | 4665.3616 | 5544.9153 | 4051.0074 | 391.479
1038 | -755.3857 | 145.5354 | -696.0552 | -9.0092 | -332.7021 | -95.689 | -627.1329 | 2160.6056 | 1625.8017 | -290.503 | 196.96 | -378.1864
1039 | -185.2465 | 472.8399 | 2031.1869 | 1507.9332 | 1603.8501 | 712.9368 | -359.7638 | 1883.7833 | 2870.9157 | 2092.9713 | 569.9694 | -535.7035
1040 | -793.5448 | 530.8157 | -257.5089 | 163.6086 | -823.4877 | 1251.4219 | 1351.3955 | 1928.1467 | 3630.4538 | 243.7947 | 338.5655 | -558.376
1041 | -907.6593 | 24.3455 | -917.5863 | -1138.6835 | -2167.1628 | -398.6084 | -508.5466 | 2774.5145 | 2851.9688 | 1455.7551 | 714.8135 | -102.6684
1042 | 359.9685 | 3289.3372 | 5616.1572 | 6480.7115 | 7248.4138 | 6111.2167 | 2859.6356 | 3653.4965 | 5261.812 | 5570.9512 | 3022.7683 | 277.7196
1043 | -702.3613 | 199.9282 | 29.5804 | 662.665 | 194.6249 | -42.1136 | 251.8473 | 1426.6742 | 2973.921 | 871.8477 | 814.7017 | 399.7303
1044 | -951.9157 | -84.0162 | -748.1948 | -583.5798 | -420.0729 | -47.9113 | -120.9676 | 1685.328 | 1852.0274 | 120.1064 | 466.5554 | -672.6556
1045 | -409.6771 | -545.57 | 663.4538 | 3958.8364 | 5309.3123 | 2753.3508 | 2484.8388 | 5099.7075 | 4580.3331 | 1453.3395 | 1077.3949 | -251.0664
1046 | -110.7804 | 1986.3101 | 3270.472 | 3035.3543 | 3051.8677 | 2606.5878 | 2597.3189 | 2759.3757 | 2148.3543 | 2069.9501 | 1724.9953 | -73.8908
1047 | -712.1564 | 44.9852 | 1644.8232 | 2242.3953 | 2451.9735 | 2820.226 | 1594.684 | 2392.9587 | 3392.6804 | 1933.1706 | 0.61984 | -967.7904
1048 | -705.9843 | 156.5943 | 96.9374 | 1075.7982 | 2218.5976 | 2111.401 | 380.4034 | 1846.0424 | 4137.3241 | 2801.0077 | 904.1074 | 184.24
1049 | -869.8634 | 1763.4981 | 2456.9271 | 2986.2217 | 4310.1486 | 2006.9098 | 1815.192 | 2538.1738 | 3912.0355 | 4586.3317 | 3061.485 | -143.6012
1050 | -561.7202 | 472.6645 | 514.9252 | 2002.7964 | 321.7233 | 3497.0312 | 1970.7995 | 2860.5208 | 4379.512 | 3317.2273 | 1743.5124 | 124.7877
1051 | -607.6872 | 224.4638 | 497.0072 | 2424.0281 | 567.0218 | 3856.4718 | 2521.5096 | 2730.8683 | 4588.8029 | 3624.324 | 1570.6804 | 254.355
1052 | -890.1173 | 378.53 | -495.2333 | -678.2883 | -523.1565 | 130.6871 | -8.5698 | 1700.8507 | 1385.0126 | -137.9246 | 280.9568 | -316.9213
1053 | -620.2166 | 76.6914 | 1334.4907 | 2310.1643 | 2261.2285 | 2678.4409 | 3690.359 | 3801.2434 | 5612.7725 | 5889.3862 | 3157.1472 | -101.0433
1054 | -636.1626 | -162.7996 | 1602.9379 | 4502.8565 | 4602.9025 | 4410.7066 | 1443.7323 | 2566.1364 | 5208.5521 | 5854.9237 | 4442.8061 | 335.4789
1055 | -218.8217 | 36.3953 | 136.0992 | 2207.6736 | 277.9728 | 299.0565 | 1609.4579 | 2185.8951 | 2525.4887 | 177.0195 | -88.0277 | -583.1877
1056 | -562.399 | 293.9721 | -560.2199 | -174.7013 | -34.2961 | 214.6422 | -376.7917 | 2457.5747 | 1721.1821 | -153.7666 | 364.2889 | -400.4567
1057 | 90.6031 | 830.5057 | 2086.7566 | 1669.8078 | 1331.3029 | 563.0194 | -348.5581 | 2047.238 | 2749.4901 | 1668.2266 | 405.8846 | -677.8653
1058 | -603.6837 | 1085.167 | 2452.9287 | 3348.1402 | 4075.6372 | 4610.9255 | 436.6008 | 764.4121 | 1207.8293 | -842.9698 | 254.6867 | -145.502
1059 | -669.843 | 702.1577 | 63.894 | -12.039 | 1.758 | -334.7933 | 373.207 | 1634.6879 | 2992.6048 | 766.6484 | 379.2901 | 304.2971
1060 | 371.287 | 3136.472 | 5738.3219 | 6630.6338 | 7210.9211 | 6117.342 | 3110.1728 | 3588.2847 | 5672.8797 | 5416.1605 | 3332.5188 | 522.0917
1061 | -134.7255 | 712.493 | 3474.3748 | 1561.027 | 570.3092 | 635.3586 | 2805.2214 | 2947.0391 | 4069.9151 | 2477.9032 | 1197.2537 | 161.1217
1062 | -310.8052 | -363.1646 | 514.8223 | 1637.8309 | 957.613 | 2314.5191 | 2496.344 | 2915.0187 | 2432.7042 | -222.9487 | 684.4958 | -63.1339
1063 | -998.3886 | -307.7192 | -408.1187 | -153.6069 | 370.9211 | -278.353 | 1961.7712 | 2634.8428 | 5095.1038 | 4285.2977 | 723.9252 | -180.5459
1064 | -819.1911 | 2043.8247 | 2437.1421 | 3340.0712 | 4584.0095 | 2219.8562 | 1649.1172 | 2583.2004 | 4071.1541 | 5112.9557 | 3012.7971 | -295.483
1065 | -430.7933 | 439.693 | 1522.3917 | 3557.4596 | 4147.4411 | 1513.2286 | 3017.5227 | 4165.4351 | 4839.3527 | 2300.9597 | 467.2508 | -718.5936
1066 | -464.8815 | -160.3398 | -151.2805 | -539.7024 | -222.1481 | -394.8345 | -1221.9439 | 741.0525 | 935.6639 | 19.7075 | 214.0571 | -700.6813
1067 | -182.819 | 649.6708 | 992.3466 | 811.5293 | 688.9837 | 278.2229 | -572.0707 | 2822.8666 | 5496.5017 | 3320.2856 | 1124.7193 | 199.8535
1068 | -996.0366 | -227.0045 | -126.1882 | 893.5275 | 2234.399 | 2084.4808 | 181.0027 | 1942.6259 | 4197.3487 | 2716.9855 | 832.7682 | 218.6535
1069 | -301.3878 | 410.5794 | 2599.9392 | 1275.5058 | 3225.4463 | 1266.6611 | 1867.8034 | 2246.5447 | 4785.7462 | 3811.5992 | 2908.321 | 355.8447
1070 | -857.2816 | 560.6023 | 148.8443 | 596.8673 | -506.9933 | 1421.2189 | 1190.3357 | 2025.3467 | 3892.3034 | 366.6004 | 546.3338 | -538.426
1071 | 253.1009 | 2670.1149 | 1246.9856 | 3602.3561 | 4698.212 | 6618.1503 | 4466.365 | 4323.01 | 5487.0034 | 2290.9614 | 1947.3691 | -434.9977
1072 | -682.6558 | -101.7427 | 829.057 | 487.0085 | 509.9492 | 747.2028 | 1553.7427 | 2547.9634 | 2257.5015 | 672.4206 | -431.2971 | -199.1675
1073 | -582.9804 | -43.4412 | -803.8725 | -608.2148 | -1998.4981 | -132.9847 | -259.7199 | 3218.4461 | 2814.7097 | 1336.4037 | 679.022 | -77.7067
1074 | -330.232 | 2030.8114 | 2984.6168 | 2785.5885 | 2693.8726 | 2734.6943 | 2350.7426 | 2698.4803 | 2375.5017 | 2305.0453 | 1538.2403 | -248.6161
1075 | -534.1036 | -122.3363 | 1535.9076 | 2461.3529 | 2188.4359 | 2625.8173 | 1502.8275 | 2169.6613 | 3296.2316 | 1611.6617 | -224.906 | -1028.7452
1076 | 1660.4197 | 2177.6209 | 1418.9372 | 1629.3063 | 2502.7634 | 1623.4892 | -25.1884 | 3764.671 | 4454.8242 | 2900.7392 | 2184.573 | -143.2767
1077 | -574.0975 | 110.1846 | 1614.6809 | 4553.3728 | 5984.3784 | 3411.0944 | 2688.2214 | 2717.6954 | 6867.2112 | 7300.6249 | 3357.9582 | 232.2359
1078 | -362.0539 | 778.528 | 2666.7619 | 6655.9969 | 7020.744 | 5469.9866 | 4225.3219 | 6005.3369 | 7085.4109 | 5398.6681 | 3587.3413 | 1113.8461
1079 | -440.4014 | -478.4844 | 339.1181 | 3866.9704 | 5522.5414 | 3213.2565 | 2399.5218 | 5359.5776 | 4715.3227 | 1685.4127 | 569.3047 | -363.1817
1080 | -646.9252 | -27.4965 | -474.3306 | -172.2458 | -1293.8916 | -1128.7785 | -989.1023 | 485.7833 | 4473.3462 | 1899.412 | 616.9211 | -519.3201
1081 | -798.9365 | 323.7552 | -856.3337 | -521.6545 | -161.6202 | -142.1668 | -292.1588 | 1367.5626 | 1846.073 | 179.62 | 697.0417 | -307.8367
1082 | -210.6548 | 433.4247 | 2684.0544 | 1894.984 | 3454.1828 | 1195.7001 | 1812.7766 | 2374.5431 | 4819.3217 | 3839.9291 | 2722.1122 | 154.6595
1083 | -719.391 | -131.937 | 254.4261 | 1910.3649 | 159.2645 | 3484.7116 | 2583.1573 | 2799.6371 | 4449.7764 | 3283.3066 | 1509.5215 | 124.6248
1084 | 163.7256 | 3237.0543 | 6035.3834 | 6695.7797 | 6645.412 | 6270.9365 | 3180.1813 | 3601.3424 | 5506.5112 | 5516.0114 | 3111.1125 | 516.6054
1085 | -689.4731 | 53.5302 | 580.1229 | 375.1806 | 522.0614 | 461.8892 | 1499.3111 | 2618.5934 | 2262.1367 | 601.4212 | 174.8946 | 8.5061
1086 | -483.4578 | -377.3372 | 422.6181 | 851.1203 | 768.4463 | 2650.0173 | 2669.2614 | 2905.9358 | 2096.7434 | -99.1411 | 768.3801 | 240.86
1087 | -253.6962 | 685.1125 | 3035.2604 | 1068.0548 | 448.6657 | 825.7015 | 2425.7556 | 3011.8685 | 4149.8626 | 2419.1602 | 1254.3109 | -183.0398
1088 | 1650.2747 | 1937.043 | 1583.2474 | 1689.5857 | 2157.6095 | 1493.246 | 218.8748 | 4265.2747 | 4768.3149 | 2724.7141 | 2549.551 | 138.5788
1089 | -226.4022 | 453.908 | -194.3656 | 204.3204 | -1021.3323 | -723.2616 | -735.0423 | 822.0214 | 4877.7375 | 2308.6794 | 582.7195 | -344.399
1090 | -325.5375 | 548.5352 | 977.4886 | 496.4934 | 713.7883 | 330.2446 | -457.5405 | 3021.5838 | 5596.9221 | 3150.3575 | 1007.9306 | 264.3506
1091 | -526.4424 | 155.6533 | 1799.0593 | 3046.3741 | 2522.8697 | 2752.5207 | 1861.3294 | 2309.4069 | 3339.9784 | 1591.2111 | -227.5999 | -906.8795
1092 | -567.4787 | 24.9294 | 1541.671 | 4758.2137 | 5660.8474 | 3140.1454 | 2803.4593 | 3091.8763 | 6815.7237 | 7297.4357 | 3102.6252 | 204.7597
1093 | -607.1134 | -233.7432 | 755.1533 | 4411.1078 | 5702.9486 | 3273.9592 | 2622.6201 | 5138.1686 | 4845.6285 | 1776.8841 | 1031.9291 | -359.1314
1094 | -372.3318 | 776.4847 | 2948.4539 | 3909.0745 | 4107.3687 | 4641.3233 | 778.681 | 956.7814 | 1256.3876 | -718.9324 | 298.0805 | -162.8679
1095 | 208.3878 | 2708.5971 | 1421.6816 | 4274.2486 | 5146.579 | 6747.6682 | 4490.9988 | 4181.5094 | 5529.703 | 2367.0224 | 1905.2283 | -341.6854
1096 | -718.1189 | -151.3644 | 988.4162 | 2652.8671 | 2798.5551 | 3088.3539 | 3826.5508 | 3967.0232 | 5613.2791 | 5988.7415 | 3518.2919 | 218.5409
1097 | -317.426 | -194.5519 | 561.6663 | 2553.255 | 716.0929 | 372.0174 | 1876.4689 | 2536.3675 | 2832.4757 | 383.7924 | 408.3377 | -474.7601
1098 | -601.575 | -0.45736 | -685.0046 | -637.901 | -1518.2011 | 1.751 | -276.4114 | 3147.587 | 2694.1526 | 1585.0127 | 872.9117 | 72.9998
1099 | -105.7627 | 637.4037 | 1794.3775 | 1279.0629 | 1280.1936 | 393.8379 | -779.9771 | 1523.4007 | 2637.6622 | 1404.1149 | 376.1809 | -734.2887
1100 | -76.9988 | 1990.046 | 3196.3819 | 2467.6683 | 2629.1918 | 2460.4895 | 2279.3364 | 2526.4671 | 2191.0724 | 2207.2644 | 1675.6791 | -265.033
1101 | -636.4991 | 580.3335 | 2624.738 | 6423.1222 | 6466.0517 | 4980.947 | 4117.0433 | 6058.8265 | 7012.7951 | 5672.1589 | 3289.2964 | 1220.0711
1102 | -492.8377 | 467.366 | -120.7025 | 118.0541 | -866.8839 | 1529.3212 | 1406.0321 | 2016.3836 | 3771.8752 | 195.8785 | 563.237 | -448.2963
1103 | -508.5694 | 544.5044 | -43.1672 | 653.6173 | 414.4491 | 5.2716 | 224.2588 | 1670.2969 | 3066.6927 | 849.9332 | 946.0066 | 487.1307
1104 | -960.5438 | -498.157 | -663.0095 | -3.2795 | 895.4535 | -103.7658 | 1741.7086 | 2631.3624 | 5306.1234 | 4529.6705 | 636.6692 | -219.2014
1105 | -1090.5685 | 2176.7352 | 2441.8601 | 2904.6953 | 4548.606 | 2433.5356 | 1678.4714 | 2620.3548 | 3900.1296 | 4954.4797 | 3111.989 | -176.4683
1106 | -642.3208 | 201.1008 | -487.1202 | -317.4935 | -674.7016 | 20.7341 | -276.7945 | 2321.695 | 1861.2456 | -359.8143 | 418.9159 | -241.807
1107 | -634.1534 | 259.4999 | -387.6861 | 705.8822 | 2439.9536 | 2166.6137 | 471.4565 | 1822.2321 | 4334.0687 | 2897.6806 | 1051.1414 | 313.6552
1108 | -728.9892 | -8.3816 | -224.5496 | -896.3205 | -365.7186 | -548.7438 | -1396.3324 | 538.8946 | 813.7397 | -1.3028 | 259.3467 | -425.8275
1109 | -432.8323 | 320.8201 | 768.3219 | 3376.9767 | 4166.8314 | 1214.5906 | 2800.9395 | 4024.2282 | 4620.4221 | 2217.2837 | 547.0425 | -950.0839
1110 | -540.9484 | -151.7289 | 1601.3047 | 4691.9475 | 4660.4929 | 4547.2678 | 2007.8939 | 2500.7165 | 5134.4519 | 5769.0244 | 4454.8025 | 203.9189
1111 | -551.5147 | -70.5523 | -245.1096 | 704.1556 | 2163.0076 | 2243.0176 | 372.9273 | 1576.2954 | 4145.3936 | 2877.9083 | 826.3392 | 174.0842
1112 | -503.8516 | 275.6453 | -323.1785 | 195.6009 | -997.3768 | 1372.1486 | 1423.1062 | 2293.6815 | 3701.4607 | -140.3154 | 306.9273 | -644.786
1113 | -324.3609 | 740.9868 | 3006.0624 | 1405.0031 | 561.0917 | 757.1622 | 2665.3404 | 2830.2904 | 4111.6361 | 2570.3669 | 1483.5501 | -77.584
1114 | -334.5995 | 869.9985 | 2859.9886 | 6676.0862 | 7089.8625 | 5390.8812 | 4337.3263 | 6164.4034 | 7061.5628 | 5597.4105 | 3555.5934 | 1095.3033
1115 | -851.0937 | 2454.3511 | 2098.5021 | 3070.6862 | 4537.3743 | 2176.0974 | 1625.7129 | 2627.8437 | 4072.9905 | 5174.1309 | 3226.9667 | -545.4655
1116 | 233.0696 | 2797.4801 | 1484.7837 | 4322.3899 | 4422.123 | 6787.556 | 4488.0579 | 4282.3897 | 5387.2672 | 2444.6591 | 2025.3597 | -252.1
1117 | -600.3281 | 136.8111 | -85.2568 | 320.5 | -1341.1567 | -1406.4538 | -967.0792 | 564.7188 | 4720.2983 | 2244.2528 | 253.7275 | -412.7396
1118 | 118.9186 | 807.1426 | 1911.2116 | 1516.418 | 1425.2765 | 788.8709 | -358.5174 | 1901.6216 | 2884.2059 | 1828.5997 | 616.0775 | -528.9718
1119 | -931.2449 | -187.5798 | 1244.0279 | 3014.1701 | 2786.8952 | 2822.5863 | 3976.3305 | 3851.7979 | 5740.5214 | 6040.7301 | 3164.2012 | -274.8533
1120 | -426.9004 | -210.7151 | 463.8977 | 1247.0811 | 762.1498 | 2404.5435 | 2693.8395 | 2823.2801 | 2299.3594 | -372.1649 | 716.5786 | -55.4522
1121 | -928.3729 | -62.6264 | -815.7169 | -959.2574 | -2119.8005 | -109.5305 | -103.6785 | 3094.6627 | 3143.3133 | 1545.1555 | 940.9196 | 187.6843
1122 | -419.184 | 152.8345 | 1494.1008 | 4588.961 | 5075.7078 | 4809.6092 | 1874.5449 | 2592.103 | 4989.074 | 5476.9402 | 4130.5491 | 337.6608
1123 | -202.4506 | 1912.3323 | 3186.3389 | 2723.4904 | 2610.7948 | 2356.9724 | 2281.6618 | 2530.7848 | 2263.1553 | 1988.2196 | 1143.8139 | -635.0754
1124 | -1099.6363 | -358.6257 | -362.7827 | -216.1546 | 945.7267 | -69.3791 | 1769.2207 | 2650.4418 | 5147.991 | 4334.0459 | 680.2889 | -295.5566
1125 | -140.1695 | 472.6343 | 801.9459 | 412.0422 | 611.6606 | 736.8757 | -297.5307 | 2926.1225 | 5380.546 | 3452.0094 | 1152.0085 | 377.7731
1126 | -751.4371 | -186.6285 | 518.5627 | 764.2751 | 281.179 | 345.738 | 1475.7122 | 2452.1251 | 2229.3084 | 619.652 | 378.9895 | 65.5614
1127 | -893.3229 | 477.3426 | -819.344 | -240.8205 | -205.7135 | -55.4737 | -412.6937 | 2219.177 | 1645.6145 | -413.6912 | 339.0268 | -444.2692
1128 | -445.061 | 892.6761 | 2473.1645 | 3884.9715 | 4251.7809 | 4728.7226 | 981.5219 | 1116.2499 | 1376.2204 | -597.1147 | 199.7265 | -175.0742
1129 | 1828.1969 | 2087.3136 | 1631.2556 | 1742.9886 | 2508.3385 | 1523.546 | 211.2516 | 3976.3412 | 4515.7159 | 2903.7503 | 2487.2353 | -168.4351
1130 | -389.9401 | 13.1422 | 1509.4501 | 4834.8935 | 5887.57 | 3224.3396 | 2803.7638 | 3085.369 | 6509.5385 | 7271.0444 | 3072.0996 | 351.6992
1131 | -336.7887 | 259.9662 | 2778.0807 | 1950.6748 | 3343.2974 | 988.746 | 1818.5595 | 2165.0633 | 5135.0934 | 3845.5766 | 2745.0872 | 315.4029
1132 | -425.8505 | -16.8458 | 1729.6119 | 2708.0482 | 2572.5472 | 3093.0848 | 1936.302 | 2325.1612 | 3312.0165 | 1904.8791 | -65.4998 | -1051.6535
1133 | -548.6908 | -197.2687 | -129.3828 | -504.5888 | -767.9024 | -543.3952 | -1134.8924 | 918.4195 | 944.957 | -175.4954 | 243.4473 | -539.9335
1134 | -450.6753 | 286.1166 | 655.1112 | 2208.1901 | 381.4929 | 3611.4583 | 2510.7461 | 2854.5233 | 4443.3667 | 3336.47 | 1266.1676 | 209.8939
1135 | 561.8099 | 3743.7108 | 5734.1396 | 6495.889 | 7346.7455 | 6322.3742 | 3136.0772 | 3573.4078 | 5507.8532 | 5353.6303 | 3018.3558 | 514.6864
1136 | -548.3704 | 258.965 | 1521.475 | 3551.1128 | 3631.0924 | 1136.899 | 2700.1332 | 4162.3801 | 4918.4003 | 2396.8761 | 707.8736 | -502.4871
1137 | -489.2152 | -111.5861 | 418.72 | 2170.2517 | 254.3184 | 75.176 | 1793.3066 | 2324.1822 | 2890.7428 | 203.9623 | 167.1886 | -325.4479
1138 | -397.7424 | -374.7487 | 625.9416 | 4108.726 | 5490.6618 | 3183.0426 | 2605.0719 | 5311.7985 | 4776.8564 | 1604.6255 | 1028.9195 | -307.4799
1139 | -564.4121 | 645.0236 | 626.6696 | 511.1367 | 552.802 | 150.3923 | 231.7059 | 1493.2227 | 3026.6291 | 669.8535 | 977.8892 | 390.251
1140 | -819.4384 | 372.9929 | -539.8799 | -377.6868 | 191.924 | 102.2431 | -133.023 | 1814.4557 | 1830.8694 | 200.5954 | 444.1529 | -324.9865
1141 | -375.318 | 606.0484 | 2745.6539 | 6764.6978 | 6905.1354 | 5466.3793 | 4135.6479 | 6018.5958 | 6958.0978 | 5641.5622 | 4001.8605 | 1205.1553
1142 | -456.9096 | 331.2609 | 2631.4466 | 1717.6611 | 3509.54 | 958.391 | 1689.1108 | 2275.8208 | 5144.3504 | 3846.6907 | 3064.6186 | 271.707
1143 | 474.9509 | 3576.0851 | 5670.0133 | 6222.6475 | 7088.8085 | 5933.7119 | 3004.8951 | 3454.1736 | 5442.2675 | 5375.0543 | 3117.6043 | 618.9583
1144 | -300.0174 | 252.3535 | 1485.7674 | 3884.4165 | 4156.7191 | 1296.3797 | 2823.2165 | 4164.0255 | 4662.058 | 2314.9422 | 706.9909 | -834.0573
1145 | -794.1845 | -808.1438 | 389.7492 | 3529.3845 | 5130.4552 | 2736.8502 | 2423.8184 | 5201.6577 | 4585.4562 | 1514.625 | 706.1575 | -421.4171
1146 | 38.3665 | 2570.9331 | 1313.2509 | 4045.3856 | 4764.5385 | 6486.7221 | 4432.9465 | 4350.4673 | 5387.1557 | 2098.3096 | 1941.5025 | -247.3064
1147 | -216.0306 | 790.5748 | 3419.5287 | 1521.452 | 839.118 | 887.9689 | 2626.41 | 3042.8812 | 3946.8796 | 2489.5656 | 1523.7357 | 408.4444
1148 | -615.227 | -111.2352 | 1829.0334 | 2989.5834 | 2450.9719 | 3006.6222 | 1973.1709 | 2535.9193 | 3606.5089 | 1862.9202 | 183.4567 | -859.3943
1149 | -654.5643 | -333.6948 | 1157.9092 | 4576.2787 | 4701.3915 | 4615.4378 | 1521.3215 | 2583.4552 | 4995.1071 | 5855.0912 | 4446.0474 | 499.9852
1150 | -76.5809 | 442.9846 | 1570.2897 | 1400.245 | 1055.128 | 707.8832 | -373.6045 | 1891.9201 | 2921.5148 | 1872.4843 | 583.8423 | -426.3585
1151 | -956.0167 | -358.3814 | 318.9873 | 320.4168 | 52.3862 | 316.0948 | 1398.2824 | 2310.4348 | 1926.6259 | -48.3141 | -479.2774 | -255.0882
1152 | -651.6838 | 168.6452 | -133.4243 | -598.152 | -442.7086 | -682.861 | -997.8691 | 828.0567 | 780.1038 | -54.6708 | 189.8088 | -713.9514
1153 | -479.0926 | 43.2833 | 1414.5015 | 4251.319 | 5617.7101 | 3112.4652 | 2513.0643 | 2808.0772 | 6693.8453 | 7203.3787 | 3319.7328 | 157.1639
1154 | -464.169 | 395.6115 | -40.3065 | 443.977 | -805.8711 | 1407.4625 | 1434.9265 | 2185.2484 | 3836.9501 | 241.3708 | 289.1025 | -737.0844
1155 | -960.0123 | -91.7086 | -491.0459 | -652.1772 | -1942.6149 | -84.7251 | -191.4878 | 3121.3669 | 2819.5089 | 1612.08 | 946.624 | 173.0818
1156 | -1205.3428 | -632.9583 | -684.9231 | -161.258 | 508.3144 | -345.1827 | 1562.139 | 2286.3461 | 4841.5187 | 4291.2898 | 520.7531 | -226.8651
1157 | -455.504 | 326.3405 | 507.9047 | 2238.2656 | 75.3621 | 3566.7892 | 2447.6776 | 2699.0752 | 4496.7057 | 3475.9491 | 1640.8162 | 138.1898
1158 | 1739.3482 | 1972.6981 | 1404.4887 | 1809.022 | 2528.6256 | 1453.3475 | 43.2569 | 3724.9099 | 4708.4313 | 2717.757 | 2383.8108 | -174.2312
1159 | -605.5646 | 494.4628 | -563.5093 | 9.48 | 265.5876 | -35.3422 | -648.6009 | 2329.2301 | 1686.791 | -181.7787 | 183.9115 | -442.9501
1160 | -855.8792 | 570.6267 | 1918.144 | 3471.1618 | 4042.5151 | 4420.9613 | 647.7604 | 881.6904 | 995.8448 | -801.6964 | 329.2302 | -320.3515
1161 | -698.1685 | -130.2873 | -412.5947 | 1192.5591 | 2379.5398 | 2285.0953 | 387.7458 | 1874.6824 | 4177.059 | 3009.243 | 1033.0454 | 286.3315
1162 | -339.1275 | -354.9794 | 674.0776 | 1155.9059 | 780.8088 | 2658.814 | 2175.9989 | 2865.5923 | 2482.5715 | -126.3431 | 777.8851 | 35.2468
1163 | -948.7596 | 39.4946 | -829.0482 | -722.9359 | -183.4771 | -268.1771 | 25.7393 | 1921.7197 | 1889.2773 | 203.7887 | 582.8897 | -343.6342
1164 | -78.9003 | -122.7126 | 316.0006 | 2118.6701 | 202.6245 | 251.0157 | 1798.5798 | 2257.537 | 3134.5918 | 155.5357 | 319.1467 | -283.3038
1165 | -205.7092 | 650.5821 | 996.6511 | 428.7401 | 1033.6145 | 512.2819 | -441.9752 | 2772.3007 | 5301.4516 | 3401.1327 | 1468.6015 | 364.3574
1166 | -126.8165 | 2018.3046 | 3279.4772 | 2583.058 | 2481.6808 | 2623.547 | 2424.5851 | 2623.5012 | 2076.2989 | 2270.3503 | 1511.716 | -479.7153
1167 | -987.1434 | 2307.492 | 2499.2731 | 3751.8999 | 4971.0251 | 2346.0647 | 1812.6855 | 2607.4881 | 3971.7295 | 4847.392 | 3051.7349 | -286.2483
1168 | -371.3965 | 396.7005 | 156.7236 | 355.136 | -933.8022 | -788.8091 | -575.5536 | 776.6049 | 4489.7801 | 2156.5561 | 721.0663 | -326.3727
1169 | -590.4609 | 134.0171 | 1384.6173 | 2752.7442 | 2564.4349 | 2893.8312 | 3624.9859 | 4021.5004 | 5672.0767 | 5578.8239 | 3315.8001 | 71.9211
1170 | -659.8064 | 566.017 | 408.6164 | 383.7997 | 227.5489 | -46.6459 | 376.0919 | 1551.9252 | 3045.393 | 909.2849 | 823.6306 | 316.7283
1171 | -348.5726 | 48.3577 | 1536.9424 | 4752.9536 | 5852.7616 | 3238.0571 | 2897.109 | 2981.3996 | 6685.09 | 7236.3509 | 3178.4901 | 245.5536
1172 | 1588.3623 | 1527.7401 | 1446.8887 | 1476.1432 | 2393.7537 | 1491.5183 | 243.36 | 3848.735 | 4734.8899 | 2938.5586 | 2234.885 | -20.8538
1173 | -912.5561 | -431.9053 | -214.2529 | -165.3782 | 216.5615 | -970.32 | 1604.6554 | 2621.9678 | 4958.4556 | 4080.1487 | 211.855 | -498.4125
1174 | -407.4617 | -382.3009 | 434.5662 | 1293.8695 | 820.0809 | 2608.7167 | 2692.436 | 2823.7121 | 2280.1103 | -428.193 | 232.5385 | 66.2328
1175 | -435.3593 | 180.6125 | 88.839 | 2033.4031 | 270.7603 | 3567.8583 | 2335.9646 | 2790.2917 | 4284.7183 | 3351.9646 | 1686.1823 | 230.422
1176 | -748.3063 | -187.687 | 582.4927 | 141.4361 | 434.4733 | 808.0006 | 1607.515 | 2603.7891 | 2387.7802 | 757.139 | -60.7181 | -40.2747
1177 | -579.4256 | -1.446 | -109.2621 | -797.045 | -380.1802 | -550.1647 | -1379.7618 | 721.7567 | 764.2273 | 32.8046 | 216.5546 | -651.0839
1178 | -145.4587 | 2023.6951 | 3323.5215 | 2963.3696 | 2536.3729 | 2591.1505 | 2400.9902 | 2660.9683 | 1939.4484 | 1962.3787 | 1357.2234 | -439.7462
1179 | -778.0022 | -111.962 | 1274.6543 | 2615.7706 | 2911.47 | 2969.9735 | 3884.1552 | 3513.8898 | 5742.4123 | 5757.5089 | 3351.2488 | -3.7685
1180 | -1012.6409 | 2132.0626 | 2748.0674 | 3573.2222 | 4347.478 | 2257.8917 | 1733.4541 | 2600.9789 | 3886.4163 | 5281.7467 | 3125.4676 | -236.98
1181 | -702.7786 | 412.8226 | -394.7009 | -95.6218 | 194.7406 | 245.3892 | -378.6387 | 2523.5794 | 1835.794 | -207.6121 | 105.9536 | -400.0288
1182 | -353.4194 | -636.7401 | 732.0138 | 4195.8754 | 5686.3226 | 3111.3567 | 2614.7768 | 5210.2262 | 4593.6113 | 1720.8511 | 843.2192 | -284.8931
1183 | -305.4163 | 1079.9641 | 3335.3651 | 1006.0615 | 463.8589 | 722.2325 | 2625.0636 | 2891.7799 | 4131.725 | 2651.2981 | 1446.5945 | 175.5924
1184 | -63.4258 | 248.0616 | 2322.1156 | 1645.9793 | 3308.1785 | 1182.3602 | 1789.0189 | 2259.4909 | 5076.8962 | 3459.5597 | 2739.0282 | 116.3951
1185 | -535.3661 | 731.3581 | 2798.4638 | 6591.5608 | 6800.577 | 5509.0823 | 4141.4331 | 6061.2672 | 6992.5223 | 5749.7053 | 3765.5834 | 1201.2818
1186 | -891.8859 | 169.843 | -526.1039 | -609.7739 | -1685.4859 | -136.4601 | -300.6531 | 3190.772 | 3104.4073 | 1492.6119 | 690.4736 | 32.0827
1187 | 136.9713 | 3552.6672 | 5583.194 | 6467.8893 | 7037.8308 | 6052.3516 | 3082.5284 | 3415.6067 | 5382.7701 | 5442.2731 | 3066.5422 | 429.1498
1188 | -469.7465 | 744.5377 | 2792.9655 | 3916.2969 | 4628.0712 | 4940.0654 | 950.305 | 1031.3143 | 1210.1294 | -536.9235 | 321.3272 | -261.6922
1189 | -254.24 | 508.79 | 995.2192 | 612.9152 | 844.3251 | 432.567 | -495.0607 | 2919.8961 | 5417.764 | 3538.4006 | 1233.9623 | 85.1732
1190 | -646.1518 | 376.8692 | 49.2541 | -159.2388 | -1084.4596 | -920.861 | -710.8457 | 584.5829 | 4689.7973 | 2174.4495 | 469.8762 | -294.8126
1191 | -705.1595 | 697.6377 | 381.7691 | 830.4461 | 650.8577 | 123.3872 | 339.0322 | 1744.1111 | 3049.6341 | 799.9021 | 838.0544 | 391.6418
1192 | -397.3748 | 146.5511 | 1970.9301 | 2764.4863 | 2616.5928 | 3180.749 | 1838.8389 | 2353.8209 | 3490.2338 | 2018.1008 | 281.3659 | -820.5785
1193 | -913.9351 | 281.3587 | -322.5938 | -252.9092 | -867.8096 | 1310.0539 | 1297.8621 | 1977.4204 | 3647.8693 | 175.5638 | 204.6189 | -699.706
1194 | 314.8971 | 764.5441 | 1924.1944 | 1234.6893 | 1411.4094 | 900.3278 | -324.6833 | 1874.895 | 2619.9639 | 1839.8543 | 580.7817 | -452.5468
1195 | -187.4136 | 2875.1338 | 1635.0365 | 4299.8997 | 4677.0008 | 6709.7456 | 4659.9182 | 4421.0405 | 5618.5486 | 2460.8375 | 2442.2408 | -324.256
1196 | -73.77 | 309.7101 | 514.1705 | 2163.7521 | 526.848 | 535.1182 | 1733.9944 | 2315.8512 | 3075.938 | 31.692 | -241.6267 | -579.281
1197 | -597.9906 | -104.2732 | -557.4839 | 1004.294 | 2306.0229 | 1991.526 | 205.2623 | 1845.1937 | 4181.0249 | 2804.6474 | 1080.6951 | 476.1489
1198 | -488.3046 | -13.1264 | 1638.0651 | 4501.1903 | 5062.6835 | 4635.111 | 2009.421 | 2584.919 | 5052.9222 | 5788.0808 | 4180.6862 | 218.8714
1199 | -774.3876 | 518.3483 | 1479.9334 | 3531.4416 | 4067.6059 | 1284.0594 | 2828.1135 | 3941.6923 | 4882.7453 | 2321.6146 | 776.14 | -713.4938
1200 | -719.6162 | 240.2937 | -455.2244 | -103.5142 | -43.0099 | 264.8052 | -126.1464 | 1802.9987 | 1846.718 | 135.4699 | 334.9536 | -595.1505
1201 | -0.95095 | 566.3436 | 1933.8512 | 1376.4489 | 1121.2954 | 420.7113 | -614.2992 | 1687.8984 | 2781.8747 | 1584.9855 | 445.2111 | -687.821
1202 | -484.0326 | 531.0025 | -406.153 | 25.9284 | -315.069 | 101.8574 | -566.2618 | 2203.1079 | 1606.8127 | -374.6973 | 335.7377 | -328.0818
1203 | -447.5272 | 209.8984 | 1379.6663 | 2483.6719 | 2521.3045 | 2861.1371 | 3643.046 | 4024.5135 | 5851.8937 | 6071.2239 | 3706.1435 | 110.3608
1204 | 1519.317 | 1872.4996 | 1525.2324 | 973.345 | 2400.3983 | 1427.5106 | 155.5782 | 4190.565 | 4688.3184 | 2640.4649 | 2440.3252 | 97.1096
1205 | -661.9465 | -199.0655 | -315.6367 | 1041.1075 | 1996.832 | 1699.2943 | 139.0141 | 1889.803 | 4357.596 | 2742.8568 | 1135.8255 | 307.4806
1206 | -522.9797 | -31.6414 | 1619.3596 | 2829.9908 | 2196.1459 | 3054.5576 | 1732.2419 | 2243.0857 | 3432.8868 | 1825.8829 | -52.56 | -990.7039
1207 | -896.7394 | 2063.9703 | 2643.4976 | 3407.05 | 4250.515 | 1895.1333 | 1697.1017 | 2498.3619 | 4099.648 | 5059.7772 | 3070.9141 | -205.5865
1208 | -145.0106 | 580.8608 | 1293.2236 | 3637.2492 | 4653.0756 | 1406.5077 | 3010.0102 | 4151.2759 | 4792.9957 | 2330.8101 | 583.722 | -696.6334
1209 | 454.7005 | 3365.7429 | 6025.0731 | 6489.2939 | 7161.9917 | 5735.5557 | 2984.0819 | 3477.4841 | 5605.6114 | 5393.5685 | 3019.893 | 449.6077
1210 | -620.8256 | 28.0243 | 134.0535 | -474.444 | -330.1909 | -357.4695 | -1103.9457 | 946.1818 | 914.9612 | 106.1577 | 332.3902 | -684.8659
1211 | -114.8768 | 2011.2935 | 3362.4873 | 2901.3934 | 2460.1845 | 2746.7505 | 2596.3357 | 2747.6476 | 2224.8034 | 2226.6924 | 1478.032 | -183.0364
1212 | -674.8408 | 258.4546 | -553.4641 | -346.3647 | -175.6663 | -89.0433 | -183.963 | 1871.845 | 1910.8677 | 316.5851 | 560.1779 | -399.7205
1213 | 247.8024 | 2654.2994 | 1484.7773 | 4164.535 | 4569.8706 | 6598.3075 | 4561.5034 | 4453.7396 | 5620.3375 | 2322.2021 | 2126.8221 | -115.3432
1214 | -333.6869 | 437.8281 | 996.0647 | 275.8014 | 567.836 | -132.6465 | -441.2971 | 2884.7454 | 5562.8612 | 3386.6665 | 991.2567 | 179.8842
1215 | -652.2607 | 181.4351 | -146.1174 | 204.6339 | -1252.5388 | -760.9927 | -828.7402 | 627.9412 | 4784.5833 | 2099.5026 | 755.2191 | -198.073
1216 | -840.0749 | -414.0922 | 546.736 | 35.2268 | 504.6683 | 763.5282 | 1807.9379 | 2525.0435 | 2156.2507 | 726.7291 | 246.0154 | 72.8408
1217 | -849.9834 | 167.193 | 651.4632 | 2524.9564 | 574.6082 | 3443.3503 | 2500.8485 | 2779.794 | 4431.2763 | 3392.0647 | 1632.8779 | 341.2527
1218 | -530.8375 | 423.2029 | 481.7189 | 606.9735 | 795.9921 | 336.0942 | 328.5145 | 1735.7223 | 3211.9718 | 1037.501 | 755.0995 | 349.5797
1219 | -725.0461 | 521.7745 | -214.6055 | -87.445 | -1086.0192 | 1255.0096 | 1185.9645 | 1617.4174 | 3647.6305 | 280.2827 | 547.9475 | -958.4594
1220 | -359.2024 | -101.4531 | 1436.9774 | 4882.4821 | 5856.4116 | 2867.7391 | 2608.1536 | 3098.5279 | 6599.0366 | 7115.0565 | 3233.0344 | 310.0253
1221 | -271.7164 | 791.4865 | 3463.1302 | 1301.0314 | 782.6401 | 765.2225 | 2539.2375 | 2785.9892 | 3929.6183 | 2504.4496 | 1427.3268 | 60.2393
1222 | -1006.7959 | -358.9343 | -247.254 | -42.7709 | 369.367 | -69.6467 | 1669.8909 | 2621.7027 | 5302.3393 | 4485.1019 | 747.2333 | -403.739
1223 | -549.1274 | 576.7972 | 2600.4816 | 6874.5264 | 7030.5335 | 5503.8124 | 4177.4576 | 6059.4835 | 7131.455 | 5643.4591 | 3957.9676 | 1294.898
1224 | -552.8054 | 369.986 | -307.544 | -716.2256 | -1936.8589 | -58.4384 | -124.979 | 3172.7726 | 3174.2849 | 1501.7099 | 1094.2069 | 241.6927
1225 | -325.7214 | 145.5301 | 2683.7454 | 1584.0796 | 3772.6854 | 1301.9541 | 1912.7937 | 2401.5951 | 4799.4459 | 3815.8167 | 2635.1063 | 5.8394
1226 | -888.8747 | -526.0077 | 1412.0255 | 4170.681 | 4667.1525 | 4479.6092 | 1663.3191 | 2302.3508 | 4857.4994 | 5371.6414 | 4253.0225 | 50.6322
1227 | -520.4389 | -790.3892 | 627.82 | 4404.2315 | 5665.8501 | 3075.5246 | 2269.892 | 5176.151 | 4518.5738 | 1599.3579 | 845.6727 | -245.399
1228 | -433.1948 | -291.3792 | 737.0122 | 905.1419 | 872.9428 | 2591.4146 | 2565.41 | 2848.3309 | 2367.7128 | -183.0153 | 910.1659 | 221.5639
1229 | -532.6668 | 734.0063 | 2390.7118 | 3936.571 | 4281.9696 | 4767.9454 | 949.2812 | 878.4188 | 1193.857 | -822.5331 | 115.3702 | -313.4744
1230 | -364.0789 | -44.3538 | 560.5336 | 2212.6277 | 805.9899 | 353.4398 | 1692.8543 | 2231.0156 | 3067.6878 | 21.482 | 47.2989 | -608.0396
1231 | -915.7183 | -252.7209 | 1630.962 | 4785.8543 | 5148.8961 | 3031.5685 | 2783.6609 | 2848.1312 | 6175.0375 | 7164.6082 | 3367.042 | 342.4504
1232 | -887.0579 | -64.9708 | -311.5948 | 821.6761 | 2205.4653 | 2245.2322 | 147.8579 | 1646.602 | 4086.625 | 2927.6949 | 864.6229 | 145.8171
1233 | -704.1196 | 452.559 | -570.2756 | -715.1853 | -1837.6917 | -122.0389 | -163.8149 | 2988.0795 | 2968.4235 | 1481.8688 | 959.8878 | 10.9621
1234 | -465.2396 | 522.6616 | -129.0939 | 261.1972 | -709.4166 | 1546.5524 | 1551.2079 | 2034.1454 | 3478.1134 | 301.9344 | 573.0958 | -427.5801
1235 | -123.2203 | 824.7655 | 3513.8516 | 1712.5519 | 823.1136 | 868.5596 | 2160.5708 | 3065.4196 | 4111.6189 | 2598.4833 | 1427.6343 | -75.1638
1236 | 191.1636 | 877.9162 | 1929.6814 | 1364.0984 | 1129.9653 | 644.8316 | -595.6045 | 1766.1061 | 2933.5142 | 1611.4072 | 632.0229 | -555.8121
1237 | -431.2738 | 733.0277 | 569.8312 | 562.6802 | 369.4633 | 158.6022 | 603.3145 | 1693.4032 | 3178.5211 | 910.5365 | 950.4009 | 395.5142
1238 | -612.5474 | 182.102 | 510.5067 | 1875.9416 | 291.5357 | 3430.5945 | 2384.768 | 2747.7663 | 4211.5684 | 3320.5985 | 1408.7352 | 154.4602
1239 | -393.8948 | 250.5427 | 2611.3026 | 1954.6225 | 3682.5823 | 1145.403 | 1287.846 | 2211.0045 | 5179.0648 | 3921.5061 | 2633.1178 | -77.8065
1240 | -597.8372 | 127.0404 | 233.5529 | -438.9197 | -476.3994 | -442.4893 | -1037.8542 | 755.6754 | 964.1813 | 127.5612 | 401.5447 | -679.3461
1241 | 138.4125 | 3070.3341 | 5918.8998 | 6246.6 | 7145.4191 | 6101.2891 | 3099.0418 | 3436.2806 | 5175.5872 | 5016.7433 | 3208.7292 | 536.8438
1242 | -671.5557 | -246.8178 | 1526.2956 | 4206.9971 | 5114.8332 | 4512.5752 | 1571.9866 | 2490.7097 | 4576.751 | 5424.1724 | 4304.8433 | 300.598
1243 | -756.7131 | 279.5831 | -526.8242 | -26.9518 | 99.1349 | -66.0248 | -386.2905 | 2271.8517 | 1661.2028 | -332.3177 | 295.2068 | -278.9976
1244 | -467.6206 | 216.6839 | 1389.5445 | 3152.0886 | 2643.4145 | 2966.6729 | 3590.0165 | 3972.4295 | 5639.1497 | 5959.6569 | 3292.1036 | -125.7316
1245 | 1310.9171 | 1337.3719 | 1009.2488 | 1611.3749 | 2236.1052 | 1170.3613 | -196.1019 | 3713.5694 | 4492.8199 | 2772.9901 | 2224.8117 | -1.3097
1246 | -281.0084 | 1519.9478 | 2762.0096 | 2404.6664 | 2460.2563 | 2168.3164 | 2108.9456 | 2438.6224 | 1925.4935 | 2018.182 | 1519.5998 | -416.0872
1247 | -416.0329 | -86.3825 | 752.2945 | 1311.3572 | 863.9617 | 2543.441 | 2627.3184 | 2925.3957 | 2346.1334 | -385.2078 | 559.9133 | -226.8751
1248 | 55.8199 | 2840.6368 | 1335.0674 | 3843.3345 | 4751.3816 | 6557.6285 | 4169.8708 | 4281.8962 | 5447.2496 | 2347.7163 | 2031.2759 | -302.7184
1249 | -1063.7558 | -234.4513 | -261.5567 | 140.2745 | 504.032 | -129.8125 | 1621.0975 | 2661.7283 | 5206.3677 | 4264.9298 | 283.3203 | -457.5391
1250 | -296.6266 | 555.4055 | 412.2057 | 519.9492 | 487.9214 | 558.6699 | -345.6338 | 2902.8982 | 5702.6518 | 3572.0275 | 1274.5986 | 349.2043
1251 | -452.3817 | -139.217 | -187.3325 | 2207.0672 | 400.0935 | 39.2499 | 1613.9293 | 2367.6679 | 2842.2036 | -116.3544 | -105.8918 | -495.6905
1252 | -1166.4175 | 1982.1744 | 2467.2207 | 3293.4443 | 4276.7473 | 1664.0642 | 1661.6904 | 2538.5965 | 3227.7463 | 4836.249 | 2870.5164 | -300.247
1253 | -665.7225 | -125.1254 | 734.1666 | 478.007 | 163.4959 | 485.6142 | 1592.1056 | 2533.5305 | 2452.5646 | 619.6253 | 202.7783 | 62.6869
1254 | -382.8472 | 418.8037 | -346.4738 | 33.9879 | -1113.5784 | -853.2903 | -803.2241 | 671.1167 | 4940.8969 | 2141.8118 | 1076.2973 | -287.8982
1255 | -910.0227 | 348.0756 | -484.0615 | -704.1855 | -82.3205 | 87.4189 | -134.607 | 1824.1266 | 1781.4843 | 30.0972 | 383.6096 | -325.3058
1256 | -310.2068 | 204.4212 | 1629.3936 | 3774.8196 | 4150.1008 | 1310.079 | 2895.905 | 4406.9474 | 4769.5928 | 2302.0549 | 882.5794 | -637.7652
1257 | -479.7843 | 515.5644 | 2843.533 | 6503.5032 | 6738.6829 | 5549.8569 | 3880.3422 | 5982.7618 | 7266.5008 | 5667.9593 | 3811.4297 | 1088.6909
1258 | -476.2789 | -553.6638 | 521.4829 | 4080.8336 | 5239.2633 | 3058.7971 | 2506.252 | 5268.5487 | 4444.2058 | 1562.7294 | 856.4246 | -247.769
1259 | -415.7777 | -51.1043 | 1858.8936 | 2915.892 | 2978.9771 | 3261.183 | 1887.6768 | 2325.0911 | 3320.0851 | 1940.1517 | 118.4988 | -960.8641
1260 | -528.5519 | 832.9524 | 2751.2946 | 4085.2313 | 4445.4184 | 4853.8484 | 808.189 | 1059.3082 | 1074.9692 | -736.5648 | 286.9851 | -230.9271
1261 | -523.9254 | 421.1899 | 61.1487 | 597.8983 | 413.3332 | 242.4648 | 385.7049 | 1727.5413 | 3131.3763 | 840.0578 | 724.7448 | 449.1548
1262 | -395.4821 | 513.049 | 3357.5597 | 1454.9127 | 568.5346 | 762.604 | 2559.2839 | 2901.2377 | 4333.8921 | 2572.1613 | 1248.2822 | 123.4655
1263 | -196.9055 | 366.2226 | 2202.0536 | 1866.6883 | 2948.6437 | 1206.8151 | 2005.4062 | 2364.5729 | 4906.9564 | 3945.8379 | 2913.7773 | 225.7154
1264 | -418.2393 | 727.7554 | -102.1762 | -119.8374 | -425.1753 | 1542.86 | 1293.8331 | 2031.5063 | 3646.2425 | 336.311 | 505.1589 | -609.6527
1265 | -562.1336 | 200.0106 | 1696.7268 | 2429.561 | 2716.4643 | 3247.7306 | 2042.6968 | 2342.1494 | 3582.8526 | 2042.377 | 59.093 | -1000.2874
1266 | -553.3653 | -154.1532 | 2027.3473 | 4368.066 | 4892.7557 | 4504.4569 | 1860.3158 | 2622.7763 | 5048.8083 | 5732.3422 | 3858.8405 | 290.2294
1267 | -545.6354 | 80.6367 | 448.2448 | 2194.5893 | 625.4934 | 232.6259 | 1637.6944 | 2154.9949 | 3024.2697 | 204.0601 | 242.7096 | -453.8632
1268 | -65.4993 | 2273.9773 | 3133.7908 | 2454.2669 | 2607.2434 | 2571.8466 | 2523.6293 | 2891.4929 | 2413.1593 | 2294.1044 | 1553.0674 | -284.7312
1269 | -752.4856 | 104.0862 | 565.1239 | 1746.749 | 473.1207 | 3253.1334 | 2228.4696 | 2610.3249 | 4207.9126 | 3441.6615 | 1567.679 | 153.3142
1270 | -413.4683 | 786.5401 | 1531.3424 | 3620.101 | 3985.7917 | 1425.2353 | 2812.1898 | 4205.9377 | 4465.8647 | 2327.4899 | 538.598 | -767.0943
1271 | -609.06 | -27.3933 | -194.1076 | -772.7198 | -927.2035 | -820.3156 | -1371.1205 | 538.0058 | 647.2015 | -149.5117 | 74.5312 | -818.8723
1272 | -782.0355 | 267.7889 | -560.7309 | -155.3349 | -149.7337 | -74.4933 | -476.2954 | 2428.1344 | 1620.2621 | -233.3338 | -166.4304 | -386.1753
1273 | -224.4351 | 365.6897 | 1797.6155 | 1275.274 | 1168.6448 | 379.6594 | -487.2698 | 1676.4028 | 2534.0751 | 1271.6493 | 297.6167 | -944.8144
1274 | -485.0484 | 931.5012 | 2579.6859 | 3972.5675 | 4464.1786 | 4672.7924 | 953.6294 | 1030.0185 | 844.9742 | -736.8361 | 163.1605 | -205.3336
1275 | -244.8195 | 2256.0981 | 1061.4911 | 3842.4538 | 4418.5584 | 6504.9602 | 4233.4734 | 4096.096 | 5136.0875 | 2035.5904 | 1990.8715 | -513.5311
1276 | -847.2129 | 242.4907 | -298.8677 | -713.3742 | -1929.0552 | 50.0673 | -193.671 | 3039.3059 | 3043.9267 | 1726.4841 | 1099.464 | 242.7025
1277 | -362.8565 | 100.0236 | 1579.4363 | 4317.282 | 5727.7823 | 3109.7026 | 2878.6423 | 3001.1602 | 6788.0726 | 7290.3899 | 3264.646 | 262.2486
1278 | 187.8069 | 3184.0196 | 5825.7031 | 6725.5651 | 7097.541 | 6163.4495 | 2998.9646 | 3604.429 | 5583.138 | 5420.8775 | 3001.507 | 553.4788
1279 | -512.3174 | 363.3228 | -36.6012 | 384.0898 | -1121.3796 | -1089.1187 | -1016.6444 | 538.1099 | 4854.2608 | 2250.4607 | 801.7602 | -517.67
1280 | -692.6544 | 2208.0805 | 2780.7382 | 3226.6503 | 4376.7967 | 1935.6059 | 1911.4317 | 2584.8589 | 4032.6225 | 5313.6743 | 3132.6695 | -232.7587
1281 | 1772.3523 | 2089.7816 | 1716.6152 | 1392.2639 | 2388.323 | 1476.5334 | 145.5026 | 3994.591 | 4709.4542 | 2773.8975 | 2309.4517 | -9.5818
1282 | -260.3752 | -127.711 | 835.6706 | 1396.8705 | 652.2333 | 2604.8404 | 2510.6289 | 2776.6115 | 2331.0495 | -363.9372 | 803.1671 | 80.6809
1283 | -554.3009 | 20.9714 | -343.7846 | 1097.4107 | 2659.9437 | 2136.7695 | 204.6101 | 1686.1796 | 4115.3942 | 2836.5617 | 987.8034 | 186.0549
1284 | -414.8396 | 702.2273 | 2481.8451 | 6171.0034 | 6691.7587 | 4811.6728 | 3970.0619 | 5854.0043 | 6689.2415 | 5056.8322 | 3628.358 | 1111.8662
1285 | -454.0976 | -590.3572 | 254.0349 | 3896.4613 | 5717.4901 | 3072.5157 | 2359.8649 | 5418.2683 | 4505.8785 | 1616.0972 | 937.9505 | -226.8273
1286 | -576.6841 | 79.7673 | 1342.9536 | 1941.1972 | 2605.8985 | 3004.0964 | 3978.844 | 4170.8568 | 5848.6152 | 5927.4443 | 3314.6711 | 5.7176
1287 | -699.285 | -405.9916 | 628.8143 | 203.0106 | 673.9365 | 622.9951 | 1653.7772 | 2677.0161 | 2290.9946 | 797.9055 | 365.4443 | 205.4663
1288 | -554.8365 | 375.853 | -546.1422 | -360.6241 | 244.5495 | 94.8397 | 50.6398 | 1963.6509 | 1990.3772 | 182.1957 | 651.6672 | -220.175
1289 | -1088.6939 | -379.8675 | -544.3159 | -312.0877 | 363.7964 | -191.1272 | 1845.6413 | 2640.4363 | 5059.4763 | 4219.6396 | 678.4105 | -435.8131
1290 | -419.2498 | 464.7866 | 970.9936 | -8.5113 | 575.0101 | 506.0054 | -455.82 | 2913.6605 | 5515.218 | 3373.8153 | 1102.3317 | 266.1188
1291 | -320.3599 | 271.5405 | 2628.1102 | 1793.9211 | 3273.8273 | 1132.4713 | 1722.7126 | 2332.0042 | 5005.3335 | 3774.3446 | 2688.7224 | 185.6199
1292 | -360.5826 | -410.8481 | 589.8638 | 3751.9606 | 5681.4086 | 3098.7151 | 2544.002 | 5324.9463 | 4774.6162 | 1612.176 | 936.2975 | -425.3701
1293 | 412.2334 | 3232.8284 | 6201.5005 | 6788.857 | 7290.3227 | 6177.1388 | 3155.6429 | 3504.6907 | 5768.8568 | 5512.1533 | 3270.6399 | 667.0515
1294 | -228.0328 | 223.882 | 1684.8703 | 4683.7042 | 5741.3219 | 3264.622 | 2632.0244 | 3007.6097 | 6600.9718 | 7326.5694 | 3358.1219 | 27.8356
1295 | 1496.1887 | 1772.4298 | 1456.6596 | 1545.3128 | 2366.9439 | 976.5479 | -93.4419 | 3863.4302 | 4413.0867 | 2339.8395 | 2060.1622 | -76.2849
1296 | -431.9344 | 686.7498 | 73.5879 | 342.1138 | -872.6361 | -780.7702 | -584.7754 | 830.7169 | 4757.2381 | 2232.8947 | 750.9026 | -322.1576
1297 | -454.5625 | 438.6441 | 3155.1524 | 1372.4308 | 649.2935 | 687.1811 | 2408.545 | 2695.9804 | 3916.3813 | 2238.1101 | 960.3595 | 20.5824
1298 | -29.1588 | 705.0587 | 1878.9952 | 894.0259 | 1372.6481 | 500.618 | -474.3193 | 1755.2271 | 2841.6218 | 1457.3382 | 537.1476 | -487.8124
1299 | -859.5914 | 361.5509 | -500.6684 | -670.6926 | 465.926 | 192.73 | -85.1573 | 1874.5809 | 1966.0827 | 233.4281 | 447.3856 | -337.3152
1300 | -924.7174 | -409.8775 | -288.6241 | -66.1677 | 454.5254 | -342.2289 | 1546.8141 | 2231.4509 | 5280.1179 | 4372.8756 | 463.3828 | -478.7322
1301 | -428.3651 | -118.827 | 1415.1236 | 4524.7233 | 5159.1414 | 4387.7525 | 1904.8785 | 2688.4938 | 4914.1522 | 5704.079 | 4525.3316 | 451.4029
1302 | -556.0693 | 605.5815 | 2378.3915 | 3580.6369 | 4142.0044 | 4760.666 | 926.5653 | 946.3107 | 1061.0423 | -827.2664 | 205.599 | -93.7678
1303 | -420.8091 | -365.7776 | 351.1631 | 2147.379 | 393.4674 | 196.6456 | 1690.1974 | 2279.6796 | 2789.0322 | -98.6549 | -175.7389 | -322.4221
1304 | -583.2918 | 423.5172 | 256.8276 | 466.1119 | 317.6427 | 172.1432 | 256.8822 | 1661.4171 | 2995.6514 | 872.2141 | 697.9003 | 229.1868
1305 | -882.1829 | 2197.2967 | 2703.4582 | 3263.6131 | 4546.1884 | 2058.5161 | 2111.7834 | 2629.9023 | 3411.3144 | 5012.4068 | 3253.615 | -463.8463
1306 | -570.3715 | -9.7607 | 48.8236 | -637.7445 | -626.1644 | -811.6041 | -1423.7397 | 673.4847 | 517.9086 | -202.9647 | -61.5674 | -998.9144
1307 | -612.0582 | 184.5469 | 1254.9766 | 2888.0499 | 2556.2465 | 2793.1309 | 3620.472 | 3945.1878 | 5754.2515 | 6110.681 | 3396.6975 | 0.15167
1308 | -848.3238 | 433.5818 | 603.0629 | 334.5369 | 424.4848 | 300.3897 | -520.0477 | 2615.49 | 5157.9907 | 3086.8457 | 1143.2695 | 213.9903
1309 | -560.6487 | -87.729 | 646.6792 | 516.139 | 856.639 | 953.229 | 1323.6908 | 2685.5035 | 2267.4532 | 694.9627 | 319.4943 | 116.6927
1310 | -57.5038 | 2119.1181 | 3219.5749 | 2986.8621 | 3101.2933 | 2812.5662 | 2615.9137 | 2997.5789 | 2286.12 | 2347.1724 | 1465.6374 | -346.9527
1311 | -543.8876 | 312.7486 | -124.7162 | 919.4102 | 2189.6408 | 2336.645 | 260.0002 | 1806.6723 | 4372.1573 | 2887.1505 | 1038.2731 | 367.3625
1312 | -376.1288 | 492.1057 | 2600.3176 | 6869.694 | 6936.4223 | 5534.3748 | 4197.4059 | 5934.3306 | 7139.1097 | 5409.092 | 3894.4953 | 1127.7922
1313 | -497.291 | 281.8478 | 266.5121 | 1853.2877 | -86.1722 | 2996.3724 | 2628.4597 | 2783.0206 | 4571.3904 | 3510.8167 | 1193.7696 | 236.1595
1314 | -673.8739 | 693.6797 | -751.1337 | -241.9789 | 129.2882 | -124.9607 | -303.4673 | 2271.0339 | 1676.0896 | -236.5404 | 291.6761 | -486.2986
1315 | 121.8671 | 2639.1837 | 1470.2052 | 3890.3945 | 4483.676 | 6370.028 | 4442.109 | 4405.1319 | 5583.475 | 2324.3709 | 1922.0995 | -356.0813
1316 | -282.3998 | 116.8422 | 1682.9882 | 2778.2777 | 2818.1393 | 2903.8371 | 1953.5999 | 2634.4168 | 3508.0818 | 2050.972 | 229.4061 | -830.1677
1317 | -705.6157 | 401.2718 | -83.1201 | 55.973 | -695.897 | 1527.5148 | 1329.4175 | 2286.2821 | 3702.9119 | 270.5403 | 539.6793 | -562.7193
1318 | -332.5765 | 311.6495 | 1279.1464 | 3238.7474 | 3981.9653 | 1118.1941 | 2483.5336 | 3919.7959 | 4621.3623 | 2092.248 | 583.737 | -613.0275
1319 | -328.2581 | -115.3914 | 932.4206 | 1269.1284 | 1124.2017 | 2698.7635 | 2790.6943 | 2890.9177 | 2183.4644 | -314.3301 | 694.9033 | 36.9972
1320 | -764.1855 | 24.9468 | -1089.8053 | -1202.212 | -2251.8489 | -249.705 | -117.3507 | 2757.6156 | 2495.0325 | 1349.3043 | 568.3189 | -208.1047
1321 | -185.669 | 397.7309 | 1102.4924 | 1147.5764 | 1258.4499 | 638.5431 | -356.1169 | 1826.278 | 2422.5697 | 1756.1965 | 467.2256 | -532.5125
1322 | -779.0874 | -116.1431 | 495.4019 | 325.7676 | 405.1951 | 508.6539 | 1601.3099 | 2598.5574 | 2240.6398 | 358.9072 | 124.5682 | -101.4323
1323 | -592.2391 | 15.3695 | 1800.3958 | 2702.3639 | 2205.0543 | 2760.317 | 1663.9791 | 2368.688 | 3287.8791 | 1253.7687 | 48.7105 | -774.6447
1324 | -872.1546 | -187.1987 | 589.1902 | 4379.1484 | 4681.1905 | 4500.0186 | 1396.0975 | 2408.4102 | 4844.1444 | 5669.5505 | 4128.6528 | 224.9525
1325 | -743.4876 | 795.696 | 394.7175 | 307.8306 | 448.1313 | -2.7029 | 359.2667 | 1826.3668 | 2924.7342 | 714.9256 | 372.3283 | 134.399
1326 | -795.7053 | 499.2926 | -271.3741 | 132.1351 | -822.1983 | 1198.0947 | 1395.2262 | 2029.5204 | 3554.981 | 218.4526 | 317.1564 | -633.2855
1327 | -863.5092 | -246.2195 | -493.5862 | -1124.3704 | -850.7136 | -783.4749 | -1708.6225 | 539.2733 | 302.9355 | -370.1355 | 34.4689 | -770.4607
1328 | -618.1957 | 327.1204 | -635.414 | -972.5467 | -9.5977 | 34.172 | -97.8243 | 1709.7662 | 1730.038 | 21.6092 | 555.1243 | -288.7
1329 | -642.2508 | 136.0041 | 460.0873 | 2047.875 | 188.5918 | 3465.5001 | 2444.3571 | 2733.1403 | 4282.4858 | 3214.4053 | 1384.2388 | 200.22
1330 | -478.7243 | 659.8902 | 2934.8798 | 6739.372 | 7030.8658 | 5570.6237 | 4053.0633 | 6064.6031 | 7189.7009 | 5809.3386 | 3840.6922 | 1186.4359
1331 | -1200.6959 | -390.0007 | -378.5028 | 70.4261 | 777.7791 | -145.6435 | 1786.4807 | 2761.3985 | 5184.3153 | 4440.7685 | 497.3719 | -352.9304
1332 | -758.722 | 2259.933 | 2633.9381 | 3182.2051 | 4392.885 | 1957.8879 | 1563.1088 | 2525.5804 | 3857.7242 | 5194.9393 | 3282.8992 | -67.1205
1333 | 335.9514 | 3258.8294 | 5864.8598 | 6249.7088 | 6781.2976 | 6083.3536 | 3160.6308 | 3468.6283 | 5199.1455 | 5495.4459 | 3188.7636 | 646.2049
1334 | -732.2714 | -7.9062 | 1475.8965 | 4889.2838 | 5858.4181 | 3296.6599 | 2892.8789 | 3117.0441 | 6775.6696 | 7180.9205 | 3025.5813 | 220.7271
1335 | 1580.7894 | 1920.4759 | 1631.1821 | 1515.3404 | 2368.7259 | 1160.3293 | -257.532 | 3733.6656 | 4543.7175 | 2658.9603 | 2492.2071 | 11.9994
1336 | -705.6124 | 308.7471 | -623.9814 | -469.1809 | -161.8845 | -35.3246 | -402.7889 | 2390.4189 | 1713.7326 | -191.816 | 377.0809 | -394.625
1337 | -539.527 | 140.9824 | 1447.0964 | 3510.8096 | 3641.4612 | 1229.2046 | 2980.6258 | 4352.5207 | 4853.2676 | 2405.0003 | 600.5101 | -760.388
1338 | -630.9253 | 111.5904 | 1150.6015 | 2531.7424 | 2571.0145 | 2878.2251 | 3825.6608 | 3867.4353 | 5739.8976 | 6060.3143 | 3366.4682 | 77.996
1339 | -163.6347 | 497.9194 | 2380.5979 | 1842.4433 | 2997.7473 | 1239.5026 | 1643.6022 | 2481.0515 | 4948.1197 | 3815.4744 | 2765.3963 | 169.305
1340 | -250.9431 | 117.6194 | 915.2935 | 2440.2256 | 498.7456 | 510.2838 | 1953.2028 | 2338.5948 | 2996.8327 | 322.7101 | 299.9418 | -729.6532
1341 | -478.364 | 454.1149 | -104.6753 | 407.245 | -916.0408 | -774.0875 | -557.2092 | 890.6656 | 5011.1466 | 2342.9444 | 689.4272 | -320.1455
1342 | -448.2141 | 1079.1083 | 2836.2011 | 3714.7807 | 4497.6292 | 4839.514 | 779.3434 | 906.2222 | 1318.3482 | -673.0676 | 208.8564 | -369.7722
1343 | -462.7601 | 1.2335 | -743.0636 | -890.6944 | -2018.3531 | -212.2713 | -282.3739 | 2445.4033 | 3078.9687 | 1625.9911 | 1041.0236 | 178.2466
1344 | -593.7205 | -482.7835 | 549.0576 | 4300.911 | 5574.6254 | 2977.3337 | 2428.42 | 5188.398 | 4758.6787 | 1603.5546 | 847.1065 | -163.5134
1345 | -482.1148 | 630.72 | 698.8314 | 740.0906 | 920.4156 | 462.4353 | -392.9503 | 2626.8029 | 5471.6465 | 3444.0057 | 1206.6558 | 333.913
1346 | 9.5152 | 2258.8828 | 3289.3559 | 2970.9722 | 2860.4108 | 2489.6727 | 2216.4823 | 2644.7818 | 1986.8575 | 2209.285 | 1496.05 | -301.7098
1347 | -598.7684 | -362.4997 | 566.2776 | 699.878 | 710.8114 | 2569.7675 | 2824.4177 | 3015.8496 | 2293.3993 | -432.9876 | 670.4023 | 93.504
1348 | -571.086 | 169.0229 | -274.1563 | 815.1075 | 2387.3516 | 2052.2063 | 181.4348 | 1977.0409 | 4060.7559 | 2683.3177 | 1096.3679 | 246.1944
1349 | -386.2674 | 475.9464 | 3294.6152 | 1188.7428 | 924.3263 | 895.7628 | 2711.9015 | 2928.2592 | 4370.0073 | 2852.2709 | 1487.7892 | 122.4377
1350 | 87.4771 | 2410.6177 | 1158.4632 | 4033.8359 | 4672.1506 | 6249.4183 | 4362.1542 | 4151.5837 | 5595.7563 | 2226.7669 | 2000.2915 | -578.5352
1351 | -720.9266 | 468.7542 | 2553.6184 | 3775.6611 | 3926.0111 | 4354.3566 | 757.2254 | 1003.8689 | 707.3237 | -775.3506 | 317.0627 | -194.1456
1352 | -477.3255 | 16.0887 | 2066.5509 | 1674.9066 | 3141.0133 | 851.9475 | 1519.6608 | 2073.5176 | 4948.0623 | 3732.4807 | 2779.5214 | 46.7027
1353 | 1495.1477 | 1971.0495 | 1585.3877 | 1697.9412 | 2510.7073 | 1540.8451 | 55.3355 | 4077.4731 | 4756.7471 | 2866.7174 | 2501.7206 | 227.5945
1354 | 47.1366 | 2294.1469 | 3029.0316 | 2931.6306 | 2810.247 | 2761.6766 | 2464.8256 | 2696.2879 | 1813.8794 | 1823.4225 | 1548.4214 | -152.0868
1355 | -784.38 | 185.7211 | -609.7244 | -628.932 | -33.3733 | -95.5323 | -201.0585 | 1746.7038 | 1808.1828 | -33.7626 | 153.4001 | -321.5291
1356 | -542.2224 | 269.4354 | 107.6717 | 248.3268 | -978.1068 | -897.5885 | -714.3018 | 846.4731 | 4889.4431 | 2164.093 | 776.9064 | -260.1229
1357 | -720.793 | 103.7579 | 24.2607 | 1213.0363 | 2530.2044 | 2375.7864 | 475.7362 | 1869.8258 | 4375.3059 | 2876.2813 | 1020.4806 | 306.6222
1358 | -524.0387 | 151.6857 | 1746.9311 | 4475.9372 | 4598.2141 | 4596.7739 | 1944.1874 | 2181.5852 | 5095.4321 | 5879.4506 | 4511.059 | 504.7014
1359 | 236.329 | 3166.8684 | 5908.3717 | 6657.2711 | 7045.1587 | 5926.0135 | 2941.1505 | 3701.0221 | 5476.1094 | 5159.9371 | 2893.459 | 473.8963
1360 | -509.623 | 230.0328 | 841.5531 | 2488.7986 | 624.7294 | 3659.9041 | 2536.0392 | 2718.1474 | 4350.9801 | 3431.5649 | 1657.7029 | 58.2726
1361 | -226.2726 | -577.6565 | 708.7266 | 4280.4889 | 5553.3082 | 3099.7487 | 2576.4535 | 5208.5253 | 4645.3751 | 1614.5508 | 1055.5821 | -298.1395
1362 | -877.4854 | 338.7334 | -832.8371 | -108.1116 | -738.8968 | 956.7974 | 1162.7952 | 1821.1581 | 3650.4683 | 250.2758 | 265.0958 | -541.5421
1363 | -378.8127 | -702.03 | 143.5274 | 663.7603 | 388.8315 | 2268.0965 | 2439.6906 | 2638.6004 | 2052.4595 | -627.0466 | 553.3713 | -184.7532
1364 | -823.3158 | -486.7914 | -423.3091 | -1075.9557 | -809.549 | -620.9986 | -1508.5482 | 170.8651 | 579.9627 | -101.9025 | -164.2723 | -1024.5221
1365 | 187.6283 | 2644.5136 | 1466.7861 | 3937.0701 | 4741.728 | 6547.3946 | 4319.078 | 4216.1986 | 5431.3497 | 2430.8771 | 2097.6497 | -341.556
1366 | -521.5008 | -126.6328 | 1615.4729 | 2559.8869 | 2457.1809 | 2869.6522 | 1836.6721 | 2319.8272 | 3547.1248 | 1877.0909 | 15.1307 | -731.2575
1367 | -571.3046 | 320.0732 | 949.5773 | 3212.8264 | 3927.9938 | 1102.5907 | 2840.1255 | 4088.8597 | 4591.462 | 2167.8381 | 594.8685 | -733.1336
1368 | -504.6405 | -134.8594 | 559.1972 | 1943.1298 | 426.1051 | 282.7977 | 1772.3487 | 2272.838 | 2966.6017 | 67.9186 | -25.6538 | -468.5172
1369 | -655.5221 | 472.4428 | -734.3875 | -98.8627 | -28.3967 | 9.9403 | -553.7156 | 2260.5625 | 1596.7735 | -222.9518 | 162.5162 | -329.0705
1370 | -861.6806 | 2423.8194 | 2715.7742 | 3539.5165 | 4607.2254 | 2221.9755 | 2066.7555 | 2701.5381 | 3757.6493 | 5229.8957 | 3113.9991 | -76.6066
1371 | -662.0037 | -247.3534 | 690.113 | 790.4868 | -94.1548 | 753.2924 | 1865.7304 | 2512.7394 | 2250.0208 | 672.0051 | 161.2268 | -93.7795
1372 | -623.9893 | -106.1584 | 1842.4462 | 4595.8073 | 5842.3294 | 3121.3548 | 2080.0442 | 3007.0614 | 6743.211 | 7216.6741 | 3348.2742 | 193.5638
1373 | -439.6915 | 558.4214 | 2518.9329 | 6549.8632 | 6483.2274 | 5380.1354 | 4115.4652 | 5871.3828 | 6938.3006 | 5439.1299 | 3789.6993 | 1076.6979
1374 | -422.6197 | 539.0478 | 264.482 | 254.2601 | 436.6584 | 313.5439 | 489.5051 | 1690.7291 | 3029.7722 | 1103.2366 | 798.498 | 319.413
1375 | 79.211 | 794.5676 | 1891.32 | 1479.5315 | 1740.9613 | 611.3919 | -580.2951 | 1707.3261 | 2580.0185 | 1873.9849 | 502.4588 | -547.4781
1376 | -862.731 | 31.4818 | 1076.2553 | 2653.6793 | 2482.6713 | 2773.6482 | 3813.0697 | 3962.6641 | 5811.6108 | 6106.7513 | 3316.433 | 19.608
1377 | -902.5823 | -122.2777 | -708.8457 | -825.4056 | -2291.2744 | -204.9956 | -330.7089 | 3103.1637 | 2761.5087 | 1550.4883 | 760.9602 | 64.7922
1378 | -1047.8363 | -401.3757 | -378.138 | -160.1806 | 815.6359 | -524.4202 | 1623.7423 | 2476.9472 | 5176.726 | 4210.9256 | 490.5352 | -348.7072
1379 | -222.7869 | 618.1147 | 887.6113 | 173.0731 | 881.4223 | 644.9957 | -336.3252 | 2791.8733 | 5581.5749 | 3495.7067 | 1098.0192 | 272.2279
1380 | -412.3485 | 1068.3981 | 3441.8988 | 1270.6792 | 819.1048 | 1029.485 | 2568.7486 | 3092.1771 | 4203.4267 | 2706.8931 | 1630.7839 | 112.5727
1381 | -240.938 | -388.9946 | 596.5066 | 4117.7319 | 5679.4822 | 3379.8141 | 2700.1082 | 5334.952 | 4796.9175 | 1685.477 | 952.5739 | -289.4479
1382 | 68.7015 | 856.5139 | 1822.1654 | 817.4173 | 1325.8812 | 705.9305 | -394.5766 | 1847.1418 | 2648.9546 | 1812.9919 | 691.7257 | -683.3163
1383 | -223.5722 | 586.7091 | 488.8653 | 1896.3551 | 239.651 | 3654.0897 | 2441.0705 | 2844.0424 | 4409.9631 | 3295.0715 | 1433.2526 | 187.4042
1384 | -194.8309 | 170.6711 | 885.5637 | 1506.1222 | 1259.1128 | 2680.2644 | 2647.2881 | 2985.9901 | 2201.9741 | -435.5573 | 649.4733 | -5.4668
1385 | -618.6754 | 129.5122 | -590.0706 | -1005.8189 | -1829.294 | -112.7365 | -271.5638 | 3026.039 | 3233.5349 | 1715.1478 | 1154.3324 | 43.7862
1386 | -522.9963 | 414.84 | 2555.5722 | 6128.6008 | 6692.6059 | 5307.626 | 3787.4549 | 5903.4144 | 6980.83 | 5392.6167 | 3695.6595 | 1214.7362
1387 | -866.617 | -53.0382 | 1218.6225 | 2607.8872 | 2756.1922 | 3175.0973 | 3857.8353 | 4072.4738 | 5996.9513 | 6191.6502 | 3248.3332 | 66.2748
1388 | -217.4724 | 655.4506 | 1724.2996 | 3939.881 | 4175.4127 | 1455.1274 | 2498.193 | 4287.6588 | 4740.8941 | 2554.0038 | 718.8228 | -481.3708
1389 | -539.6449 | 434.2435 | -334.5519 | 338.0603 | 57.3653 | 48.1492 | -364.9222 | 2293.3473 | 1658.9665 | -216.5533 | 293.6343 | -477.9027
1390 | -336.9536 | -67.2929 | 1791.3513 | 4965.4525 | 6004.6706 | 3123.3638 | 2451.0605 | 3026.196 | 6569.1217 | 7167.9589 | 3270.9325 | 385.0446
1391 | 158.3072 | 2731.5313 | 1204.8269 | 3634.5333 | 4527.7215 | 6749.7547 | 4298.6273 | 4258.8103 | 5353.6113 | 2181.3896 | 2109.3536 | -269.7387
1392 | 1730.391 | 1949.1239 | 1446.2581 | 1389.5705 | 2256.3233 | 1239.2287 | 124.3746 | 3886.2371 | 4610.2269 | 2760.5435 | 2460.3532 | 44.4038
1393 | -563.8809 | -33.7178 | 1628.1623 | 2631.7511 | 2247.9364 | 2904.648 | 1821.4784 | 2544.7236 | 3127.6758 | 1945.7413 | 172.2696 | -922.515
1394 | -943.8377 | -172.7667 | 819.4263 | 579.6975 | 340.2899 | 438.0656 | 1770.7439 | 2748.4373 | 2257.4 | 739.6715 | 106.2729 | -138.0606
1395 | -246.478 | -33.7499 | 601.9097 | 2413.5341 | 629.3021 | 412.7763 | 1821.5691 | 2277.7923 | 3063.3533 | 218.9167 | 14.9412 | -335.5586
1396 | -211.0441 | 1888.5916 | 3404.9858 | 3168.8727 | 2775.74 | 2795.6895 | 2334.5433 | 2582.6232 | 2406.235 | 2322.8773 | 1469.2612 | -342.5701
1397 | -524.6318 | 18.8787 | -450.8674 | -938.3975 | -332.6616 | -423.6675 | -1089.4274 | 742.776 | 746.0071 | 71.1487 | 260.5643 | -681.7905
1398 | -335.3677 | 553.8052 | 808.3603 | 140.8738 | 816.1778 | 558.6318 | -439.3813 | 2929.0957 | 5623.3475 | 3520.9286 | 1077.5733 | 230.0228
1399 | -631.2896 | 840.008 | 2766.7967 | 3816.5791 | 4060.4454 | 4606.5132 | 705.4451 | 581.2407 | 1302.4917 | -672.0838 | 449.0859 | -83.1093
1400 | -553.6654 | 644.1518 | 23.7297 | 421.1369 | -1352.671 | -786.7906 | -649.5392 | 954.8198 | 4942.4502 | 2115.8014 | 527.9231 | -540.8728
1401 | -253.3632 | 350.8807 | 3160.6219 | 1207.0182 | 564.1768 | 960.939 | 2846.2211 | 3015.2889 | 4221.9115 | 2648.2913 | 1378.8925 | -22.3442
1402 | -1005.1988 | -328.2734 | -564.0954 | -674.7851 | 379.859 | -183.2117 | 1458.1151 | 2236.4324 | 5213.2515 | 4173.0087 | 500.2089 | -397.9277
1403 | -829.5842 | 2103.3934 | 2536.339 | 3188.3934 | 4675.8094 | 2187.8414 | 1594.6703 | 2419.1071 | 3762.2119 | 4949.2533 | 3188.9688 | -291.0706
1404 | -484.8607 | -184.1963 | 1755.1111 | 4440.9727 | 5236.2139 | 4601.3947 | 1975.2836 | 2468.3909 | 4979.2038 | 5638.6168 | 4407.8997 | 556.7015
1405 | 243.0033 | 3198.3651 | 5873.3078 | 6514.3468 | 6980.8491 | 5945.9661 | 3052.5842 | 3420.1564 | 5412.7067 | 5470.6112 | 3334.1742 | 489.1004
1406 | -135.7784 | 459.0944 | 2724.5911 | 1795.5406 | 3591.3289 | 1164.3519 | 1852.1226 | 2355.658 | 5109.6475 | 3716.2201 | 2929.2703 | 331.8171
1407 | -452.1293 | 675.6856 | 413.055 | 829.7108 | 649.8287 | 245.4206 | 405.9766 | 1558.942 | 3205.7754 | 1003.8323 | 857.5069 | 464.9016
1408 | -585.6278 | 94.2879 | -81.9951 | 823.9593 | 2165.691 | 2069.5304 | 248.4741 | 1745.3012 | 4180.4508 | 2845.54 | 1293.0506 | 370.5006
1409 | -617.5188 | 377.7063 | -444.6698 | -268.0868 | 40.2591 | -226.5514 | -2.2203 | 1951.4544 | 1729.8822 | 217.0411 | 530.2 | -340.224
1410 | -533.8184 | 583.8432 | -270.6721 | 310.4698 | -543.5196 | 1625.1522 | 1400.0602 | 2047.1727 | 3752.8508 | 62.7235 | 451.8381 | -589.6977
1411 | -659.2208 | 384.306 | -585.9127 | -107.1447 | -191.3987 | -68.087 | -842.6821 | 2146.0486 | 1581.4885 | -476.1335 | 216.5205 | -395.4893
1412 | -655.6713 | -211.4067 | 1339.626 | 4459.8115 | 5616.1775 | 3173.2369 | 2807.4046 | 3022.0312 | 6554.066 | 7215.9568 | 3458.9254 | 392.6999
1413 | -362.2249 | -624.2775 | 659.1442 | 3916.2547 | 5665.0884 | 3339.9387 | 2523.0507 | 5420.823 | 4748.1246 | 1756.5187 | 1052.2513 | -93.6957
1414 | -905.5705 | 72.2996 | -443.3805 | -542.6145 | -1102.5798 | -832.9278 | -836.8003 | 630.2252 | 4485.3067 | 1993.8983 | 623.965 | -900.5087
1415 | -619.0228 | 205.4142 | -352.5159 | 214.5246 | -771.9476 | 1052.2311 | 1417.0771 | 1984.0324 | 3580.2886 | 46.7971 | 561.7759 | -615.2526
1416 | 155.7428 | 639.8733 | 1887.7122 | 1103.3177 | 1632.9818 | 496.2863 | -577.5282 | 1449.7238 | 2855.6071 | 1890.9461 | 687.32 | -458.309
1417 | -1399.8358 | -759.1755 | -580.7351 | -678.9812 | 286.9187 | -73.05 | 1743.5193 | 2522.3591 | 5179.0863 | 4340.4773 | 456.0225 | -379.6835
1418 | -256.6776 | 564.9333 | 2807.0476 | 6774.5425 | 6846.7339 | 5376.1301 | 4044.7453 | 6066.8575 | 7151.7283 | 5484.003 | 3689.8699 | 1116.0038
1419 | 1444.2965 | 1985.535 | 1456.4132 | 1583.8513 | 2675.7184 | 1553.2794 | 153.627 | 3738.593 | 4717.6391 | 2937.996 | 2365.7658 | -172.4323
1420 | -262.0767 | -161.3082 | 1783.3161 | 2826.879 | 2572.4196 | 2934.5014 | 1879.4451 | 2182.951 | 3148.0599 | 1937.8494 | -66.6406 | -1109.2937
1421 | -722.0122 | 385.7428 | -711.6395 | -654.2649 | -55.9045 | -82.7481 | -245.8682 | 1727.5419 | 1928.6691 | 83.8036 | 501.974 | -255.4352
1422 | -686.1801 | 146.0493 | 634.7321 | -13.6234 | -0.046784 | 845.8485 | 1612.2347 | 2634.6262 | 1877.9855 | 602.3899 | 175.6889 | 19.6223
1423 | -455.5602 | 330.6553 | 297.4466 | 1603.59 | 186.7859 | 3579.7845 | 2513.4798 | 2704.3808 | 4424.9173 | 3321.4894 | 1498.5518 | 102.3743
1424 | -802.5645 | 595.419 | 2481.7449 | 3662.103 | 3687.9925 | 4258.584 | 728.3098 | 779.3808 | 965.0173 | -1001.3789 | 185.7504 | -330.2108
1425 | 52.8852 | 2311.8583 | 3367.6747 | 3076.8333 | 2757.2114 | 2358.6046 | 2506.2898 | 2748.1991 | 2398.3889 | 2209.8232 | 1536.4472 | -256.5521
1426 | 215.6452 | 2727.4384 | 1693.005 | 4505.252 | 4957.4435 | 6758.3765 | 4647.1093 | 4441.6769 | 5577.2951 | 2443.8016 | 2073.7481 | -270.9528
1427 | -273.1958 | 560.0888 | 1059.8719 | 763.8448 | 771.0157 | 644.2046 | -341.4255 | 2940.8447 | 5808.0284 | 3394.4269 | 1180.8205 | 312.0356
1428 | 248.3359 | 3414.1739 | 6053.5901 | 6423.7812 | 7130.0912 | 6113.9354 | 3162.0089 | 3539.3735 | 5072.372 | 5705.7101 | 3171.8684 | 552.1235
1429 | -1209.128 | 2236.1188 | 2641.2787 | 3315.0181 | 4554.4552 | 2056.6551 | 1808.7799 | 2599.7841 | 4027.4878 | 5190.0841 | 3295.8407 | -178.1831
1430 | -640.6842 | -493.7912 | -23.9748 | 1546.2218 | 94.3673 | -156.2174 | 1576.3865 | 1965.9056 | 2908.2419 | 172.1002 | -92.2393 | -690.0344
1431 | -489.5574 | 104.8218 | 22.125 | -411.6322 | -335.4185 | -696.9067 | -1349.3439 | 563.5691 | 667.7876 | -96.6804 | 152.9654 | -690.3822
1432 | -377.4811 | 71.3202 | 2672.3127 | 1782.3236 | 3635.2796 | 1274.6189 | 1830.2508 | 2146.7241 | 5179.2459 | 3950.9769 | 2922.8216 | 264.9998
1433 | -299.8774 | -180.4969 | 872.1466 | 1148.6662 | 1007.3744 | 2716.7435 | 2478.2871 | 2793.5287 | 2343.5872 | -54.7072 | 668.3122 | 68.399
1434 | -272.1161 | 184.7317 | 1403.5442 | 2467.661 | 2833.8723 | 3137.6554 | 4059.8743 | 4170.852 | 5799.0535 | 5887.4379 | 3052.6701 | -97.8346
1435 | -943.6714 | -212.0471 | -801.4154 | -836.0633 | -1922.3652 | -213.6105 | -485.8414 | 3020.4886 | 2828.8981 | 1371.3504 | 681.0618 | 9.6109
1436 | -651.5235 | -254.6493 | 1324.6988 | 4697.5934 | 4796.3563 | 4420.8631 | 1920.7398 | 2506.0049 | 5016.7715 | 5707.4872 | 4485.8811 | 313.3861
1437 | -418.1271 | 581.0955 | 3095.2894 | 1351.681 | 716.8244 | 755.7952 | 2512.8394 | 3065.4999 | 4193.4982 | 2585.2897 | 1464.742 | 212.244
1438 | -964.4478 | -289.7314 | -463.4054 | 733.7067 | 1912.6333 | 1959.5594 | 19.072 | 1562.0918 | 4031.6146 | 2537.0561 | 775.7424 | 108.9565
1439 | -236.4283 | 414.6373 | 1368.5749 | 3270.1805 | 4385.029 | 1353.5091 | 3061.4369 | 4413.5917 | 4807.6287 | 2387.3489 | 720.1938 | -549.408
1440 | -867.0491 | 435.5453 | 31.357 | 524.5133 | 475.3074 | 2.131 | 318.6948 | 1698.2637 | 3196.2813 | 1034.1529 | 841.2077 | 344.0035
1441 | -866.3922 | 230.1509 | -633.6483 | -529.1981 | -49.3745 | -27.0856 | -9.5262 | 1802.257 | 1755.3831 | -25.6789 | 582.7754 | -263.8344
1442 | -699.148 | -164.2582 | -421.3112 | -373.4325 | -1695.6191 | -151.2876 | -218.2324 | 3086.6112 | 2949.9787 | 1729.5102 | 1012.2638 | 69.6712
1443 | -366.9018 | 426.2403 | 947.2322 | 730.9029 | 643.011 | 109.8726 | -409.9351 | 2872.1024 | 5395.2798 | 3458.0617 | 1126.5966 | 263.3055
1444 | -562.0507 | 523.642 | 2864.5272 | 6317.2459 | 7195.6476 | 5411.5569 | 3911.8303 | 6236.0603 | 7016.3603 | 5742.6359 | 3802.0116 | 1115.1375
1445 | -829.3981 | 761.2035 | 74.1826 | 158.9977 | -633.5234 | 1482.8611 | 1207.7042 | 1966.6767 | 3735.1927 | 201.3745 | 419.3575 | -558.2858
1446 | -900.4084 | -322.4028 | -869.051 | -448.5631 | -102.9028 | -701.5653 | 1395.2059 | 2545.8105 | 4939.6431 | 4130.4105 | 30.2047 | -583.0893
1447 | 230.3446 | 2508.229 | 1472.9832 | 4106.5351 | 4550.2854 | 6401.6383 | 4463.1211 | 4371.5775 | 5443.1675 | 2233.1972 | 1926.1659 | -399.2307
1448 | -243.2338 | 1992.0315 | 3111.8144 | 2980.4029 | 2717.6182 | 2626.5947 | 2391.8257 | 2673.9401 | 2129.4869 | 2112.2648 | 1633.3569 | -113.6505
1449 | -303.7638 | 687.0298 | 3316.0695 | 1547.9315 | 849.9492 | 967.1794 | 1978.2917 | 2875.2894 | 3997.2551 | 2705.0112 | 1597.6218 | 104.2323
1450 | -691.383 | 112.1152 | -176.6715 | 1047.9491 | 2191.9012 | 2110.5887 | 202.6943 | 1753.4273 | 3852.6037 | 2796.6962 | 946.6343 | 236.3036
1451 | -550.1377 | 874.7442 | 2445.1928 | 3800.9372 | 3958.0626 | 4637.7225 | 740.0836 | 835.4573 | 898.2215 | -740.5894 | 222.6552 | -479.038
1452 | -537.0183 | 29.6288 | 445.6326 | 2047.5174 | 530.3583 | 3747.0693 | 2658.7431 | 2735.6568 | 4093.4255 | 3567.5627 | 1566.6994 | 293.4957
1453 | -457.4617 | -71.2079 | 1607.4624 | 4682.7855 | 5599.7187 | 3086.8235 | 2824.2476 | 2963.502 | 6636.4724 | 7202.5323 | 3205.479 | 94.9988
1454 | -222.826 | 670.8212 | 2803.1332 | 1815.7071 | 3478.9438 | 1272.5027 | 1766.0121 | 2227.0323 | 4999.4197 | 3740.9438 | 2938.6558 | 192.3754
1455 | -469.9328 | 255.2819 | 1252.1724 | 2529.3849 | 3081.7264 | 3301.1353 | 3900.3957 | 3959.4705 | 5869.6462 | 5910.1452 | 3203.2126 | -27.4341
1456 | 1818.3478 | 1997.9177 | 1670.5005 | 1294.3935 | 2728.5368 | 1681.6655 | 241.5672 | 3851.602 | 4844.778 | 3019.4991 | 2194.8702 | 120.9106
1457 | -381.4025 | 667.3328 | 241.8592 | 162.0531 | 184.7629 | 24.8198 | 569.396 | 1723.2381 | 2752.1927 | 849.9034 | 465.5854 | 476.0421
1458 | -566.4405 | 412.7927 | -673.7419 | 57.9606 | -39.1895 | -62.0879 | -345.79 | 2382.9249 | 1748.9817 | -327.7787 | 236.0821 | -333.6641
1459 | -306.9319 | -368.2381 | 807.4314 | 1059.2735 | 935.6497 | 2687.3934 | 2546.1067 | 2820.6738 | 2313.5478 | -176.181 | 633.155 | -49.1421
1460 | -10.1483 | 761.1251 | 1978.1171 | 1502.3611 | 1514.7793 | 785.0169 | -447.8413 | 1883.8218 | 2793.8359 | 1748.1146 | 746.2294 | -465.5662
1461 | -1170.65 | -143.7774 | 714.9739 | 765.9502 | 95.8991 | 728.4236 | 1577.2804 | 2362.9327 | 2221.3822 | 673.6692 | 191.5979 | 63.6865
1462 | -872.9119 | 2551.7819 | 2588.9552 | 3366.7344 | 4717.3845 | 2449.7021 | 2009.8687 | 2764.619 | 4055.2628 | 5246.6926 | 3270.1276 | -224.7397
1463 | 464.1619 | 3530.4235 | 5829.2474 | 6514.1471 | 7182.3561 | 6194.8334 | 3085.1717 | 3607.6875 | 5327.8915 | 5392.1463 | 3033.5848 | 704.7311
1464 | -503.3887 | 258.2246 | 1131.6454 | 3170.8225 | 4050.0522 | 1194.3032 | 2802.9182 | 3994.7906 | 4486.7683 | 2063.1048 | 413.66 | -849.239
1465 | -362.3353 | -153.0746 | 1214.1028 | 4441.8625 | 4925.1043 | 4709.4464 | 1997.942 | 2802.9877 | 5135.0638 | 5769.8638 | 4515.0909 | 441.1422
1466 | -279.8534 | -393.5456 | 275.5487 | 1777.9875 | 385.6169 | 271.9979 | 1758.8456 | 2204.3317 | 3081.9646 | 274.9322 | 13.7509 | -531.8118
1467 | -569.2073 | 180.4062 | 1654.5353 | 2671.9019 | 2396.44 | 2786.7934 | 1574.2016 | 2317.9249 | 3272.9489 | 1814.2292 | 106.8613 | -920.4213
1468 | -408.896 | 412.0548 | -213.0828 | -101.1511 | -1090.1287 | -531.1459 | -508.2854 | 754.2481 | 4927.6701 | 2001.1722 | 820.4747 | -236.0129
1469 | -253.7463 | -263.0425 | 775.2309 | 4120.9153 | 5895.1493 | 3043.8271 | 2294.2908 | 5342.5914 | 4730.7218 | 1750.7864 | 977.8395 | -364.1783
1470 | -756.5322 | -90.3523 | -213.0064 | -655.5135 | -495.6188 | -735.5205 | -1719.3302 | 732.1815 | 924.0295 | 119.9982 | 130.7802 | -706.4445
1471 | -805.0174 | 2070.1951 | 2785.0606 | 3506.8026 | 4386.7721 | 2295.0479 | 1928.0228 | 2694.2594 | 3655.4134 | 5169.059 | 3307.3185 | 3.1042
1472 | -1193.4308 | -492.2028 | -595.2577 | -166.2102 | 553.5312 | -288.1354 | 1481.1459 | 2448.2754 | 5134.502 | 4193.194 | 477.7149 | -457.9132
1473 | 64.6786 | 588.4161 | 1857.9222 | 1534.7553 | 1229.5987 | 713.3365 | -393.8612 | 2051.8697 | 2783.8546 | 1634.5446 | 629.0939 | -586.1694
1474 | -481.2524 | 308.4991 | -216.0264 | 325.7061 | -898.0616 | -670.977 | -772.7553 | 704.1966 | 4855.9529 | 2205.2768 | 545.7372 | -379.6802
1475 | -480.9305 | -167.7935 | 698.1617 | 2201.8263 | 601.9818 | 429.5367 | 1885.0338 | 2244.0752 | 3032.476 | 237.2005 | -15.096 | -386.2501
1476 | -527.6965 | 784.3577 | 2745.0136 | 3552.3682 | 4183.6269 | 4617.7152 | 758.0407 | 983.8419 | 1088.8787 | -739.1105 | 311.0889 | -195.1941
1477 | -409.5639 | -83.5368 | 1548.9935 | 4853.6129 | 5586.1981 | 3083.6157 | 2754.6616 | 2815.7884 | 6741.5501 | 7193.579 | 3104.7358 | 174.496
1478 | -273.5599 | -377.6817 | 861.8176 | 4171.3985 | 5683.9633 | 3367.4288 | 2476.5086 | 5350.6137 | 4553.5683 | 1702.5979 | 1058.3178 | 2.0956
1479 | 82.4492 | 2680.9411 | 1246.9735 | 3756.0538 | 4382.498 | 6688.83 | 4512.3667 | 4259.2996 | 5045.2204 | 2063.9485 | 1880.6789 | -234.36
1480 | -571.429 | -73.9463 | 365.0529 | 1486.3868 | 46.6526 | 3229.4793 | 2148.9308 | 2506.5608 | 4124.5512 | 3437.8123 | 1385.4602 | 8.9989
1481 | -656.045 | -16.8313 | -255.0324 | 993.6273 | 2279.8848 | 2134.7725 | 309.8056 | 1915.9192 | 4325.4197 | 2934.7732 | 1319.6506 | 400.464
1482 | 293.2332 | 3578.6847 | 5683.6899 | 6328.4076 | 6953.3661 | 5795.6769 | 2884.331 | 3421.1799 | 5257.9151 | 5411.076 | 2977.9501 | 523.8059
1483 | 1686.4314 | 2101.6944 | 1461.6764 | 1821.7041 | 2673.6146 | 1548.05 | -118.8459 | 3965.427 | 4624.6132 | 3027.7699 | 2446.5352 | 76.9206
1484 | -705.6282 | 8.4584 | -871.847 | -1187.5499 | -1627.3574 | -60.0461 | -423.7763 | 2843.6517 | 2868.6675 | 1401.1349 | 715.1201 | -151.8003
1485 | -473.8298 | 838.8471 | 2790.6517 | 6643.0571 | 7077.9985 | 5458.1803 | 4212.5283 | 6104.8238 | 7210.6127 | 5762.63 | 3892.9132 | 1252.8304
1486 | 40.8132 | 2355.9014 | 3332.2434 | 2727.295 | 2691.8639 | 2633.4226 | 2437.4437 | 2492.7254 | 2280.4962 | 2299.814 | 1619.4648 | -344.906
1487 | -693.0222 | 616.9552 | 76.3157 | 362.055 | 453.5975 | -37.9552 | 310.6783 | 1636.8478 | 2577.4276 | 643.8135 | 628.9919 | 321.5639
1488 | -411.9537 | 494.4824 | 3205.3708 | 1499.4236 | 387.6773 | 710.0765 | 2515.2687 | 2813.1008 | 4181.3425 | 2603.3896 | 1474.8805 | 167.3367
1489 | -365.9595 | -475.5646 | 864.7027 | 1404.5837 | 1066.8243 | 2637.5047 | 2756.0355 | 2897.6841 | 2452.9133 | 27.0618 | 730.5912 | 79.4958
1490 | -883.3182 | 72.1393 | 609.4261 | 570.2702 | 394.9814 | 497.241 | 1622.4291 | 2488.1006 | 2175.2513 | 325.5999 | 79.1376 | 64.2279
1491 | -739.6854 | 75.0379 | 1042.6289 | 2381.0879 | 2334.4151 | 2691.0761 | 3537.4061 | 3803.4733 | 5640.6439 | 5922.8326 | 3153.1841 | -225.5849
1492 | -342.5336 | 378.6112 | 1651.9797 | 3810.9152 | 4361.1184 | 1408.2855 | 2786.976 | 4394.0048 | 4616.9306 | 2480.6948 | 572.8511 | -545.1036
1493 | -408.8476 | -42.2924 | 2292.6165 | 1879.4951 | 3206.9016 | 1039.4745 | 1668.288 | 2070.0865 | 5088.387 | 3898.9086 | 2873.5669 | 217.8191
1494 | -693.6113 | 131.7 | -391.7329 | -55.8483 | -1269.4237 | 1356.9603 | 1277.2366 | 1884.5288 | 3762.3576 | 250.2386 | 448.4437 | -946.6974
1495 | -565.4172 | -97.9878 | -123.2678 | -752.2686 | -735.5957 | -652.6603 | -1254.2435 | 508.3746 | 682.7511 | 51.8844 | 327.6096 | -714.2869
1496 | -635.2951 | 274.6587 | -500.4159 | 156.7828 | 431.6818 | 47.978 | -317.8408 | 2321.1536 | 1534.7698 | -451.6468 | 436.1619 | -141.0765
1497 | -805.9293 | -145.0828 | 1558.4277 | 4133.0644 | 4840.4789 | 4426.5959 | 1668.1961 | 2709.6831 | 5112.0744 | 5732.3853 | 4256.894 | 413.2496
1498 | -816.6641 | 438.8973 | -402.3982 | -357.4955 | -27.3238 | 2.2404 | 21.6694 | 1887.9154 | 1770.82 | 106.3182 | 365.9556 | -447.5152
1499 | -489.1969 | -75.4325 | 1551.6723 | 2404.9979 | 2480.6725 | 2835.9497 | 1813.1542 | 2288.5616 | 3404.3859 | 1802.0504 | -20.4089 | -892.4996
1500 | -361.0547 | 724.3201 | 665.7996 | 439.9935 | 812.9726 | 380.5903 | -592.8543 | 2918.5394 | 5521.2134 | 3330.2145 | 1344.5483 | 176.5858
1501 | 160.0803 | 715.0437 | 1339.362 | 1472.5223 | 1611.4331 | 912.8909 | -483.9299 | 1825.4751 | 2964.3575 | 1923.492 | 579.9503 | -851.5725
1502 | -439.6638 | -77.6321 | 841.8093 | 1043.4413 | 348.5004 | 2656.043 | 2745.5655 | 2821.8675 | 2277.7046 | -573.114 | 588.7854 | 76.9649
1503 | -520.2119 | 308.3076 | -85.0692 | 179.0306 | -1390.6498 | -1076.7192 | -861.0968 | 461.4874 | 4600.0769 | 2011.1821 | 413.7178 | -411.4653
1504 | 315.5963 | 3308.674 | 5768.9425 | 5980.4858 | 7066.0934 | 5876.991 | 2916.6438 | 3395.3589 | 5577.5848 | 5323.4361 | 3108.178 | 397.1762
1505 | -218.8961 | 36.8136 | 135.4069 | 2207.3755 | 279.6696 | 299.6259 | 1597.1607 | 2185.3732 | 2914.6799 | 154.5609 | -105.818 | -568.5908
1506 | -714.9699 | 174.3182 | -643.6922 | -625.2055 | -35.1371 | 235.7861 | -2.4729 | 1967.1723 | 1839.5829 | 262.0177 | 595.7174 | -362.8704
1507 | -109.517 | 2157.0428 | 3451.9447 | 3176.0518 | 2273.2065 | 2535.6106 | 2162.2223 | 2921.4169 | 2272.2297 | 2149.412 | 1312.4085 | -421.1479
1508 | -624.661 | 334.4178 | 1018.738 | 2290.5672 | 2567.3228 | 2879.2506 | 3610.8506 | 3900.4162 | 5834.3001 | 5953.0849 | 3348.6274 | 20.5234
1509 | -723.1561 | 578.3148 | -457.2356 | -466.4194 | -834.2824 | 1521.5951 | 1322.6355 | 1975.7065 | 3710.4258 | -35.2296 | 546.3824 | -684.4606
1510 | -566.8517 | 171.2116 | -758.4019 | 147.2729 | 206.6082 | 97.3034 | -280.9575 | 2407.7225 | 1858.0328 | -308.1479 | 454.1423 | -359.4562
1511 | -119.1609 | 297.5254 | 2461.9623 | 1761.6122 | 3200.7203 | 947.3186 | 1970.3741 | 2328.9163 | 4953.6128 | 3740.0373 | 2987.7158 | 164.2435
1512 | -512.7729 | 92.6524 | 393.9214 | 2502.2883 | 446.7885 | 3325.8677 | 2413.7472 | 2758.8043 | 4470.9902 | 3545.605 | 1514.6597 | 103.6566
1513 | -998.0799 | -301.1242 | -409.6937 | -161.5492 | 370.5736 | -278.3457 | 1958.738 | 2634.113 | 5095.4298 | 3817.6001 | 453.121 | -178.3486
1514 | -359.2973 | 319.2824 | 1240.6304 | 3627.8939 | 4200.6709 | 1412.6211 | 2758.7358 | 4240.1502 | 5023.7635 | 2451.7484 | 708.8388 | -758.8285
1515 | -721.4647 | -96.4892 | 641.9701 | 416.4156 | 373.2581 | 803.8433 | 1256.9848 | 2510.2889 | 2260.3403 | 623.6018 | 23.3594 | -62.7734
1516 | -437.1084 | 405.9643 | 241.4735 | 324.1647 | 589.7317 | 194.6751 | 414.8988 | 1727.9624 | 3088.5092 | 850.2379 | 239.9351 | 368.327
1517 | -479.0972 | -2.8132 | 1443.5145 | 4884.3975 | 4795.5951 | 4407.9324 | 1645.0938 | 2628.2949 | 5018.3444 | 5590.5228 | 4104.6196 | 354.7636
1518 | -287.9418 | 511.7147 | 3317.6547 | 1420.7294 | 742.2079 | 774.8138 | 2575.7753 | 3122.0446 | 4235.0637 | 2494.9191 | 1257.8272 | 188.9788
1519 | -629.7006 | 87.5407 | -46.0098 | -589.4601 | -619.6494 | -480.7103 | -1163.7773 | 631.1991 | 502.2475 | -50.1413 | 300.788 | -529.8361
1520 | -672.1537 | 682.7715 | 3170.288 | 7178.2716 | 7275.5588 | 5471.9539 | 3928.5532 | 5882.1867 | 7286.5058 | 5700.5584 | 3963.045 | 1275.719
1521 | -738.5532 | 2149.7644 | 2513.6469 | 2915.5657 | 4532.369 | 2146.9324 | 1785.1082 | 2574.3853 | 3928.9505 | 5078.2017 | 3143.7757 | -261.1942
1522 | -487.7239 | 870.6368 | 2939.3488 | 3842.642 | 4286.2738 | 4810.1543 | 802.5269 | 917.5827 | 1209.4399 | -744.8732 | 55.2748 | -409.4661
1523 | -306.0586 | -571.9536 | 504.928 | 4288.6243 | 5473.5572 | 2810.0933 | 2414.0294 | 5471.291 | 4483.1087 | 1391.9537 | 594.5561 | -421.0951
1524 | -935.6608 | -13.7131 | -848.3719 | -804.003 | -1814.5665 | 27.6532 | -239.0669 | 3000.9385 | 3138.8271 | 1664.2061 | 984.3358 | 132.8503
1525 | -533.7235 | -99.4415 | 1543.2051 | 2459.1441 | 2198.6987 | 2634.9368 | 1504.2101 | 2169.6789 | 3297.3376 | 1611.0739 | -222.7253 | -986.236
1526 | -332.1109 | 685.9013 | 814.9064 | 483.0345 | 757.3361 | 588.1229 | -667.1485 | 2133.7354 | 5292.442 | 3438.609 | 985.2437 | 47.0991
1527 | 1592.5103 | 2112.8094 | 1537.9286 | 1489.9273 | 2865.1247 | 1782.2093 | -283.1861 | 4067.7257 | 4907.6828 | 2978.7225 | 2388.4944 | 52.4222
1528 | -594.1263 | 187.4107 | -258.3033 | 947.9448 | 2383.6005 | 2140.4037 | 155.9978 | 1736.8828 | 4172.4498 | 2641.2568 | 813.2322 | 357.9044
1529 | 157.4396 | 2616.5485 | 1377.2096 | 3712.811 | 4609.647 | 6685.549 | 4428.9035 | 4396.6002 | 5464.2219 | 2315.0453 | 1876.3324 | -458.2676
1530 | -1081.9215 | -422.9306 | 1200.8652 | 4352.436 | 5381.9797 | 2639.2964 | 2291.9263 | 2739.0871 | 6320.4554 | 6960.0976 | 3199.4118 | 74.6106
1531 | -492.7546 | 125.4478 | 1543.5494 | 2659.795 | 2339.3348 | 2795.3208 | 1620.5956 | 1890.7036 | 3421.1062 | 1692.3992 | 305.5026 | -872.6017
1532 | -802.0736 | 2326.3161 | 2854.9889 | 3503.4821 | 4597.8403 | 1734.3891 | 1820.4285 | 2591.0504 | 3615.7568 | 5034.709 | 3135.1707 | -159.7101
1533 | -514.1552 | -320.4959 | 467.6179 | 1431.5622 | 669.6088 | 2492.3314 | 2759.2781 | 2953.7657 | 2408.6205 | -484.6135 | 668.5383 | -41.7395
1534 | 157.2104 | 3211.6542 | 6054.6403 | 6697.0802 | 7017.2525 | 6276.459 | 3179.382 | 3612.4688 | 4943.3785 | 5513.0772 | 3101.2163 | 516.6882
1535 | 55.84 | 932.1849 | 1845.2169 | 1240.1671 | 1535.5058 | 446.9837 | -533.7358 | 1959.7964 | 2811.1402 | 1694.9887 | 571.5597 | -559.7129
1536 | 1525.0205 | 1758.8525 | 1302.5606 | 1291.0896 | 2817.3496 | 1577.8391 | 125.6275 | 3968.3416 | 4437.8828 | 3136.6866 | 2400.2364 | 230.985
1537 | -436.8455 | -71.6431 | 1307.3058 | 4312.2381 | 5366.7402 | 3139.4972 | 2589.8345 | 3029.6774 | 6597.6285 | 7064.8903 | 3138.3211 | -26.7205
1538 | -127.4569 | 2054.1538 | 3247.828 | 2850.7554 | 2266.1752 | 2593.3281 | 2495.3456 | 3015.7375 | 2341.1225 | 2034.9231 | 1662.7672 | -227.8159
1539 | -394.9009 | 532.9472 | -402.8024 | 25.5885 | -859.6338 | 1481.0403 | 1127.1353 | 2109.386 | 3763.4847 | 368.9005 | 424.5084 | -626.1043
1540 | -530.8486 | 577.8263 | 319.9556 | 446.0586 | 261.2586 | -8.4732 | 275.1398 | 1859.5718 | 3027.8595 | 770.1447 | 571.8425 | 351.1171
1541 | -343.4835 | 411.2016 | 2575.5335 | 2013.1134 | 3408.786 | 682.8882 | 1828.6708 | 2232.217 | 5059.0578 | 3687.6342 | 2717.116 | 200.2939
1542 | -1165.7003 | -309.0408 | -486.9906 | -120.9337 | 446.0656 | -266.9748 | 1693.3614 | 2669.9553 | 5312.9193 | 4429.789 | 441.3734 | -416.6377
1543 | 179.1203 | 2905.1465 | 1475.1921 | 4326.1215 | 4846.4411 | 6746.0768 | 4602.0236 | 4375.7005 | 5564.2625 | 2392.3256 | 2086.2633 | -225.0062
1544 | -302.9321 | 57.9622 | 91.6341 | -97.9997 | -1050.8259 | -863.7269 | -775.4636 | 756.5755 | 4874.282 | 2203.5588 | 736.289 | -307.8079
1545 | -522.9406 | -46.9672 | 1728.8456 | 4882.9353 | 5336.5858 | 4695.1851 | 1903.3145 | 2493.6864 | 5192.2896 | 5829.5441 | 4334.891 | 454.6831
1546 | -716.9889 | -64.1094 | 989.5194 | 2653.1804 | 2785.8713 | 3088.0171 | 3826.6983 | 4097.409 | 5608.2848 | 5989.3581 | 3491.7537 | 171.2718
1547 | -471.9694 | 699.6455 | 2919.717 | 4264.6378 | 4397.5562 | 4793.4398 | 985.7769 | 1247.4046 | 1052.5827 | -969.8092 | 331.5224 | -279.2785
1548 | -46.954 | 368.2839 | 1404.4586 | 3729.034 | 4585.9655 | 1219.3299 | 2797.2438 | 4326.555 | 4819.1759 | 2381.8207 | 573.4154 | -672.3451
1549 | -450.2394 | 400.71 | 888.4599 | 482.8285 | 690.5488 | 253.3962 | -690.6443 | 2499.7152 | 5376.212 | 3120.0359 | 969.0272 | 99.2958
1550 | -753.1566 | 160.0479 | -643.6526 | -846.9174 | -8.6475 | -95.4052 | -215.8775 | 1629.3052 | 1680.1709 | 98.8557 | 625.6182 | -325.449
1551 | -633.1771 | -455.5438 | 582.5854 | 3941.2454 | 5511.7305 | 3157.4181 | 2531.1603 | 5309.6659 | 4638.8497 | 1730.469 | 918.3525 | -215.095
1552 | -586.4417 | -95.3267 | -583.5536 | -1145.9338 | -1883.3313 | -6.6596 | -112.4113 | 3052.386 | 3117.5295 | 1531.1552 | 1078.2783 | 182.2142
1553 | -657.3963 | -119.5479 | 257.066 | 632.9594 | 424.5954 | 615.3444 | 1452.5354 | 2022.8928 | 2331.6019 | 724.2093 | 397.3978 | 131.0047
1554 | -346.8132 | 454.7185 | 2580.1939 | 6792.2632 | 7372.9012 | 5623.8088 | 4268.4385 | 6109.1353 | 7226.6144 | 5752.075 | 3884.4438 | 1329.5157
1555 | -904.3929 | 2.9981 | -369.9252 | 364.816 | 2267.3304 | 2423.8967 | 159.0201 | 1810.5513 | 4159.7571 | 2713.2108 | 559.6699 | 255.9822
1556 | -396.0198 | -209.0314 | 469.7403 | 1819.3684 | 79.1729 | 255.3186 | 1894.459 | 2253.3116 | 3181.6687 | 131.9413 | 301.2025 | -244.8916
1557 | -508.1656 | 553.103 | 378.5795 | 2200.8042 | 531.6355 | 3609.8534 | 2677.9379 | 2834.684 | 4529.3438 | 3524.9328 | 1633.1205 | 277.981
1558 | -950.8042 | 383.6794 | -681.9294 | -271.3599 | 122.6491 | 8.4523 | -620.0535 | 2150.7097 | 1679.0742 | -298.9296 | 285.5231 | -100.3962
1559 | -323.0992 | 619.3747 | 3045.4518 | 1436.0882 | 730.6843 | 691.468 | 2673.058 | 2751.2777 | 4012.2512 | 2475.1809 | 1315.6583 | 192.1407
1560 | -522.1841 | -37.8295 | -8.8669 | -569.9177 | -679.0674 | -560.8995 | -1142.8178 | 545.6482 | 848.5237 | 33.2827 | 244.5516 | -743.687
1561 | 145.1977 | 708.5926 | 2061.5157 | 715.319 | 1287.6131 | 720.0899 | -345.4605 | 1665.5465 | 2789.9451 | 1578.2272 | 450.3703 | -654.4591
1562 | -230.0267 | 360.4356 | 913.1938 | 734.5168 | 642.3789 | 401.8893 | -396.4548 | 3086.3621 | 5525.8063 | 3364.3415 | 1099.3385 | 244.377
1563 | -390.0744 | -10.0728 | 102.3397 | 2024.9311 | 261.21 | 211.9877 | 1826.4162 | 2394.3851 | 2902.544 | 158.9976 | 160.0298 | -299.7669
1564 | -369.1346 | 357.9927 | 1832.7765 | 2774.0433 | 2654.6751 | 2893.4383 | 2093.7908 | 2444.4753 | 3354.7252 | 1937.8208 | -174.2942 | -1026.7151
1565 | -1261.5329 | 558.6286 | -768.9492 | -540.4036 | 14.1107 | 58.7796 | -180.0738 | 1645.5636 | 1937.6497 | 209.5533 | 457.357 | -375.4752
1566 | -273.7837 | 236.7416 | 1422.4524 | 3097.5145 | 2373.398 | 3137.1425 | 3879.4375 | 4008.7374 | 5762.5811 | 6204.1836 | 3360.3314 | 85.131
1567 | -600.2443 | 138.541 | -26.7345 | 322.2062 | -973.2322 | -909.6886 | -974.5271 | 562.403 | 4706.111 | 2245.728 | 743.3042 | -413.006
1568 | -352.9997 | -464.1952 | 747.5498 | 4336.61 | 5650.5166 | 3322.5317 | 2572.8065 | 5333.964 | 4813.2859 | 1727.1473 | 964.6967 | -211.5899
1569 | -771.857 | -456.4166 | 1605.2969 | 4911.4608 | 5057.7858 | 4418.1361 | 2018.7771 | 2626.829 | 5012.6948 | 5719.3506 | 4215.8429 | 402.5837
1570 | -681.0296 | -82.2838 | -297.7157 | -627.9096 | -539.8063 | -686.3523 | -1232.7679 | 582.9924 | 745.4226 | -54.1259 | 151.0891 | -796.0736
1571 | -784.6824 | 144.9039 | 129.2932 | 1878.1969 | 81.5467 | 3573.1591 | 2365.9596 | 2834.1982 | 4507.8587 | 3406.3024 | 1583.4006 | 324.6539
1572 | -302.0893 | 252.4395 | 1363.4646 | 4703.4315 | 5859.7166 | 3351.6682 | 2731.7027 | 2974.8865 | 6497.3314 | 6959.9309 | 3005.0457 | 162.1508
1573 | -639.7191 | 687.7913 | 2441.1103 | 3706.6774 | 4117.0836 | 4473.7618 | 524.9874 | 771.4519 | 1179.9477 | -974.3602 | -75.8427 | -533.4487
1574 | -906.522 | 2175.0634 | 2745.1085 | 3257.1121 | 4843.0972 | 2340.0109 | 1915.308 | 2667.0811 | 3904.2544 | 5055.8086 | 3315.8872 | -159.6204
1575 | 296.5038 | 2626.7382 | 1262.8876 | 3880.6546 | 4511.2933 | 6932.3571 | 4603.213 | 4131.3342 | 5242.4752 | 2259.2247 | 2055.2058 | -583.1397
1576 | -699.3518 | -81.2946 | -206.752 | 1253.1188 | 2153.9098 | 1824.291 | 145.5992 | 1657.0055 | 4165.9636 | 2777.5837 | 1168.6092 | 307.9976
1577 | -557.9267 | 827.6547 | 3064.8713 | 1269.0158 | 497.7842 | 742.4585 | 2731.2486 | 2871.3855 | 4193.4564 | 2479.2715 | 1534.9614 | 98.6015
1578 | -637.1018 | -79.7115 | 373.1705 | 529.1183 | 471.6087 | 661.6535 | 1731.6695 | 2751.5534 | 2423.2665 | 798.8507 | 117.1376 | 18.5602
1579 | -477.8316 | 493.3761 | -473.1682 | 64.535 | 1.6142 | -404.2553 | -381.5695 | 2236.3038 | 1506.9925 | -254.6322 | 314.0246 | -628.4618
1580 | -352.7627 | 616.7666 | 2720.2063 | 6746.5471 | 7149.7614 | 5569.8521 | 4167.0442 | 6160.501 | 6920.5257 | 5619.2839 | 3981.704 | 1259.6617
1581 | -451.5688 | 348.4638 | 1667.8528 | 3854.6843 | 4105.4823 | 1196.4306 | 2914.9089 | 4138.7065 | 4863.8345 | 2325.0923 | 593.8184 | -558.5608
1582 | -515.8012 | 476.3025 | 250.0817 | 457.7249 | 429.853 | 193.1586 | 486.843 | 1660.6572 | 2931.8484 | 801.4548 | 595.8006 | 272.1417
1583 | 352.5068 | 3149.4215 | 5844.7172 | 6573.7084 | 6726.0564 | 6040.3308 | 3104.6129 | 3524.1262 | 5601.2044 | 5246.9143 | 3228.9762 | 661.9293
1584 | -14.4355 | 2101.7227 | 3309.6886 | 2919.847 | 2689.9583 | 2664.7387 | 2438.4217 | 2808.9605 | 2252.1305 | 2093.6525 | 1181.0097 | -296.5104
1585 | -81.6643 | 215.51 | 531.9646 | 1272.4561 | 1111.7138 | 2831.969 | 2779.0079 | 3032.6884 | 2429.0986 | -391.4478 | 689.523 | 67.5144
1586 | -419.9864 | 133.0445 | 2590.2642 | 1648.805 | 2867.8236 | 929.7182 | 1607.521 | 2242.3245 | 5191.0807 | 3916.7057 | 2867.369 | 320.6517
1587 | 1545.7226 | 1893.1261 | 1559.4945 | 1741.883 | 2323.0288 | 1287.0861 | 178.6504 | 4083.3635 | 4659.647 | 2938.3679 | 2489.2096 | 134.2303
1588 | -577.0435 | 523.5618 | -348.0358 | -16.9634 | -958.4796 | 1460.033 | 1456.7487 | 2031.1435 | 3762.4566 | 216.1775 | 512.1858 | -693.165
1589 | -707.2867 | 159.4125 | -269.0457 | -370.8408 | -1690.3192 | -31.0391 | -336.0161 | 2875.8384 | 3093.291 | 1651.5653 | 1177.6249 | 137.8978
1590 | -1079.6802 | -264.5556 | -354.6337 | -56.6831 | 644.7172 | -191.9191 | 1616.4605 | 2570.9755 | 5181.6665 | 4451.4173 | 540.4221 | -343.6837
1591 | -402.3672 | 391.7406 | -124.6017 | 220.1576 | -1360.9248 | -1074.8733 | -628.8215 | 711.7538 | 4710.1262 | 2244.0619 | 908.379 | -343.3335
1592 | -730.6955 | 139.9284 | 1107.0904 | 2789.1462 | 2779.2335 | 2797.185 | 3744.2537 | 4045.2514 | 5848.487 | 6050.4755 | 3621.2017 | 72.1003
1593 | -979.9127 | -169.3058 | -669.0216 | -391.6288 | 505.1535 | -350.6475 | 1472.7549 | 2532.5298 | 5134.376 | 4081.6359 | 574.3848 | -241.3083
1594 | -377.5088 | -114.9755 | 1767.0681 | 3014.3821 | 2506.575 | 2908.4336 | 1790.3209 | 2272.0905 | 3214.3875 | 1911.4261 | 148.5767 | -1115.4474
1595 | -963.6319 | 485.2824 | 2456.9872 | 3528.4524 | 3669.7722 | 4290.0707 | 801.3445 | 845.4149 | 1060.7584 | -866.8942 | 41.9055 | -364.639
1596 | -953.2116 | 1875.8666 | 2444.9117 | 2832.4756 | 4596.4406 | 2023.6448 | 1773.5843 | 2641.5241 | 3878.3208 | 4891.7396 | 3156.4738 | -159.9821
1597 | -637.4898 | -29.9466 | 692.82 | 253.9262 | 449.5657 | 671.2299 | 1559.7762 | 2661.1819 | 1982.4644 | 550.7409 | 302.4533 | 250.5418
1598 | -249.2409 | 1917.6892 | 3276.9545 | 3091.6306 | 2639.9648 | 2601.2743 | 2559.5596 | 2936.7876 | 2514.5436 | 2112.4775 | 1600.8987 | -210.5427
1599 | -321.6987 | 107.2239 | 2319.139 | 1666.4434 | 3200.9006 | 708.5905 | 1731.3172 | 2236.3166 | 4972.4424 | 3984.4993 | 2824.1038 | 229.3305
1600 | -578.1106 | -348.6302 | 1294.618 | 4799.3392 | 5657.0669 | 3207.7096 | 2802.2896 | 2999.2636 | 6759.5481 | 7316.1882 | 3026.4262 | 396.4445
1601 | -700.4746 | -721.0207 | 227.3002 | 4008.2696 | 5291.3738 | 2837.5593 | 2271.8203 | 5039.3774 | 4416.3445 | 1456.3135 | 721.0998 | -708.6933
1602 | -602.518 | 460.2379 | 504.0943 | 2152.5296 | 347.3921 | 3416.0926 | 2730.3412 | 2914.0703 | 4375.2753 | 3395.2103 | 1586.9555 | 210.8286
1603 | 1666.8356 | 1856.6065 | 1251.9061 | 703.2596 | 2485.8736 | 1482.1453 | 175.5401 | 3816.5365 | 4739.6151 | 2878.0389 | 2410.0231 | -107.8145
1604 | -135.8858 | 684.912 | 3553.1955 | 1899.0253 | 795.3741 | 840.6459 | 2769.4276 | 3127.0269 | 4333.9179 | 2589.9384 | 1264.2954 | 42.7651
1605 | -609.2349 | -280.4591 | 1836.8832 | 4722.7173 | 4886.2368 | 4610.0162 | 1895.499 | 2720.9138 | 5217.4839 | 5804.1481 | 4427.5108 | 524.819
1606 | -122.2836 | 520.7572 | 1650.1866 | 1355.1225 | 1435.3316 | 528.1447 | -476.2146 | 1749.3132 | 2467.189 | 1672.7786 | 566.548 | -425.9378
1607 | -255.1361 | -132.2347 | 655.4643 | 1388.7295 | 583.9097 | 2543.4151 | 2626.7105 | 2856.1884 | 2449.7251 | -291.3326 | 809.9597 | -25.7863
1608 | -631.6146 | 72.4422 | -823.9758 | -961.2345 | -1872.8444 | -164.464 | -195.4025 | 3070.0989 | 3069.816 | 1391.0904 | 939.4261 | 168.013
1609 | -639.5319 | 94.5657 | -144.2006 | 991.3022 | 2478.9245 | 2074.5562 | 94.6518 | 1803.0571 | 4213.3834 | 2911.1607 | 959.9732 | 167.9595
1610 | -653.1246 | 230.7272 | 260.4928 | 204.888 | 698.6048 | 167.9557 | -564.9868 | 2789.6081 | 5345.6233 | 3397.905 | 1234.3758 | 127.6743
1611 | -432.2911 | 328.3946 | 1201.3149 | 3841.8383 | 4271.6431 | 1496.1464 | 2993.4369 | 4331.1216 | 4827.4524 | 2525.5406 | 692.6518 | -619.9555
1612 | -564.3724 | 389.554 | 273.3492 | 420.1925 | 290.4254 | 161.0247 | 287.4756 | 1600.804 | 3092.3203 | 1023.9058 | 766.5896 | 320.6146
1613 | -524.8375 | -243.9773 | 201.9624 | 1859.5245 | 352.3169 | 103.5644 | 1863.0549 | 2337.6728 | 3048.6486 | -250.5429 | -254.736 | -384.7588
1614 | -513.5848 | 165.4691 | -1029.6881 | -463.9144 | 107.3715 | 6.3621 | -354.7676 | 1804.0288 | 1946.5033 | 77.863 | 678.5138 | -247.2362
1615 | -512.7279 | 526.1133 | -71.0923 | -87.0146 | -607.7585 | 1480.9596 | 1037.0884 | 1450.5885 | 3453.8456 | 182.0948 | 710.3047 | -526.5565
1616 | -653.9359 | 312.5467 | -458.8497 | -280.2014 | -68.3903 | 58.457 | -436.7869 | 2179.7303 | 1449.6218 | -259.0455 | 223.4724 | -574.8667
1617 | 11.4821 | 2828.7906 | 1483.5682 | 4426.8313 | 5140.3604 | 6818.1 | 4484.5777 | 4360.556 | 5492.3213 | 2059.0907 | 1833.385 | -452.7651
1618 | -516.078 | 16.5811 | 112.6507 | -488.5764 | -346.5375 | -527.3478 | -1123.8317 | 732.3163 | 489.925 | -28.5765 | 194.7152 | -711.7578
1619 | 375.2613 | 3384.2847 | 5678.9823 | 6409.254 | 6945.1866 | 5963.0278 | 2986.35 | 3434.5008 | 5316.1413 | 5184.2018 | 3035.1285 | 586.8425
1620 | -534.3434 | 586.2729 | 2909.7345 | 6534.9109 | 6804.3869 | 5359.3848 | 4067.2263 | 5930.5447 | 7149.6937 | 5667.3072 | 3890.9883 | 1146.6914
1621 | -314.9131 | 650.5469 | 2749.4594 | 6664.096 | 7117.9339 | 5587.1391 | 4214.8488 | 6050.8092 | 7096.2714 | 5556.4677 | 3689.1153 | 1177.8093
1622 | -478.114 | 245.8309 | 1464.5811 | 3790.3247 | 4004.5546 | 1365.0405 | 2993.5892 | 4088.7491 | 4846.8762 | 2359.82 | 487.2843 | -753.1801
1623 | -749.3941 | 2084.5721 | 2908.8495 | 3303.804 | 4288.9611 | 1754.7539 | 1762.1059 | 2638.019 | 3710.3808 | 4773.2508 | 2868.0395 | -323.2724
1624 | -543.3307 | -126.0285 | 1522.9625 | 2792.9607 | 2473.905 | 3017.291 | 1831.9909 | 2228.3558 | 3278.1086 | 1807.9489 | -48.8644 | -906.9825
1625 | 141.9452 | 666.1223 | 1601.0273 | 1395.7546 | 1316.5845 | 605.8429 | -611.6506 | 1826.3096 | 2688.7346 | 1652.2544 | 694.2826 | -551.5968
1626 | -373.9274 | -264.3441 | 686.9157 | 908.644 | 906.6355 | 2728.384 | 2673.1726 | 2972.492 | 2448.7188 | -243.7729 | 900.5341 | 12.9949
1627 | -548.053 | 285.0943 | 348.4699 | 1955.7178 | 409.754 | 3543.9932 | 2356.8093 | 2807.3609 | 4356.2497 | 3508.6887 | 1590.2956 | 93.189
1628 | -840.4232 | -84.3402 | 1694.6282 | 4848.2587 | 5557.7937 | 3122.5577 | 2756.5522 | 2899.7505 | 6322.2297 | 7194.5318 | 3171.3114 | 56.0861
1629 | -870.0403 | -41.8108 | -628.2805 | -190.4025 | 290.7678 | 23.6373 | -989.4181 | 2290.2662 | 1572.6059 | -597.6549 | 193.8268 | -400.1396
1630 | -19.1662 | 2607.2348 | 1482.4922 | 4288.2404 | 4513.2803 | 6730.1604 | 4421.1772 | 4352.4428 | 5404.7721 | 2494.7283 | 1907.8825 | -407.8505
1631 | -174.9123 | 2070.8745 | 3335.5174 | 2770.7733 | 2805.9725 | 2809.3487 | 2503.5833 | 2958.688 | 2474.2044 | 2337.5589 | 1406.8787 | -350.9743
1632 | -172.4714 | 140.8816 | 2589.2143 | 1748.7522 | 3430.9384 | 1105.7783 | 1881.9458 | 2230.4655 | 4991.4368 | 3862.1122 | 2740.4015 | 134.4764
1633 | -306.5728 | 1081.0965 | 3318.7451 | 992.8497 | 538.7083 | 723.2469 | 2282.1535 | 2890.8344 | 4127.9644 | 2652.1131 | 1394.3641 | 178.5475
1634 | -583.0013 | 195.3747 | -855.4951 | -503.2353 | -78.5359 | 71.5408 | -86.6321 | 1761.2597 | 1782.6227 | 39.2478 | 401.0827 | -401.4124
1635 | 1575.556 | 2132.6242 | 1565.8218 | 1631.2902 | 2404.0838 | 1520.4169 | 206.6143 | 4005.7558 | 4596.5603 | 2558.4447 | 1860.5081 | 93.2886
1636 | -605.6036 | 546.1992 | -198.452 | 158.6019 | -669.6974 | 1405.8034 | 1217.6303 | 2163.2284 | 3760.1873 | 155.8914 | 172.8308 | -681.2062
1637 | -763.0359 | 208.5757 | -350.3051 | -613.0278 | -455.6552 | -526.0012 | -1165.3939 | 810.9254 | 716.6787 | -2.067 | 148.1776 | -773.1599
1638 | 357.7707 | 3216.541 | 5991.9937 | 6572.078 | 7514.7314 | 6287.299 | 3115.0648 | 3575.1072 | 5479.4196 | 5634.0874 | 3135.6133 | 428.5271
1639 | -497.3255 | 539.2952 | 337.3287 | 561.1789 | 408.2405 | 54.5011 | 241.4876 | 1723.5729 | 2849.1958 | 905.7587 | 791.4787 | 161.6332
1640 | -548.5705 | 549.1811 | 1078.6833 | 176.2391 | 717.7568 | 317.1251 | -483.059 | 2654.1961 | 5408.3137 | 3463.3633 | 1057.8237 | 313.4649
1641 | -659.2832 | 1010.6221 | 2787.5369 | 4188.7129 | 4410.9685 | 4769.1163 | 344.5937 | 1004.0763 | 1333.2684 | -701.8196 | 374.1711 | -155.7554
1642 | -633.6199 | 112.8115 | -420.6105 | -709.7971 | -1747.7555 | -178.4653 | -178.3825 | 3069.5115 | 2998.4567 | 1670.7737 | 1139.5411 | 211.1783
1643 | -649.6377 | -191.9602 | 362.9524 | 1825.2046 | 464.6421 | 176.268 | 1692.5765 | 2191.5795 | 2930.3403 | 109.2535 | -145.5516 | -464.3545
1644 | -170.1311 | 365.1829 | 3.1184 | 105.0905 | -977.394 | -520.874 | -581.3731 | 800.8604 | 4654.6896 | 2277.7472 | 702.5546 | -211.0086
1645 | -1062.1562 | -180.5609 | -231.7337 | 140.6444 | 429.6499 | -170.1837 | 1818.8228 | 2653.0465 | 5345.3691 | 4555.65 | 993.7319 | -267.9522
1646 | -285.731 | 212.8694 | 1828.3232 | 4665.1754 | 4936.8905 | 4585.4164 | 1883.5481 | 2738.7428 | 5198.0724 | 5582.946 | 4118.6923 | 255.551
1647 | -366.4611 | -545.2484 | 214.884 | 4203.2691 | 5568.0159 | 3001.4149 | 2402.91 | 5370.0838 | 4724.7536 | 1623.8005 | 1011.6352 | -60.3593
1648 | -564.877 | 84.2392 | -426.9328 | 718.5323 | 2426.0154 | 2197.1561 | 398.6383 | 1709.9837 | 4087.53 | 2869.4025 | 741.5008 | 26.2457
1649 | -851.2562 | 182.6333 | 1349.3694 | 2706.0463 | 2574.4751 | 2918.0598 | 3609.2014 | 3788.7024 | 5885.7172 | 5807.0516 | 3509.1188 | -84.5765
1650 | -645.8595 | -131.7705 | 480.2968 | 839.6932 | 330.4747 | 863.7554 | 1560.21 | 2552.5654 | 2295.9562 | 698.3941 | 92.8506 | -39.9996
1651 | -704.554 | -213.7471 | -23.6277 | 1002.1623 | 2058.3447 | 1943.839 | 116.7653 | 1505.9723 | 3940.2692 | 2184.9864 | 834.1125 | 130.8045
1652 | -215.648 | 119.5263 | 104.3779 | 1976.181 | 300.1895 | 354.8104 | 1567.6995 | 2140.6594 | 2928.3997 | 105.0829 | 208.4486 | -655.7737
1653 | -457.8425 | 954.4246 | 2722.786 | 3532.9561 | 4016.4338 | 4569.5015 | 788.1597 | 887.2645 | 1217.3029 | -713.7964 | 612.9226 | -54.8216
1654 | -958.7306 | 278.7831 | -574.2558 | -361.408 | -93.2024 | -35.8406 | -455.7389 | 2508.5213 | 1635.3806 | -349.0198 | 270.9193 | -356.6514
1655 | -536.6065 | 91.5159 | 380.4063 | 2183.9766 | 117.9746 | 3104.3563 | 2337.8418 | 2894.9237 | 4593.4607 | 3368.8053 | 1737.3695 | 271.7831
1656 | -16.9849 | 671.2726 | 1705.1571 | 1399.1175 | 1079.3302 | 702.5696 | -805.5313 | 1772.7114 | 2841.9235 | 1651.9053 | 451.3559 | -618.113
1657 | -410.8383 | 346.0524 | 1421.6301 | 3805.0767 | 4120.7015 | 1381.5217 | 2777.1336 | 4146.1393 | 5007.7766 | 2339.5522 | 495.582 | -650.2243
1658 | -346.1419 | 95.0763 | -280.1332 | -625.4976 | 52.3233 | -470.5061 | -1341.9999 | 127.7557 | 784.5122 | -14.4066 | 131.4081 | -752.1663
1659 | -314.859 | 365.5325 | 60.7933 | 233.0587 | -885.7113 | -775.6619 | -752.4602 | 680.3212 | 4952.5724 | 2156.323 | 717.032 | -382.4657
1660 | -818.3392 | 299.6274 | -854.3754 | -482.5128 | 134.3254 | 205.2388 | -15.5957 | 2073.366 | 1898.9374 | 224.437 | 612.4225 | -600.291
1661 | -115.9717 | 2011.2668 | 3370.7378 | 2900.8655 | 2461.0099 | 2750.4562 | 2591.7354 | 2779.2141 | 2220.131 | 2227.9072 | 1477.2283 | -193.7084
1662 | -328.1498 | 580.1959 | 2871.803 | 6769.9008 | 6757.3505 | 5346.1377 | 3945.9589 | 6101.1538 | 7152.2554 | 5723.9055 | 3656.1298 | 1135.0396
1663 | -196.7302 | 502.8807 | 1022.4432 | 698.6802 | 666.1661 | 429.3075 | -272.6471 | 2959.9641 | 5734.8852 | 3494.8781 | 1327.9436 | 491.674
1664 | -335.1944 | 641.3027 | 3358.9304 | 1222.9768 | 528.0379 | 562.5861 | 2593.1508 | 2998.8877 | 4225.9594 | 2460.468 | 1296.9596 | 70.1042
1665 | -743.0088 | -63.6828 | 1308.5192 | 2786.7964 | 2484.0431 | 2995.9822 | 3727.1407 | 3966.6332 | 5783.4874 | 5971.892 | 3402.8177 | 114.727
1666 | -842.0806 | -457.6906 | 545.4805 | 33.8309 | 503.2249 | 765.6258 | 1801.4314 | 2525.6875 | 2157.0433 | 725.6277 | 246.9666 | 73.5464
1667 | -94.6476 | 205.2114 | 2572.8675 | 1775.3294 | 3620.4561 | 1005.4516 | 1805.8034 | 2510.4941 | 5143.8696 | 3822.4707 | 2849.7412 | 297.0723
1668 | -582.8969 | 312.7062 | -90.4302 | 143.8386 | -394.2571 | 1698.022 | 1107.9213 | 2079.1954 | 3931.5842 | 458.6711 | 434.9704 | -630.8257
1669 | 1577.2613 | 2061.6858 | 1619.668 | 1556.5583 | 2298.1036 | 1304.0186 | -23.9541 | 3885.3838 | 4675.867 | 2950.1701 | 2505.8964 | 7.4113
1670 | -923.3956 | -428.7143 | -589.6134 | -1.151 | 639.7466 | -455.0848 | 1495.4497 | 2694.2997 | 5108.7762 | 4240.7175 | 485.1655 | -312.9135
1671 | -454.9652 | 126.175 | 1924.6793 | 2558.9528 | 2529.2787 | 2922.6636 | 1631.6303 | 2232.5505 | 3094.0241 | 1843.4921 | 101.7648 | -1038.9301
1672 | -523.0823 | 574.7534 | 491.3201 | 591.8874 | 268.4195 | 247.6614 | 391.6931 | 1718.9735 | 3125.3346 | 948.4848 | 944.9981 | -92.7808
1673 | 223.9248 | 3346.5545 | 5706.9798 | 6707.8143 | 7140.1795 | 6081.0685 | 3146.204 | 3494.056 | 5510.2213 | 5482.865 | 3236.3663 | 601.4533
1674 | -315.5841 | 272.2786 | 1883.9004 | 4749.687 | 5774.8555 | 3162.9043 | 2824.9655 | 2817.4964 | 6790.9899 | 7068.6128 | 3450.1184 | 397.5884
1675 | -420.9484 | -352.6384 | 817.6726 | 1007.8393 | 912.9616 | 2433.342 | 2793.0021 | 3024.6111 | 2074.2716 | -363.6768 | 590.6066 | -139.9306
1676 | -890.8208 | -531.9551 | 1406.6827 | 4172.7309 | 4673.7699 | 4478.5459 | 1660.5738 | 2297.8158 | 4858.7135 | 5392.53 | 3852.2838 | 245.8585
1677 | -939.4277 | 1828.6048 | 2618.817 | 3541.4314 | 4550.7282 | 2070.3674 | 1581.5101 | 2464.0688 | 3716.0298 | 5014.2119 | 3114.8204 | -180.8452
1678 | 35.4422 | 2570.5507 | 1461.3847 | 3671.2031 | 4722.8786 | 6652.8159 | 4372.9686 | 4250.3311 | 5459.3054 | 2402.3624 | 2149.0463 | -187.3277
1679 | -459.4483 | -594.8499 | 463.4026 | 4254.1085 | 5739.1472 | 3208.4506 | 2581.2462 | 5243.4395 | 4740.3045 | 1560.0105 | 793.3492 | -375.4946
1680 | -748.4147 | 53.9295 | -455.4435 | -632.7893 | -1527.383 | -47.2229 | -356.8935 | 3015.7411 | 3121.7928 | 1411.7223 | 919.9122 | -127.6495
1681 | -838.8137 | 159.7361 | -504.5224 | 59.5155 | -390.3779 | -61.4048 | -423.1788 | 2174.2539 | 1516.1861 | -327.742 | 280.9244 | -298.3043
1682 | -476.8798 | 265.0221 | 2619.301 | 1587.2017 | 3346.5433 | 1249.9562 | 1643.5846 | 2179.6758 | 5009.0008 | 3949.5529 | 2684.9917 | 71.9657
1683 | -1039.9167 | 3.9639 | -406.9112 | -135.9984 | 490.8729 | -260.1893 | 1486.0589 | 2517.5148 | 5080.9147 | 4262.5229 | 567.2878 | -450.124
1684 | -472.086 | 183.819 | -454.2995 | -486.7471 | -1724.1872 | 28.5042 | 29.3197 | 3072.1194 | 2794.11 | 1639.2275 | 1069.2336 | 287.041
1685 | -280.5744 | 272.3581 | -6.4283 | -91.5654 | -904.7929 | -742.941 | -745.4185 | 850.6798 | 4718.911 | 2186.4179 | 731.7215 | -657.2934
1686 | 1829.7837 | 2088.0947 | 1629.3895 | 1217.72 | 2467.6883 | 1513.9495 | -25.7282 | 3900.73 | 4859.2566 | 2783.3073 | 2420.306 | 90.023
1687 | -483.5381 | 419.1887 | -5.0669 | 105.0264 | -834.1927 | 1522.7616 | 998.5722 | 2075.5991 | 3902.5607 | 328.5387 | 632.4861 | -618.6384
1688 | -780.5112 | -191.2005 | 537.0649 | 260.7744 | 360.1234 | 508.3943 | 1337.134 | 2538.7114 | 2052.0962 | 526.9674 | 21.9239 | -58.359
1689 | -693.3592 | 506.5311 | 349.3186 | 491.3478 | 646.3282 | 39.9423 | 369.4851 | 1571.4907 | 3064.2664 | 891.8219 | 564.7413 | 111.0199
1690 | -599.1806 | 125.9288 | 236.1496 | -437.6119 | -435.6741 | -438.5751 | -1049.2105 | 750.1155 | 962.563 | 115.075 | 402.4389 | -680.5445
1691 | -759.4612 | -401.6988 | 1745.6734 | 4393.4204 | 4990.4265 | 4634.8219 | 1968.048 | 2698.076 | 5034.1021 | 5330.2605 | 4267.6004 | 489.147
1692 | 63.1979 | 2557.6548 | 1218.5561 | 3599.8237 | 4926.0512 | 6525.8809 | 4211.765 | 4177.9158 | 4921.9189 | 1965.6971 | 1893.8146 | -500.7555
1693 | -797.9565 | -117.9379 | -105.8291 | 981.3069 | 2282.5121 | 2046.162 | 348.5572 | 1743.5519 | 4176.71 | 2794.8506 | 1049.0205 | 344.7339
1694 | -467.9009 | 215.4556 | 1388.604 | 3169.3423 | 2644.3515 | 2966.7864 | 3593.8769 | 3971.7704 | 5638.7487 | 5961.7509 | 3291.4471 | -124.83
1695 | -1216.1678 | 1604.7047 | 2084.3129 | 3236.7118 | 4227.2663 | 1826.8236 | 1120.9957 | 2450.4323 | 3691.3811 | 4917.0875 | 2998.3377 | -268.5821
1696 | -647.9488 | -500.9398 | 1314.0124 | 2280.7605 | 2278.998 | 2538.031 | 1528.9978 | 2040.2158 | 3018.0841 | 1726.3097 | 102.7116 | -1066.3212
1697 | -517.4109 | 670.869 | 2856.8946 | 6723.0978 | 6956.0557 | 5450.9987 | 3528.1441 | 6038.3636 | 7129.7287 | 5584.865 | 3617.6045 | 921.118
1698 | -371.4789 | 889.214 | 3232.7653 | 1329.7674 | 806.3884 | 764.3114 | 2548.8628 | 2892.1074 | 4221.7381 | 2677.7907 | 1445.3222 | 219.9672
1699 | -8.3386 | 907.9652 | 2033.9084 | 1520.3762 | 1107.5907 | 485.465 | -461.0772 | 1956.6504 | 2834.5072 | 1817.7489 | 558.6805 | -680.5674
1700 | -495.21 | 907.0904 | 2447.5773 | 3811.0936 | 3845.5236 | 4816.9412 | 866.5245 | 1007.3428 | 1352.4789 | -619.1714 | 351.4266 | -119.4248
1701 | -631.2289 | 162.0339 | 289.9005 | 2206.9909 | 267.1024 | 3322.4804 | 2351.7437 | 2918.6274 | 4299.0591 | 3151.1597 | 1407.5155 | 99.9046
1702 | -673.1663 | -204.0393 | 165.8322 | 2080.7389 | 214.4048 | -198.5768 | 1611.827 | 2184.8297 | 2677.7599 | -42.6445 | -256.1677 | -789.6879
1703 | -390.5993 | -479.2847 | 833.0011 | 4167.981 | 5408.6484 | 2997.2961 | 2469.2753 | 5264.9357 | 4923.0932 | 1605.7705 | 948.7139 | -187.3564
1704 | -243.9781 | 578.529 | 681.9043 | 738.679 | 697.8035 | 381.1206 | -469.327 | 2777.7284 | 5669.8332 | 3630.7861 | 1548.4723 | 330.9183
1705 | -821.8863 | 382.9434 | -484.4813 | -681.5607 | -82.5813 | 104.0174 | -132.3013 | 1826.0324 | 1766.0873 | 28.3696 | 375.393 | -325.5503
1706 | -387.6138 | -255.9391 | 1730.1838 | 4893.1307 | 5667.1451 | 3082.1466 | 2763.2448 | 3149.6922 | 6626.6726 | 7205.7315 | 3541.8887 | 239.7743
1707 | 250.4345 | 3284.7229 | 5946.6512 | 6322.0506 | 6835.9309 | 6133.1436 | 2841.9586 | 3412.8453 | 5658.0255 | 5507.426 | 3091.325 | 394.2353
1708 | -145.8422 | 1999.0514 | 2990.1676 | 2762.9016 | 1907.8636 | 2032.3221 | 2432.7056 | 2707.7045 | 2015.0593 | 2143.8152 | 928.0646 | -286.2914
1709 | -271.0789 | -297.9722 | 747.1145 | 1417.1701 | 1250.356 | 2847.2134 | 2732.552 | 2932.4491 | 2327.0778 | -304.8006 | 789.2647 | 20.5487
1710 | -397.1113 | 401.7469 | 1530.2331 | 3870.9722 | 4451.7148 | 1504.5777 | 2837.8399 | 4361.1529 | 4716.2828 | 2359.7478 | 690.4169 | -692.8547
1711 | -553.0859 | -129.7894 | -331.9448 | -540.3654 | -396.5039 | -346.4153 | -1250.339 | 754.2928 | 967.8406 | 8.9759 | 171.0433 | -616.0818
1712 | -548.4781 | 292.4949 | 995.5179 | 508.0529 | 678.3143 | 525.2442 | -656.3494 | 2781.2178 | 5668.0073 | 3205.0329 | 1023.797 | 233.4266
1713 | -312.3172 | 631.7506 | 2774.4717 | 6799.5687 | 6499.2221 | 5532.4549 | 4266.028 | 6099.781 | 6885.9117 | 5654.3708 | 3909.2375 | 1254.243
1714 | -90.3393 | 1018.1547 | 3491.4889 | 1334.4281 | 1179.6014 | 956.4385 | 2632.352 | 2971.7704 | 3755.7257 | 2683.6676 | 1495.6609 | 156.7959
1715 | -426.632 | -58.7728 | 616.1191 | 930.3951 | 1066.345 | 2840.4975 | 2888.5661 | 2941.6016 | 2573.5788 | -213.0756 | 730.5373 | -17.9877
1716 | -228.1343 | 285.2759 | 2872.8152 | 1737.6184 | 3394.2189 | 1064.2818 | 1753.2078 | 2284.3235 | 5053.851 | 3862.5475 | 2765.3654 | 15.266
1717 | 125.1892 | 3460.2844 | 5935.9392 | 6546.5335 | 7196.3779 | 5990.2153 | 2907.5794 | 3400.0215 | 5512.2464 | 5447.2861 | 3251.2957 | 442.9165
1718 | -670.3657 | 84.0933 | 486.7561 | 82.6836 | 330.9323 | 619.6914 | 1718.7255 | 2713.61 | 2377.073 | 724.9695 | 251.3757 | 8.3379
1719 | -828.0539 | 271.306 | -279.1889 | -323.798 | -669.671 | 1110.4086 | 1086.1871 | 1637.9746 | 3499.8664 | 193.5705 | 408.6046 | -679.2636
1720 | -804.5401 | 614.09 | -744.9482 | -461.2513 | -161.2513 | 108.6236 | -159.903 | 1794.6374 | 1441.9027 | 109.6284 | 340.7114 | -457.5927
1721 | -559.7954 | 840.2712 | 2586.4375 | 3593.1119 | 3355.2029 | 4123.0707 | 739.7335 | 776.4757 | 1057.8697 | -887.6097 | 166.3752 | -323.887
1722 | -815.8611 | -130.8 | -142.915 | 1006.3938 | 2020.3433 | 2030.8498 | 260.8792 | 1901.4153 | 4134.9548 | 2887.1297 | 923.1566 | 258.3368
1723 | -695.1766 | -882.4688 | 627.4903 | 4099.5061 | 5394.5493 | 2901.6996 | 2437.4898 | 5114.0555 | 4461.5866 | 1178.0815 | 645.6481 | -669.8763
1724 | -533.5671 | 621.2676 | 156.6583 | 632.3938 | 671.0331 | 28.2512 | 476.3071 | 1749.8546 | 2628.3792 | 823.2402 | 645.081 | 353.1271
1725 | -919.6739 | -312.3194 | 1079.6676 | 2641.756 | 2389.832 | 2854.9896 | 3597.7239 | 3836.1581 | 5521.4016 | 5770.9087 | 3250.3242 | -178.988
1726 | -850.6477 | 240.7352 | -298.9025 | -713.3647 | -1929.3359 | 50.5435 | -195.2616 | 3033.6148 | 3066.5591 | 1726.7659 | 1100.3301 | 244.6556
1727 | -391.6071 | 383.453 | 561.5432 | 2132.4062 | 408.8047 | 3559.3121 | 2611.7247 | 2794.9817 | 4530.5069 | 3496.2753 | 1553.8518 | 218.2518
1728 | 1550.6945 | 1815.9069 | 1487.8089 | 1918.8355 | 2563.0961 | 1631.3616 | 140.5847 | 4114.9025 | 4824.5927 | 2913.2843 | 2302.5919 | 137.7947
1729 | -666.5721 | 379.4956 | -523.3468 | 135.4621 | -83.8775 | -289.9267 | -740.6752 | 2101.1119 | 1697.5606 | -233.0449 | 298.8015 | -563.6613
1730 | -284.9571 | 160.8825 | 32.072 | 111.8533 | -1361.4597 | -1004.1533 | -589.1579 | 736.9394 | 4955.1117 | 2094.4236 | 585.2977 | -379.4559
1731 | -713.9203 | 2271.9474 | 2843.2298 | 3484.667 | 4392.4948 | 2137.625 | 1813.5152 | 2390.216 | 3912.4325 | 4867.544 | 3140.3559 | -276.6212
1732 | 212.2925 | 2726.1765 | 1572.033 | 4166.1589 | 4504.1882 | 6669.3038 | 4228.1319 | 3888.6341 | 5375.5628 | 2225.6511 | 2070.0934 | -653.6861
1733 | -251.2593 | 10.4224 | 202.3172 | 2246.9673 | 883.6728 | 287.1932 | 1665.6087 | 2193.9224 | 2927.4215 | 196.6844 | 89.1438 | -439.4537
1734 | 55.8788 | 879.7364 | 1547.038 | 959.8929 | 1160.4359 | 233.863 | -539.9739 | 1685.786 | 2392.816 | 1460.3842 | 414.4829 | -646.8279
1735 | -1009.566 | -505.693 | -558.9795 | -423.0465 | 556.6283 | -332.656 | 1506.8141 | 2681.7713 | 4953.5444 | 4337.6963 | 544.2917 | -750.0709
1736 | -433.2538 | 650.2957 | 1562.8653 | 3145.6254 | 4101.5782 | 1393.7904 | 2511.2637 | 4322.9739 | 4842.3144 | 2206.4805 | 583.9155 | -620.608
1737 | -460.0703 | -64.6748 | 1708.4559 | 4842.5673 | 5968.3929 | 2876.8763 | 2795.5875 | 3080.4867 | 6710.6433 | 7375.858 | 3470.5311 | 460.6042
1738 | -274.7597 | 176.0051 | 1861.8653 | 2850.1702 | 2742.831 | 3029.254 | 1965.1532 | 2488.5043 | 3569.8312 | 1999.2664 | 312.0437 | -805.9014
1739 | -136.996 | 2088.9167 | 3119.1324 | 2681.3597 | 2585.1634 | 2662.8957 | 2617.4943 | 2809.5433 | 2183.2588 | 2079.0037 | 1644.3128 | -343.8519
1740 | -692.4122 | -236.4316 | 1766.5532 | 4420.7139 | 4665.8616 | 4649.9585 | 1803.121 | 2727.9598 | 5067.7707 | 5644.533 | 4338.7079 | 392.4901
1741 | -409 | -71.9378 | 434.739 | 2181.5326 | 388.0491 | 281.381 | 1332.2282 | 2249.0577 | 2887.3248 | 99.212 | -65.3679 | -356.8321
1742 | 1745.5345 | 2024.5704 | 1453.1261 | 1272.2465 | 2621.186 | 1439.7046 | 190.9901 | 4017.9057 | 4772.5121 | 2875.4299 | 2404.8649 | -47.1458
1743 | -702.0461 | 334.0834 | 1790.5347 | 3934.9537 | 4400.5524 | 1353.196 | 2856.8659 | 4303.0432 | 5132.8191 | 2430.2112 | 818.801 | -482.3564
1744 | -790.7821 | -117.1706 | -397.5149 | -228.0734 | 528.4138 | -113.5019 | 1475.2538 | 2473.4445 | 5095.1378 | 4446.7174 | 617.4641 | -597.0773
1745 | -614.7846 | 326.6807 | 2696.8277 | 6601.1141 | 6781.4467 | 5222.6791 | 3841.9315 | 5938.6285 | 6786.0107 | 5258.6365 | 3488.9084 | 1032.5649
1746 | -547.369 | 873.5882 | 383.2769 | 629.5786 | 492.5848 | 89.7545 | 479.935 | 1760.3984 | 2918.6755 | 920.3578 | 778.5224 | 373.9321
1747 | 155.3717 | 3064.1456 | 5737.3107 | 6340.1722 | 6935.39 | 5963.6916 | 2257.417 | 3224.1042 | 5191.1947 | 5064.8799 | 2648.3082 | 355.8203
1748 | -698.6855 | 322.5985 | -537.1855 | -368.2972 | 40.4707 | 177.5274 | -492.4659 | 2210.3589 | 1712.5661 | -341.5535 | 158.8741 | -307.0809
1749 | -929.1673 | 2268.4655 | 2810.6169 | 3124.4964 | 4996.688 | 2307.3991 | 1800.5533 | 2647.0919 | 4082.0941 | 5175.7466 | 3202.9526 | -213.4767
1750 | -313.0394 | -494.4542 | 850.0259 | 4262.7666 | 5609.4327 | 3064.1917 | 2394.9114 | 4963.2874 | 4834.9425 | 1654.3208 | 857.6322 | -360.2785
1751 | -311.798 | -12.3491 | 1278.1099 | 4611.7324 | 5942.7427 | 2928.4573 | 2477.5172 | 3015.7606 | 6478.8293 | 7211.9552 | 3396.9435 | 267.5851
1752 | -703.776 | -277.9208 | -450.2433 | 713.1699 | 2240.4395 | 2192.3008 | 351.6765 | 1782.4514 | 4035.6108 | 2722.6598 | 907.7694 | 350.2961
1753 | -507.5325 | 30.7889 | -124.3657 | 254.1946 | -1077.6214 | -1334.2734 | -714.2394 | 739.8589 | 4606.8422 | 1895.8312 | 456.9809 | -275.2874
1754 | -492.0718 | -69.3679 | 1740.2857 | 2715.6306 | 2458.4599 | 3073.9451 | 1814.4058 | 2320.8614 | 3373.1945 | 1974.2286 | 36.9974 | -1097.6492
1755 | -649.744 | 10.9893 | -68.9899 | -707.7594 | -439.6456 | -617.4092 | -940.3689 | 741.2492 | 710.7636 | -56.7253 | 135.2025 | -967.912
1756 | -610.3526 | 435.5961 | -142.5035 | 43.6667 | -1017.7514 | 1137.2233 | 1076.3288 | 1697.4466 | 3380.0425 | 42.9777 | 174.0261 | -1230.0634
1757 | -63.2474 | 840.0227 | 1441.1419 | 1439.4837 | 1282.1329 | 434.0602 | -711.1167 | 1733.0293 | 2679.1309 | 1803.6412 | 361.7135 | -556.527
1758 | -541.6416 | -276.6059 | 179.8045 | 1035.1926 | 478.7433 | 2406.7205 | 2505.3994 | 2710.2702 | 1975.5066 | -690.9768 | 708.683 | 49.952
1759 | -119.8413 | 326.9571 | 2644.9812 | 1766.6035 | 3870.2646 | 1453.4753 | 1853.1087 | 2424.9199 | 5117.4905 | 3889.4927 | 2976.2127 | 285.641
1760 | -56.3351 | 2121.0382 | 3219.7511 | 2986.0772 | 3104.2081 | 2817.1497 | 2613.3183 | 2996.4268 | 2286.5988 | 2322.6547 | 1468.6311 | -372.5529
1761 | -174.9045 | 1060.3783 | 3376.0055 | 1445.5302 | 664.3237 | 1027.003 | 2667.9402 | 2989.0046 | 4412.1481 | 2662.1688 | 1450.8152 | 263.0332
1762 | -455.0895 | 782.9736 | 2502.0627 | 4056.0113 | 4156.0995 | 4744.2182 | 986.2035 | 819.7378 | 1255.4822 | -889.5557 | 353.4768 | -48.7324
1763 | 182.3378 | 2600.3665 | 1171.2633 | 3758.0748 | 4644.0286 | 6546.5487 | 4626.5009 | 4200.8315 | 5596.72 | 2336.2167 | 2103.5109 | -342.2835
1764 | -585.9021 | 588.181 | 361.1617 | 1636.1739 | 432.9153 | 3637.0429 | 2633.1266 | 2748.0572 | 4424.7307 | 3505.2426 | 1652.002 | 114.5959
1765 | -800.5983 | 229.8878 | -583.4056 | -608.1774 | -208.8825 | -244.4051 | -129.8052 | 1878.0067 | 1949.9366 | 168.3762 | 372.5934 | -338.5116
1766 | -400.6955 | -72.3359 | 1634.3726 | 4649.8027 | 5169.4373 | 4517.1242 | 1544.6224 | 2938.5025 | 5289.1916 | 5873.7842 | 4573.6722 | 551.737
1767 | -406.344 | 483.2263 | 1150.3009 | 563.9276 | 944.3752 | 558.6205 | -414.295 | 3092.8399 | 5573.6022 | 3484.1251 | 901.3071 | 327.3697
1768 | -646.6452 | -220.025 | 396.0007 | -175.3706 | 201.4124 | 408.1224 | 1214.8297 | 2260.9631 | 2031.0795 | 411.2678 | -387.9662 | 45.2549
1769 | -703.5208 | 131.2257 | -644.9262 | -709.962 | -1583.9458 | 19.2664 | -81.996 | 2994.3364 | 2863.6136 | 1586.4524 | 897.8692 | 118.465
1770 | -589.2818 | 86.6037 | 1086.7537 | 2196.7212 | 2259.4707 | 2815.4054 | 3917.9989 | 3783.5868 | 5311.9662 | 5823.0101 | 2987.0941 | -329.8357
1771 | -887.07 | -388.3077 | -621.4737 | 777.1455 | 1752.2994 | 1661.1371 | 376.5662 | 1737.7554 | 3843.1489 | 2831.119 | 371.6036 | 285.181
1772 | -540.3955 | -32.5739 | 1436.3647 | 4582.6447 | 5707.2345 | 2988.2596 | 2740.4537 | 3000.7947 | 6660.8228 | 7158.6266 | 3240.3361 | 163.3363
1773 | -657.2591 | 214.7779 | 600.4689 | 2098.1855 | 39.9748 | 3351.5173 | 2316.0402 | 2814.4679 | 4317.7704 | 3096.7246 | 1583.359 | 377.92
1774 | -889.0411 | 383.2566 | -1079.6811 | -205.0488 | -1052.959 | 871.5029 | 1151.2904 | 1762.8177 | 3427.2109 | 190.8529 | 131.1475 | -836.2738
1775 | -582.2095 | 673.2643 | 1581.3127 | 3425.4639 | 4241.5723 | 1283.124 | 2862.3174 | 4412.1879 | 4755.2338 | 2221.3163 | 636.1325 | -885.1861
1776 | -918.4482 | 128.8205 | -598.4191 | -637.4477 | -1837.2066 | -337.5595 | -128.8027 | 3068.8318 | 2902.3018 | 1489.5943 | 835.1423 | 80.8722
1777 | 1399.1217 | 1753.0003 | 1154.2791 | 1207.7865 | 2141.7798 | 1237.6264 | 177.1584 | 3629.5654 | 4197.0055 | 2500.3856 | 2228.7347 | 18.35
1778 | -423.3206 | 45.2203 | -92.8934 | -1147.3619 | -461.461 | -529.7088 | -1267.4897 | 593.357 | 745.4713 | -97.6964 | 299.1743 | -651.4713
1779 | -956.6073 | 2034.6296 | 2572.9268 | 3262.6842 | 4382.1364 | 2054.766 | 1783.5453 | 2584.4218 | 3750.0318 | 4833.2944 | 3012.9199 | -204.0964
1780 | -1090.2939 | -292.3237 | -375.4986 | -54.1993 | 556.0168 | -155.6376 | 1629.1408 | 2583.3259 | 5264.7021 | 4554.1455 | 576.2104 | -369.1443
1781 | -516.4803 | -42.5516 | 468.6153 | 2081.2659 | 782.9074 | 374.1188 | 1891.3992 | 2420.9089 | 3055.9503 | 252.8222 | 24.878 | -372.5881
1782 | -168.9125 | 415.8053 | 2510.5862 | 1568.755 | 3215.5105 | 955.7498 | 1663.7053 | 2249.2399 | 5037.0087 | 3992.2251 | 2872.2793 | 292.5069
1783 | -420.2355 | 280.0625 | -99.9219 | -6.8201 | -1265.4048 | -745.1558 | -569.5638 | 725.186 | 4546.3837 | 2253.4035 | 813.8865 | -186.1596
1784 | -250.208 | 546.4189 | 845.3918 | 701.6835 | 950.298 | 610.496 | -211.8588 | 2982.2123 | 5685.7224 | 3430.4269 | 911.1044 | 230.5363
1785 | 219.4484 | 3287.7452 | 5935.9036 | 6296.3352 | 6796.3346 | 5716.2988 | 2632.2363 | 3262.0789 | 5305.4262 | 5170.1182 | 3197.027 | 427.8091
1786 | -40.2028 | 693.3368 | 1780.2333 | 891.9037 | 1191.621 | 552.7813 | -497.1635 | 1954.4481 | 2842.685 | 1851.1584 | 756.9317 | -577.1051
1787 | -664.4666 | -172.5705 | 1514.7523 | 2687.0493 | 2148.5747 | 2857.4715 | 3843.0741 | 4199.7884 | 5861.1038 | 6120.974 | 3355.4216 | 71.3908
1788 | -796.9928 | -108.5424 | 392.3265 | 219.4221 | 286.1643 | 542.4048 | 1585.5478 | 2365.2579 | 2157.9836 | 675.6035 | 201.5433 | 107.547
1789 | -355.3341 | 1049.2854 | 2524.1781 | 3963.8043 | 4080.4149 | 4774.3924 | 1012.4535 | 1106.7511 | 1051.5806 | -780.905 | 233.7424 | -171.4588
1790 | -675.0123 | 409.5166 | -123.6597 | -314.5711 | 41.2966 | 260.4419 | 131.2641 | 1925.3317 | 1814.29 | 255.5436 | 336.5955 | -281.9048
1791 | -136.1588 | 2179.7063 | 3185.8656 | 3043.4737 | 2739.9052 | 2598.8046 | 2554.4761 | 2892.0687 | 2476.8393 | 2384.733 | 1471.5588 | -270.0293
1792 | -522.0003 | 510.9334 | -410.8309 | -134.2652 | 381.3141 | 163.2541 | -536.393 | 2287.7602 | 1774.7742 | -232.1892 | 142.9561 | -564.6848
1793 | -311.6206 | 494.7608 | 158.9401 | 335.5835 | 202.9975 | -37.1064 | 287.2784 | 1612.4443 | 3013.0182 | 870.9208 | 844.3286 | 444.1852
1794 | -747.8985 | -147.5979 | 1575.6055 | 4756.1889 | 4848.2297 | 4411.0273 | 1840.9614 | 2537.0972 | 5144.1849 | 5690.9554 | 4326.9623 | 529.2031
1795 | -593.1621 | -354.734 | 445.3468 | 3870.045 | 5739.6981 | 3151.3292 | 2436.9975 | 5091.5425 | 4654.9007 | 1639.1052 | 958.705 | -184.9081
1796 | -176.0899 | 895.0763 | 3323.7633 | 1265.5036 | 966.945 | 717.7728 | 2478.1862 | 2908.118 | 3915.6257 | 2579.5638 | 1404.3194 | 158.0728
1797 | -125.4399 | 2480.209 | 1283.1583 | 3478.8678 | 4598.1683 | 6637.8018 | 4636.4184 | 4407.5223 | 5361.5872 | 2158.3604 | 1913.0942 | -316.998
1798 | -342.6523 | 769.6459 | 2650.7865 | 6495.7594 | 7074.0635 | 5380.6276 | 3960.9633 | 6248.9119 | 6961.3166 | 5450.9787 | 3918.9369 | 1184.7813
1799 | -568.0329 | -189.1057 | 1752.7267 | 2425.3858 | 2678.0683 | 3033.53 | 1855.9199 | 2308.5538 | 3535.5384 | 2189.4176 | 158.7832 | -976.7109
1800 | -385.6106 | -452.0718 | 438.8866 | 1265.6168 | 819.6804 | 2190.7925 | 2553.2832 | 2546.708 | 2526.558 | -415.9588 | 759.5279 | -167.7552
1801 | -602.2554 | 37.376 | 1330.3726 | 3556.8817 | 3923.3844 | 1007.5056 | 2783.1437 | 4299.3958 | 4376.6534 | 2296.8198 | 678.5765 | -655.8098
1802 | -800.2039 | -421.9883 | 1250.0893 | 4566.3093 | 4638.9958 | 4291.0522 | 1620.2353 | 2417.2835 | 4953.23 | 5605.5184 | 4398.914 | 322.7873
1803 | -648.5766 | 71.7625 | 1805.0092 | 2754.2479 | 2440.0584 | 3016.1072 | 1272.3709 | 2418.2565 | 3420.7504 | 1886.2632 | 198.4648 | -788.4018
1804 | -437.9945 | 190.6848 | -281.3185 | -556.4948 | -292.3061 | -360.4286 | -1255.3135 | 745.5076 | 573.3951 | 71.6519 | 239.1145 | -571.3331
1805 | -710.4337 | -6.1278 | -583.3643 | -713.5352 | -1899.4323 | -246.6474 | -303.5614 | 2944.7507 | 3054.3674 | 1434.7899 | 973.3423 | 124.9317
1806 | -881.0322 | 153.7801 | -744.5447 | -430.7438 | 31.4568 | -86.6039 | -103.1628 | 1919.5727 | 1872.6189 | 90.3288 | 504.0707 | -268.0986
1807 | -762.0973 | 23.5582 | 677.6532 | 721.1906 | 653.8283 | 876.7259 | 1803.5006 | 2667.4576 | 2450.5498 | 689.8538 | 234.4601 | 56.9398
1808 | -800.1928 | 2440.2844 | 2705.2137 | 3178.9084 | 4237.489 | 2158.5636 | 1848.3456 | 2654.0607 | 3890.2089 | 5184.342 | 3262.3674 | -129.1413
1809 | -177.862 | 1914.013 | 3234.5864 | 3038.2734 | 2651.8481 | 2469.6277 | 2313.4192 | 2980.3362 | 2294.1113 | 1945.9858 | 1300.9623 | -285.8598
1810 | -487.5281 | 819.0103 | 2975.9609 | 4210.6408 | 4446.7354 | 4525.2414 | 914.2486 | 821.542 | 1140.3926 | -754.5019 | 350.5796 | -349.6448
1811 | -422.0625 | 264.2986 | -536.4426 | 119.0115 | -24.5874 | 8.4977 | -358.2715 | 2158.6836 | 1587.997 | -326.7107 | 325.3164 | -448.1214
1812 | -876.3074 | 336.8718 | -833.4414 | -109.7927 | -737.7411 | 1277.7918 | 1156.9425 | 1798.2105 | 3644.3313 | 255.5975 | 348.2449 | -564.7458
1813 | -710.3149 | -522.2183 | -679.7378 | 378.9505 | 1789.9088 | 1822.6845 | 48.7226 | 1410.1344 | 3858.7195 | 2619.8006 | 961.1563 | 23.1985
1814 | -649.588 | 102.0798 | 2462.5447 | 6214.6792 | 6590.7178 | 5376.4247 | 3804.8408 | 5865.7461 | 6849.9504 | 5488.1648 | 3454.093 | 871.6109
1815 | -518.7026 | 520.2181 | 346.0372 | 421.7032 | 433.0886 | -8.1241 | 205.3987 | 1548.0074 | 2973.5613 | 988.8727 | 847.7392 | 372.1465
1816 | -320.2967 | -649.2124 | 537.5431 | 3978.7881 | 5569.3408 | 3054.7203 | 2498.3252 | 5296.3112 | 4887.1506 | 1523.6329 | 877.4011 | -41.3373
1817 | -267.399 | 628.1889 | 1327.0575 | 940.0872 | 1164.1775 | 452.7923 | -674.6669 | 1716.4154 | 2555.0621 | 1345.4217 | 546.928 | -638.4385
1818 | 1531.0733 | 1870.4887 | 1704.7252 | 1513.1004 | 2529.1062 | 1473.0085 | 124.8744 | 4031.9592 | 4693.4516 | 2777.4866 | 2272.8933 | -26.0584
1819 | -294.3923 | 402.0072 | 2365.6653 | 1627.4349 | 3008.5565 | 1125.5463 | 1692.944 | 2264.1661 | 5072.9836 | 3918.1646 | 2763.6244 | 227.7003
1820 | -804.3308 | 239.9881 | 1619.4643 | 4947.0088 | 5747.7604 | 3193.1954 | 3016.9155 | 3092.5383 | 6490.2022 | 7380.9056 | 3200.9945 | 370.7399
1821 | -267.1034 | 355.0833 | 1064.5061 | 859.9463 | 684.961 | 562.9157 | -101.4163 | 2794.6774 | 5547.8748 | 3472.9568 | 1150.8774 | 131.7947
1822 | -14.1654 | 2800.4296 | 1643.6117 | 3872.1221 | 4866.4288 | 6620.3006 | 4373.9114 | 4371.1623 | 5378.5899 | 2253.4249 | 2043.004 | -681.2365
1823 | 319.9837 | 3330.0598 | 5616.7926 | 6372.6416 | 6594.3251 | 5937.7934 | 3077.3819 | 3311.2377 | 5343.8174 | 5301.7805 | 3096.5678 | 381.3059
1824 | -422.2712 | 103.2871 | 1036.9888 | 2549.3973 | 2807.344 | 3230.2532 | 3939.0602 | 4097.2949 | 5845.8661 | 6328.3679 | 3172.4722 | -82.1834
1825 | -403.2065 | 346.1013 | -69.0375 | 351.5956 | -650.0654 | -782.8033 | -839.2576 | 633.5947 | 4614.3689 | 2312.0198 | 624.1936 | -354.2032
1826 | -362.6975 | -124.7564 | 131.9095 | 1977.7243 | 294.8596 | 54.2848 | 1705.8745 | 2111.387 | 2990.1405 | 85.7953 | -198.7245 | -339.8373
1827 | -730.3693 | 82.1906 | 464.2551 | 2014.5059 | -90.932 | 3477.8484 | 2336.2418 | 2831.0963 | 4122.228 | 3412.02 | 1403.536 | 186.0038
1828 | -1239.3708 | -402.4752 | -377.072 | -63.1964 | 834.7628 | -259.5325 | 1623.2834 | 2482.5094 | 5176.7172 | 4456.9036 | 492.8885 | -351.3795
1829 | -246.0653 | -90.4581 | 467.8372 | 872.2841 | 933.1294 | 2751.9112 | 2689.6076 | 2888.0206 | 2398.7901 | -284.0189 | 662.8126 | 50.535
1830 | -468.8106 | 1067.5456 | 3441.443 | 1270.4611 | 818.1935 | 1004.2636 | 2567.1522 | 3078.7398 | 4226.7541 | 2706.1513 | 1630.669 | 118.1118
1831 | -516.5605 | 141.1479 | -702.3999 | -775.9715 | -1792.22 | 140.2952 | 110.5375 | 3081.023 | 3133.6808 | 1613.5936 | 954.1233 | 113.5434
1832 | -328.1278 | -193.33 | 372.955 | 1592.8104 | 210.7628 | 365.4974 | 1802.5976 | 2232.3675 | 2819.9728 | -96.2094 | 133.973 | -479.8088
1833 | -220.5828 | 428.0765 | 1342.7881 | 2577.5612 | 2556.3754 | 3049.9351 | 3815.3552 | 3847.3562 | 5830.6661 | 5846.5821 | 3220.1529 | -61.0213
1834 | 280.7062 | 3036.0847 | 1605.8033 | 4272.0799 | 5067.801 | 6738.6523 | 4451.0859 | 4393.54 | 5277.0426 | 2183.2084 | 1890.2012 | -415.9629
1835 | -242.8198 | -123.0445 | 702.7047 | 971.0749 | 881.9001 | 2558.0163 | 2586.1169 | 2857.0231 | 2551.4554 | -165.5062 | 971.7967 | 189.2774
1836 | -402.6654 | 571.9271 | 3107.995 | 976.2304 | 585.2323 | 671.9016 | 2408.3284 | 2812.633 | 4108.63 | 2336.9178 | 1293.8652 | 189.5028
1837 | -1041.3318 | -272.2214 | 459.5135 | 295.2477 | 471.6043 | 837.9404 | 1613.2553 | 2481.5024 | 2197.659 | 322.4175 | 72.2536 | 128.1844
1838 | 58.2139 | 2307.7363 | 3463.6441 | 3177.0084 | 2671.8148 | 2698.4431 | 2518.1503 | 2742.0521 | 2200.8857 | 2445.6912 | 1565.1125 | -114.3834
1839 | -450.8328 | 334.6789 | 789.0329 | 2476.2019 | 359.8088 | 3580.338 | 2569.9901 | 2781.3822 | 4405.7033 | 3530.6776 | 1666.013 | 123.1768
1840 | -481.7886 | 355.8603 | -72.8872 | 294.0249 | -513.0186 | 1423.2865 | 1318.3592 | 2059.6083 | 3604.7148 | 177.2484 | 403.4339 | -493.516
1841 | -372.7011 | 343.6024 | 2340.2829 | 1334.6028 | 3216.7288 | 1272.9077 | 1424.7648 | 2221.4659 | 5013.0174 | 3532.8242 | 2915.2729 | 263.1713
1842 | -796.7914 | 2216.9336 | 2572.2933 | 3030.3218 | 4247.1736 | 1896.6553 | 1790.4959 | 2621.2956 | 3810.9796 | 4898.0849 | 3287.1288 | -221.6756
1843 | -58.8201 | 581.2928 | 1710.4174 | 1228.1771 | 1132.5392 | 553.5928 | -450.047 | 1932.9724 | 2538.8735 | 1759.0784 | 684.5319 | -554.9549
1844 | -825.09 | -84.2135 | 128.7306 | -539.2742 | -484.9974 | -727.0696 | -1097.3115 | 863.5192 | 826.2307 | 70.9059 | 97.855 | -844.4539
1845 | -505.2576 | 379.1918 | -362.6199 | 286.6927 | 200.2926 | 162.1976 | -383.3144 | 2362.5209 | 1757.7812 | -235.7602 | 182.1125 | -340.2858
1846 | -699.5125 | -333.3141 | 1903.9113 | 4938.8762 | 4697.1191 | 4789.1789 | 1819.699 | 2528.6554 | 5224.1663 | 5818.3135 | 4383.1856 | 392.9523
1847 | -760.437 | 289.1371 | -994.4834 | -1214.5413 | 109.0989 | 136.1528 | 93.0465 | 1859.3813 | 1740.4428 | 213.8107 | 526.5791 | -321.1904
1848 | -458.579 | -435.913 | 554.5245 | 3760.3233 | 5631.6995 | 2788.2917 | 2483.1969 | 5328.4432 | 4773.2704 | 1695.6828 | 835.2597 | -263.5469
1849 | 1578.1453 | 1938.2836 | 1626.7295 | 1668.3773 | 2460.8719 | 1395.2333 | -21.1795 | 3972.2177 | 4814.7415 | 2979.6375 | 2554.5306 | 185.9886
1850 | -676.7285 | 832.3577 | 388.4082 | 709.3631 | -13.3972 | 51.2332 | 426.1289 | 1887.8815 | 3105.0455 | 760.9738 | 539.2874 | 140.062
1851 | -603.9196 | 175.1174 | -89.172 | 450.6209 | -1195.3576 | -654.9235 | -535.5848 | 787.913 | 4829.1855 | 2237.6297 | 687.9683 | -437.1728
1852 | 351.359 | 3396.7412 | 5775.8375 | 5939.4188 | 6962.6627 | 6117.1583 | 2834.658 | 3339.8931 | 5522.7752 | 5282.3655 | 3045.6191 | 461.1566
1853 | -300.762 | 473.3752 | 802.778 | 407.2023 | 961.5215 | 496.6563 | -557.8598 | 2681.3624 | 5396.9775 | 3348.9358 | 1175.2216 | 185.0937
1854 | -944.4632 | -458.9726 | -417.9694 | -324.9047 | 792.6864 | -249.3999 | 1718.9813 | 2590.4979 | 5038.4827 | 4321.4484 | 533.3536 | -297.7231
1855 | -571.3689 | 803.0527 | 2674.8392 | 3881.0148 | 4093.3801 | 4614.57 | 851.047 | 875.2617 | 1142.2644 | -718.116 | 521.4667 | -222.3722
1856 | -341.5344 | 208.0234 | 1948.0955 | 2827.816 | 2703.4311 | 3021.379 | 1885.8353 | 2380.3355 | 3389.6075 | 1811.7532 | 208.127 | -801.7517
1857 | -327.127 | 609.5232 | 2913.0687 | 6982.6829 | 7228.5588 | 5650.1337 | 4098.9163 | 5999.9631 | 7310.7386 | 5811.789 | 3926.3551 | 1290.6938
1858 | -390.3443 | 77.0215 | 1640.8094 | 4613.7555 | 5590.8853 | 3081.8735 | 2728.6086 | 2949.0277 | 6674.7536 | 7265.3112 | 3609.3657 | 375.0506
1859 | -222.0657 | 548.9456 | 1668.5737 | 3815.1209 | 4188.5398 | 1100.8995 | 2955.7359 | 4360.1265 | 4714.5772 | 2373.0096 | 452.735 | -637.6
1860 | -584.0588 | 129.9174 | -111.1068 | 1220.5228 | 2550.2252 | 2341.4004 | 339.2277 | 1809.0569 | 4221.7795 | 2634.911 | 1021.7622 | 313.8232
1861 | -558.1376 | 859.7772 | 2656.2134 | 3748.0754 | 3959.5506 | 4607.6336 | 858.3234 | 496.5888 | 1100.7293 | -917.8045 | 282.2781 | -529.2927
1862 | -816.6108 | 187.9128 | -1013.9314 | -421.4973 | -22.0093 | 98.5656 | -371.8335 | 2348.1367 | 1509.1737 | -306.7689 | 373.0888 | -224.6932
1863 | -779.3289 | 1994.3388 | 2586.4261 | 3075.9121 | 4216.5498 | 1868.7702 | 1836.8057 | 2705.2874 | 3948.2974 | 5172.2535 | 2824.9223 | -35.9269
1864 | -1143.1967 | -325.2248 | 35.9982 | 1367.8548 | 381.9641 | 234.3331 | 1624.0235 | 2122.9922 | 2620.9267 | -37.714 | -6.9766 | -534.1376
1865 | -156.6995 | 1853.4391 | 3149.2753 | 3116.7417 | 2740.6812 | 2492.957 | 2489.5935 | 2725.4306 | 2163.6318 | 2270.3966 | 1639.3608 | -284.0832
1866 | -307.1754 | 234.3361 | -40.4709 | -28.8582 | -748.5135 | -900.5344 | -843.1239 | 113.5814 | 4888.3889 | 2329.888 | 807.3931 | -230.1542
1867 | -1138.3103 | 130.1141 | -683.2888 | -626.1936 | -165.757 | 237.0496 | 14.4155 | 1755.2012 | 1818.289 | 90.7733 | 352.6507 | -360.7313
1868 | -370.2463 | 110.8974 | 1395.6391 | 2918.6651 | 2642.0566 | 2885.7907 | 3836.2999 | 4094.0166 | 5895.2955 | 5951.2217 | 3230.0927 | -101.5327
1869 | -410.999 | 443.0032 | 1382.1369 | 3581.9355 | 4345.0027 | 1408.151 | 2899.8522 | 4181.5124 | 4819.5221 | 2361.1105 | 613.3211 | -657.9239
1870 | -77.5815 | 592.7695 | 3326.1451 | 1574.615 | 822.0457 | 793.7801 | 2731.5016 | 2943.4297 | 3981.5136 | 2600.5933 | 1261.0602 | -16.3117
1871 | -499.599 | 681.7987 | 212.6144 | 309.8747 | 300.5719 | -57.3449 | 215.3917 | 1586.772 | 3087.0634 | 793.1581 | 794.8167 | 465.3806
1872 | -289.6859 | 770.7846 | 1079.6845 | 57.1957 | 598.4027 | 656.9026 | -337.4999 | 2906.9723 | 5177.007 | 3408.0518 | 1195.8975 | 328.3835
1873 | -178.6296 | 368.1699 | 2283.5781 | 1458.8012 | 3244.0267 | 1176.4133 | 1827.154 | 2234.3522 | 5113.4697 | 3735.4796 | 2723.8514 | 58.4045
1874 | -146.9706 | 2407.171 | 1196.9255 | 3662.2934 | 4236.6724 | 6175.9848 | 4350.5316 | 4220.085 | 5202.436 | 2007.501 | 1579.8746 | -504.9804
1875 | -554.3253 | 288.404 | -461.9881 | -499.3758 | -1750.1903 | -362.9954 | -117.3569 | 3060.1758 | 3162.2338 | 1569.9444 | 981.3308 | 126.9154
1876 | -418.4822 | 107.6768 | 1855.6733 | 5212.7325 | 5925.3559 | 3259.3853 | 2908.22 | 3216.1357 | 6811.0517 | 7410.1182 | 3378.9566 | 352.865
1877 | -624.9805 | 29.6413 | -22.3551 | 1183.999 | 2203.8398 | 2339.5764 | 315.3731 | 1919.6991 | 4443.2254 | 2751.3362 | 972.4219 | 293.0041
1878 | -395.9273 | -114.5225 | 850.3393 | 1199.7586 | 935.0024 | 2626.4919 | 2809.3852 | 2989.8425 | 2472.7588 | -40.7084 | 834.0873 | 69.5462
1879 | -670.3615 | 144.9128 | 1735.3171 | 2732.5498 | 2525.2493 | 2881.3475 | 1706.7244 | 2322.2558 | 3466.4391 | 2028.2997 | 166.2761 | -924.6584
1880 | -715.7167 | -926.9414 | 265.1003 | 3595.0045 | 5276.8894 | 2710.0374 | 2318.5325 | 5036.527 | 4642.8522 | 1636.8139 | 765.5376 | -551.0977
1881 | 139.3943 | 884.7436 | 1972.8483 | 1596.5209 | 1502.315 | 451.4286 | -548.7118 | 1724.9908 | 2636.0231 | 1659.4032 | 558.0538 | -545.6911
1882 | -743.9131 | -254.0843 | 41.6504 | -1024.28 | -219.1356 | -396.8776 | -1220.0417 | 536.603 | 897.6265 | 92.6269 | 304.8963 | -611.2178
1883 | -401.0371 | 588.0258 | 2969.2816 | 6552.8562 | 7091.9266 | 5652.9683 | 4032.0942 | 5905.8342 | 7061.415 | 5851.9934 | 3819.8212 | 1204.0647
1884 | -325.7262 | -61.9727 | 1752.4028 | 4476.353 | 5061.1974 | 4743.7718 | 2099.2896 | 2744.6829 | 5073.5634 | 5566.9151 | 4424.1141 | 382.4128
1885 | -1151.5716 | -634.948 | -638.6712 | -251.1822 | 385.2713 | -358.7151 | 1529.7063 | 2538.3239 | 4939.7752 | 4385.3914 | 260.8824 | -501.1674
1886 | -604.2653 | 142.6978 | 171.1449 | 2186.5069 | 259.3039 | 3408.6831 | 2505.9464 | 2647.0868 | 4327.0061 | 3421.9461 | 1672.2697 | 132.9584
1887 | 1213.8935 | 1825.7263 | 1339.932 | 1541.4326 | 2500.0267 | 1416.3821 | -13.6471 | 4095.9423 | 4716.8307 | 2904.5212 | 2443.1691 | 71.7061
1888 | -913.0462 | 169.7284 | -613.8182 | -201.9134 | -1150.1395 | 1246.6667 | 1106.0586 | 1797.8951 | 3562.5328 | 59.9271 | 221.8521 | -1177.7139
1889 | 456.6988 | 3254.9127 | 5788.415 | 6121.6749 | 7276.4342 | 6030.2265 | 3212.7929 | 3664.2355 | 5464.9188 | 5526.5069 | 3288.831 | 600.608
1890 | -966.8273 | -218.4018 | 323.0593 | 505.5723 | 490.5057 | 582.518 | 1551.4645 | 2598.7548 | 2461.3878 | 865.1412 | 294.8504 | -12.5038
1891 | -642.9745 | 523.3616 | 290.0383 | 433.9851 | 307.246 | 0.50446 | 452.8603 | 1606.1254 | 2711.0879 | 212.5434 | 882.205 | 443.102
1892 | -324.8683 | -554.5756 | 785.4431 | 1074.5046 | 1013.2237 | 2520.9036 | 2640.6456 | 2969.6524 | 2267.0699 | -176.915 | 821.9989 | -14.8991
1893 | -157.0628 | 1992.6449 | 3228.8757 | 3032.5003 | 2496.9767 | 2249.246 | 2352.758 | 2771.0672 | 2129.3481 | 2222.7117 | 1436.2616 | -290.5672
1894 | -769.6506 | 328.8655 | -476.7335 | -95.1752 | 300.4741 | -3.3333 | -611.4356 | 2489.906 | 1588.3747 | -138.6955 | 191.3848 | -464.5865
1895 | -327.0594 | 633.4025 | 2905.5049 | 1835.2684 | 3600.0215 | 1205.2178 | 1685.0313 | 2266.511 | 5128.837 | 3745.3628 | 2793.2707 | 233.3202
1896 | -350.8701 | 40.5735 | 1451.7409 | 4435.938 | 5110.447 | 2683.5148 | 2514.6248 | 2965.7402 | 6445.995 | 6944.8522 | 2782.1172 | 40.713
1897 | -194.5167 | 478.4391 | 3384.253 | 1587.5917 | 608.0232 | 611.9101 | 2662.8549 | 2848.2266 | 4219.4324 | 2557.7699 | 1355.1896 | 155.4728
1898 | -1184.9915 | -466.9326 | -553.6728 | -11.0021 | 528.1532 | -223.473 | 1629.4303 | 2505.1065 | 4606.7057 | 4252.6195 | 683.3685 | -206.2625
1899 | -802.661 | 368.4762 | -629.341 | -412.5857 | 98.0847 | 171.1974 | -224.381 | 1730.6005 | 1584.0858 | 228.8441 | 631.2556 | -365.5295
1900 | 13.7788 | 892.8063 | 1771.8903 | 1408.4556 | 1331.1833 | 592.809 | -868.3293 | 1840.1768 | 2463.8375 | 1723.5163 | 506.0238 | -581.8438
1901 | -406.0672 | -23.1711 | 152.4029 | 2080.1035 | 328.0365 | 220.2224 | 1621.3634 | 2124.1778 | 2664.3992 | 176.2877 | 92.9031 | -492.6857
1902 | -612.1638 | -243.0655 | -212.285 | -704.06 | -260.4172 | -341.9091 | -1071.8442 | 649.5716 | 505.0085 | 51.7971 | 170.4527 | -630.1678
1903 | 151.9795 | 2636.7319 | 1439.798 | 3932.5255 | 4658.2179 | 6585.192 | 4271.2351 | 4324.6277 | 5403.1293 | 2235.647 | 1893.33 | -522.8663
1904 | -491.7851 | 475.8178 | 1620.9222 | 2403.6367 | 2749.97 | 3103.3826 | 3810.4228 | 3996.9639 | 5731.4358 | 5939.4971 | 3504.2614 | -2.4085
1905 | -246.39 | 662.7156 | 859.1103 | 285.4037 | 1219.2386 | 779.7762 | -305.9349 | 2779.3859 | 5567.3238 | 3317.8474 | 1015.2714 | 278.7833
1906 | -709.0704 | 2191.4821 | 2780.8063 | 2933.8363 | 4722.6858 | 2344.286 | 1914.091 | 2437.9329 | 4060.5681 | 5206.8113 | 3140.9007 | -146.2806
1907 | -271.2055 | 479.1186 | -56.3324 | 228.3794 | -1179.9405 | -805.4801 | -500.7336 | 797.9355 | 4589.6795 | 2195.9192 | 427.765 | -219.6403
1908 | 353.2803 | 3377.0709 | 5765.6829 | 6540.3527 | 6960.5926 | 5955.6703 | 3151.9008 | 3560.3082 | 5564.1736 | 5407.9524 | 3113.5439 | 546.9174
1909 | -681.6433 | -293.429 | 708.0906 | 289.4995 | 459.1577 | 765.7627 | 1478.1457 | 1908.6812 | 2220.0637 | 804.1824 | 74.6132 | -91.8147
1910 | -562.395 | 862.8731 | 2817.6935 | 3992.9771 | 4280.5952 | 4888.9358 | 881.7767 | 864.8318 | 980.3917 | -1186.2501 | 432.5551 | -69.1284
1911 | -693.2244 | 26.9121 | -480.8808 | -447.0218 | -2139.9636 | -21.769 | -396.8064 | 3050.7228 | 3046.8027 | 1613.6428 | 937.6016 | 154.9716
1912 | -628.516 | 834.3928 | -446.289 | 57.4403 | -665.592 | 1721.8754 | 1545.7073 | 2214.9606 | 3840.2245 | 434.2886 | 487.7049 | -653.5967
1913 | -315.1454 | 248.7747 | 1707.4154 | 2792.5295 | 2643.7042 | 3116.1068 | 1884.5379 | 2502.474 | 3185.9439 | 1900.9552 | 23.7412 | -724.3936
1914 | -543.4019 | 401.4878 | 2212.8486 | 6198.4254 | 6835.3835 | 5312.2011 | 3776.6825 | 5797.741 | 6746.7295 | 5378.114 | 3585.2753 | 988.7767
1915 | -359.9846 | -168.3245 | 1537.8641 | 4441.9411 | 4924.8237 | 4708.3136 | 1504.2492 | 2802.817 | 5165.7528 | 5767.7024 | 4530.861 | 442.1259
1916 | -352.2809 | -567.756 | 651.862 | 4207.5367 | 5529.671 | 3151.576 | 1996.7942 | 5280.5335 | 4815.9703 | 1735.354 | 872.0606 | -392.7443
1917 | -636.3682 | 394.3329 | 448.4789 | 2037.4816 | 226.2535 | 3392.519 | 2227.607 | 2749.4457 | 4300.3058 | 3329.7802 | 1588.6316 | 181.765
1918 | -653.6046 | 283.1569 | -282.2132 | 640.8333 | 2361.0738 | 2398.5216 | 464.8806 | 1789.9255 | 4316.0106 | 2981.8296 | 1136.7913 | 353.0828
1919 | -194.4837 | 628.4344 | 1763.4332 | 3571.6415 | 4436.4441 | 1245.4583 | 2696.2851 | 4269.9458 | 4839.7016 | 2440.2094 | 699.2487 | -568.1191
1920 | 1505.452 | 1898.3056 | 1431.7531 | 1689.5283 | 2493.8919 | 1259.7926 | 164.8086 | 4024.2959 | 4820.0457 | 3038.3299 | 2325.8548 | 80.5382
1921 | -513.0081 | 469.0112 | 399.8918 | 676.9267 | 214.9323 | 207.523 | 507.064 | 1778.4442 | 3072.2778 | 936.7881 | 836.4146 | 566.945
1922 | -398.289 | 601.4601 | 3163.7188 | 1469.4178 | 850.8061 | 796.074 | 2148.9132 | 2872.6318 | 4210.0238 | 2456.4829 | 1339.1762 | 70.285
1923 | 167.8947 | 2502.8599 | 1413.2382 | 4206.0287 | 4543.2001 | 6716.9235 | 4521.1798 | 4529.5398 | 5434.4149 | 2161.8845 | 2029.6675 | -379.779
1924 | 1636.4906 | 1906.1373 | 1358.02 | 1769.2593 | 2647.3224 | 1604.3349 | 18.0214 | 3774.2187 | 4749.8808 | 2930.6111 | 2231.221 | 42.1426
1925 | -481.7953 | -165.5679 | 699.6033 | 2200.1621 | 607.4975 | 431.7066 | 1885.4801 | 2244.1277 | 3007.7949 | 235.8865 | -13.8849 | -386.3635
1926 | -684.3538 | 410.2434 | -559.1242 | -240.8673 | -814.4969 | 1330.2719 | 1241.7074 | 2060.4493 | 3588.7388 | 247.4604 | 457.5 | -631.8692
1927 | -388.6974 | -261.6516 | 1649.562 | 2479.4027 | 2426.6562 | 2914.9517 | 1827.1737 | 2516.7434 | 3452.1145 | 1889.7643 | -115.3084 | -1022.1533
1928 | -468.7847 | 465.8779 | -381.2072 | -9.0458 | 93.3981 | 264.434 | -436.5231 | 2342.9171 | 1492.7047 | -214.7722 | 302.6533 | -159.5305
1929 | -423.2746 | -199.3693 | 524.8466 | 986.5515 | 530.2795 | 2628.3194 | 2702.8756 | 2856.2696 | 2032.9136 | -510.2172 | 549.3319 | 175.93
1930 | -1083.421 | -457.865 | -558.4219 | -385.9249 | 166.5399 | -581.5192 | 1309.5001 | 2295.9268 | 4877.4361 | 4346.4004 | 337.5269 | -570.7633
1931 | -680.4764 | 63.1248 | -726.7031 | -702.5675 | -1889.2489 | -252.6393 | -159.6269 | 3190.4884 | 3201.1052 | 1700.0856 | 1283.9113 | 243.9804
1932 | -801.2932 | 494.4798 | -913.0272 | -605.7503 | -83.9689 | -223.106 | -230.4242 | 1751.3997 | 1611.7352 | 70.0317 | 328.9474 | -316.6017
1933 | 349.4201 | 3472.8696 | 6029.3572 | 6607.412 | 7169.8865 | 6104.6673 | 2982.7006 | 3471.6344 | 5386.1302 | 5538.5523 | 3151.8479 | 498.4551
1934 | -863.7553 | 215.2672 | 305.9483 | 1652.1747 | 571.1721 | 3624.0831 | 2246.2056 | 2579.3483 | 4229.7451 | 3259.4915 | 1357.2322 | -90.6953
1935 | -626.2163 | 122.5291 | 1715.3568 | 4616.9316 | 5027.903 | 4563.3518 | 2035.7599 | 2658.0573 | 5217.5222 | 5913.7021 | 4504.4351 | 508.358
1936 | -734.5084 | 2423.7565 | 2562.3322 | 3202.3043 | 4575.8038 | 2191.5065 | 1620.5999 | 2326.3707 | 3910.1369 | 5134.4263 | 3333.6331 | -251.2288
1937 | -601.4407 | 33.1124 | 1331.3545 | 4587.6909 | 5766.7527 | 3023.1168 | 2336.3528 | 2947.988 | 6257.9669 | 7053.2384 | 3130.1124 | 223.5934
1938 | -516.1313 | 197.3311 | 1376.0626 | 3623.2323 | 3784.5353 | 1230.2288 | 2715.1536 | 4088.0841 | 4792.4023 | 2344.5004 | 691.2096 | -654.0064
1939 | -748.4318 | -393.7213 | 437.306 | 642.0959 | 591.8369 | 741.9949 | 1375.2572 | 2551.9174 | 2329.84 | 994.0593 | 175.4193 | 30.9619
1940 | -682.2195 | 951.735 | 2718.372 | 3959.3411 | 4175.9507 | 4562.8637 | 872.7761 | 714.5826 | 1130.6216 | -742.9156 | 193.2517 | -133.2242
1941 | -861.2743 | -63.6121 | -441.8057 | 556.0721 | 1936.6034 | 1857.1449 | -33.0525 | 1501.0117 | 3986.7942 | 2664.7116 | 757.3316 | -151.5985
1942 | -261.8446 | 470.9843 | 1035.5372 | 742.1306 | 829.1675 | 515.3077 | -453.359 | 3016.0691 | 5344.2603 | 3600.0975 | 1087.2924 | 339.3729
1943 | -193.0931 | 374.5796 | 1597.4071 | 1485.1666 | 1220.816 | 496.1952 | -571.0767 | 1621.969 | 2769.4585 | 1788.46 | 662.7627 | -520.1968
1944 | -182.4567 | 1731.9304 | 3106.4662 | 2751.6665 | 2224.9358 | 2528.0218 | 2371.7853 | 2612.1998 | 2345.318 | 2227.2462 | 1522.0182 | -613.5576
1945 | -511.587 | 35.3839 | 1320.1749 | 2679.7144 | 2372.5767 | 2771.4393 | 3851.558 | 3887.9886 | 5690.4211 | 6108.5993 | 3511.0025 | -37.6284
1946 | -267.8337 | 208.4517 | 2600.8517 | 1901.6298 | 3780.8067 | 1163.5933 | 1980.6059 | 2327.9188 | 4971.9012 | 3704.8551 | 3000.9599 | 364.5801
1947 | -806.1252 | -29.531 | -244.1644 | -1132.8871 | -501.0363 | -676.2459 | -1478.5371 | 759.4976 | 697.2047 | -2.2489 | 106.5902 | -1032.9444
1948 | -470.3203 | 752.3935 | 3019.8485 | 6758.0709 | 6907.0675 | 5438.5086 | 4178.8328 | 6125.7166 | 7064.3666 | 5575.5079 | 3735.0714 | 1123.0149
1949 | -475.8599 | -597.4703 | 240.9058 | 3820.5281 | 5592.9818 | 3014.4001 | 2292.8481 | 5241.3538 | 4743.7407 | 1513.9411 | 842.2583 | -207.8366
1950 | -519.2645 | 564.7975 | -125.5796 | 107.678 | -988.3526 | -907.4293 | -738.0248 | 814.0604 | 4790.1148 | 1801.6393 | 867.8784 | -425.6226
1951 | -414.9897 | 226.995 | 427.744 | 2422.2652 | 567.8101 | 3859.7819 | 2520.9152 | 2744.1071 | 4588.5096 | 3592.5203 | 1570.5418 | 255.4602
1952 | -719.8339 | 556.7219 | -130.6711 | -162.6222 | -1342.6549 | 1518.628 | 1412.4599 | 1899.2576 | 3606.3278 | -31.5623 | 262.7952 | -587.9044
1953 | -480.7876 | 534.0957 | 2758.0013 | 6620.0442 | 6180.2787 | 5166.2995 | 3910.3065 | 5762.5585 | 6870.6194 | 5420.0115 | 3599.9206 | 1115.4012
1954 | -656.2108 | -55.4856 | -272.866 | 834.4357 | 2284.916 | 1971.0819 | 170.1513 | 1689.8237 | 4281.4498 | 2944.2592 | 1000.4809 | 150.5607
1955 | -120.8302 | 380.8762 | 1954.7388 | 1800.8084 | 3196.2134 | 1158.3992 | 1650.7858 | 2268.656 | 5008.7135 | 3851.5887 | 2610.4374 | -11.8408
1956 | -493.9728 | 455.6046 | 276.5575 | 341.0453 | 321.2854 | 262.2523 | 448.3612 | 1825.0836 | 3044.2013 | 751.4223 | 884.0006 | 335.9886
1957 | -800.5625 | 2202.4553 | 2903.4845 | 3643.1784 | 4477.6405 | 2095.3473 | 1895.8513 | 2759.4189 | 3902.5938 | 4982.3542 | 3025.7184 | -302.5167
1958 | -625.5896 | 1083.5423 | 2452.6975 | 3353.5868 | 4064.5184 | 4607.7217 | 619.2842 | 423.5026 | 1207.2955 | -838.4582 | 257.2126 | -143.7904
1959 | -502.9977 | 580.4779 | 1311.251 | 3105.8633 | 4157.7734 | 1450.4242 | 2880.2734 | 4194.3797 | 4832.2979 | 2274.2343 | 775.3331 | -708.3022
1960 | -376.2311 | -673.1099 | 541.6514 | 4323.5844 | 5464.1979 | 3220.5585 | 2669.3185 | 5402.4088 | 4913.7733 | 1622.3591 | 1174.8954 | -221.0292
1961 | 34.9391 | 2076.2477 | 3378.9195 | 2914.5053 | 2462.9883 | 2397.1758 | 2586.8209 | 2754.5013 | 2140.0538 | 2107.3691 | 1664.0373 | -292.0027
1962 | -757.6105 | 82.7137 | -805.4422 | -73.7531 | 100.3125 | -211.112 | -154.2978 | 1780.8908 | 1859.3689 | 215.7583 | 349.3939 | -506.9041
1963 | -873.3056 | -22.2265 | 629.6938 | 401.4951 | 226.5673 | 625.7098 | 1929.7266 | 2436.3869 | 2182.027 | 580.1396 | 372.5623 | -59.2229
1964 | -551.6927 | -276.6614 | 1463.4464 | 4633.507 | 4939.406 | 4378.3752 | 1770.7715 | 2656.1324 | 5136.827 | 5847.1341 | 4495.3456 | 339.5912
1965 | -376.3826 | -22.5068 | 450.9874 | 2072.3245 | 471.1704 | 455.9502 | 1784.0073 | 2167.5301 | 2996.6875 | 145.1298 | -88.833 | -451.726
1966 | 1798.6782 | 1825.4049 | 1511.4363 | 1789.7072 | 2770.1293 | 1624.6706 | 167.476 | 4043.0555 | 4829.6228 | 2943.186 | 2409.7814 | 79.7365
1967 | -575.5383 | 191.4485 | -568.4594 | -465.712 | -1949.5228 | -290.0474 | -404.1917 | 3029.3061 | 2998.0017 | 1443.6027 | 880.0934 | 21.7747
1968 | -627.8853 | 172.7842 | -548.1129 | -89.2726 | 21.7755 | -26.2795 | -558.7829 | 2471.0286 | 1660.5212 | -397.9848 | 62.5798 | -360.8827
1969 | -629.2922 | 85.6381 | -64.4722 | -589.3185 | -616.2427 | -399.7341 | -1168.8533 | 633.2457 | 509.4815 | -49.5666 | 300.2622 | -521.8923
1970 | -1334.2133 | -260.3233 | -18.3574 | 412.6546 | 794.7005 | -283.2351 | 1552.832 | 2568.8475 | 5364.3025 | 4484.7083 | 698.107 | -276.8572
1971 | 254.1681 | 2674.7913 | 1247.4698 | 3601.6675 | 4689.8016 | 6614.9917 | 4465.2094 | 4319.808 | 5488.1741 | 2283.0999 | 1945.0536 | -434.0558
1972 | -284.6249 | 531.0163 | 1193.3422 | 556.1085 | 929.4379 | 558.3373 | -406.8382 | 2822.5249 | 5534.9298 | 3477.933 | 963.1913 | 75.728
1973 | -342.3708 | -49.9571 | 1524.9485 | 2867.7431 | 1995.5738 | 2450.2082 | 1756.2721 | 2507.2419 | 3146.4922 | 1685.1604 | -681.8259 | -1110.5822
1974 | -214.6466 | 700.3388 | 1304.8569 | 1279.7661 | 1428.7167 | 761.4422 | -530.9403 | 1824.7249 | 2844.3648 | 1825.0749 | 379.4064 | -546.3185
1975 | -396.6201 | -348.5378 | 461.0696 | 961.939 | 547.1471 | 2225.7866 | 2346.3049 | 2757.5582 | 2285.6043 | -643.9867 | 313.7238 | -3.5784
1976 | -555.1841 | 320.4655 | 1208.1869 | 2702.7899 | 2621.766 | 3113.9489 | 3749.3541 | 3855.1652 | 5571.5178 | 5710.7562 | 3139.856 | -248.9183
1977 | -552.556 | 109.3354 | 1614.7459 | 4527.8576 | 5995.0379 | 3411.0091 | 2686.4586 | 3057.2213 | 6800.2072 | 7238.2155 | 3356.4995 | 225.8945
1978 | 383.4655 | 3550.215 | 5767.5338 | 6475.7326 | 7176.225 | 6047.6753 | 3189.0564 | 3443.0588 | 5471.8448 | 5247.4324 | 2932.0137 | 592.9391
1979 | -268.6953 | 714.0595 | 3255.1697 | 1194.6892 | 667.5314 | 894.4628 | 2624.0912 | 3002.3515 | 4243.7024 | 2632.027 | 1291.2063 | 65.8982
1980 | -838.1667 | -28.5845 | -452.9976 | -169.9065 | -1294.776 | -1134.4734 | -985.7401 | 488.517 | 4471.937 | 1903.8395 | 614.8965 | -521.6031
1981 | -452.3625 | 638.6471 | 2571.8612 | 6562.6884 | 6772.482 | 5291.6437 | 3854.8072 | 5603.3333 | 7131.3516 | 5674.2221 | 4065.4772 | 1252.786
1982 | -283.0655 | -11.9952 | 868.8694 | 1420.3864 | 881.7141 | 2610.8657 | 2217.1765 | 2991.2175 | 2088.6753 | -337.0944 | 676.9863 | 77.6135
1983 | -1032.1136 | 2018.3245 | 2456.028 | 3512.7529 | 4333.2047 | 2081.9979 | 1902.1007 | 2604.1994 | 3957.5911 | 4885.0072 | 3134.7337 | -279.0851
1984 | -617.6227 | -45.6025 | 1936.8876 | 2973.7091 | 2477.4509 | 3196.9481 | 1974.8701 | 2469.1337 | 2896.7206 | 2023.885 | 102.8814 | -915.564
1985 | -293.1392 | 684.9089 | 940.3141 | 443.3152 | 944.1203 | 284.1099 | -443.7381 | 2936.8142 | 5573.5159 | 3409.2885 | 1161.7549 | 276.7914
1986 | -567.7014 | 238.0032 | 917.8027 | 3220.3013 | 4442.9241 | 1445.2034 | 2846.1067 | 4211.6634 | 4520.108 | 2556.6877 | 400.2429 | -478.6454
1987 | -596.5078 | 336.4653 | -824.1364 | -440.6696 | -269.3351 | 47.7546 | -667.07 | 2331.7331 | 1600.7864 | -473.4729 | -338.2705 | -668.5286
1988 | -688.1279 | -55.8081 | -105.5701 | 968.5794 | 1865.5189 | 2144.376 | 424.4542 | 2049.0294 | 4220.383 | 2629.272 | 1145.214 | 276.4254
1989 | -295.6837 | 953.132 | 2572.7828 | 3827.0622 | 4137.6414 | 4763.792 | 825.3197 | 1022.993 | 1259.3621 | -612.0182 | 145.1198 | -199.5144
1990 | 1712.1832 | 1996.3527 | 1580.4017 | 1634.678 | 2457.5772 | 1396.2131 | 30.6589 | 4173.4984 | 4760.522 | 2857.2812 | 2199.6087 | 72.2716
1991 | -768.7783 | 166.7438 | -583.6385 | -452.2488 | -1840.3274 | -309.3171 | -149.4763 | 3024.833 | 3013.337 | 1410.6259 | 861.7101 | 121.9498
1992 | 245.0718 | 3415.616 | 5768.4602 | 6493.2398 | 6855.4738 | 6065.209 | 3065.5183 | 3592.7327 | 5623.5561 | 5485.0589 | 2955.6204 | 402.1733
1993 | -499.5786 | 492.2836 | 629.0476 | 2422.7657 | 486.3536 | 3693.1892 | 2616.3596 | 2817.0948 | 4537.9033 | 3581.1216 | 1673.0359 | 352.6118
1994 | -288.9416 | -512.7716 | 939.2055 | 4243.9157 | 5567.6313 | 3081.3489 | 2403.1097 | 5319.6872 | 4772.0722 | 1442.244 | 949.5269 | -228.9242
1995 | -516.6534 | -47.3387 | 1727.3169 | 4884.1712 | 5333.3794 | 4677.6935 | 1875.8257 | 2491.3115 | 5196.1238 | 5825.3935 | 4325.3661 | 465.6561
1996 | -446.5165 | 129.1697 | 2187.8601 | 1566.9205 | 3527.2706 | 1253.7755 | 1764.5949 | 2339.9076 | 4878.5069 | 3322.4069 | 2674.1 | 419.7907
1997 | -62.4098 | 1915.171 | 3390.5513 | 3255.95 | 2894.1977 | 2683.1517 | 2487.86 | 2868.3235 | 2135.889 | 2454.9874 | 1822.8562 | -375.5838
1998 | -242.4141 | -77.1262 | -169.5325 | -524.9132 | -13.0099 | -409.6767 | -1339.7412 | 792.844 | 801.6564 | 43.6024 | 119.9668 | -725.0754
1999 | -1186.9827 | -504.9763 | -507.7543 | -210.293 | 352.1338 | -469.6129 | 1305.6776 | 1931.6104 | 5009.2883 | 3936.3267 | 330.4404 | -541.2405
2000 | -439.741 | -138.2239 | 1570.0548 | 4353.7948 | 5656.0393 | 2987.6632 | 2619.0271 | 2791.7289 | 6569.8535 | 7220.1895 | 3480.682 | 280.0771
2001 | -814.1056 | 431.7423 | -404.3223 | -185.8797 | -948.8084 | 1433.5219 | 1384.4453 | 2020.3168 | 3628.6304 | 333.5219 | 401.1175 | -589.0459
2002 | -666.683 | 283.9233 | -473.7488 | -356.3746 | -18.5169 | 130.7174 | -21.2044 | 1818.5651 | 1864.5466 | 65.6129 | 582.2673 | -185.205
2003 | -391.8087 | 355.3787 | -407.6263 | 367.6325 | -950.0758 | -804.9055 | -854.9122 | 733.3056 | 4878.132 | 2247.0491 | 919.3639 | -208.7611
2004 | -943.7466 | -221.3132 | 379.3201 | 617.8563 | 808.2173 | 793.875 | 1813.9271 | 2632.4898 | 2363.8655 | 797.0643 | 285.8803 | 148.7165
2005 | -773.6996 | 138.0898 | 1113.9573 | 2354.4067 | 2668.6321 | 3257.9769 | 3682.7498 | 4102.4272 | 5812.5333 | 5948.025 | 3269.4884 | -13.2167
2006 | -364.9012 | -208.1721 | 469.8137 | 1820.6213 | 78.8159 | 275.2414 | 1928.7237 | 2251.4738 | 3186.558 | 132.5683 | 285.6767 | -250.3244
2007 | -528.639 | 834.3872 | 73.8286 | 586.9341 | 551.0473 | 102.5893 | 574.1984 | 1730.1492 | 3011.3148 | 905.4541 | 814.9219 | 129.6725
2008 | -105.587 | 721.504 | 1725.846 | 1086.0858 | 1472.0767 | 597.4409 | -584.6539 | 1708.7472 | 2805.29 | 1747.0911 | 664.341 | -280.5941
2009 | 100.7548 | 2566.9697 | 1145.7314 | 3956.4826 | 4717.1645 | 6485.1675 | 4477.0046 | 4132.1255 | 5234.5518 | 2153.5861 | 1901.287 | -331.6007
2010 | -221.0891 | 448.0407 | 3396.5865 | 1565.5583 | 327.9886 | 787.9022 | 2791.3196 | 2805.1233 | 4214.7446 | 2287.2325 | 1413.889 | 125.1557
2011 | -174.9327 | 662.9437 | 3524.7174 | 1235.0803 | 668.5896 | 934.8996 | 2777.9023 | 2757.6471 | 4216.3489 | 2650.3319 | 1268.7854 | 83.1296
2012 | -510.7269 | 175.47 | -604.2863 | 172.7684 | -118.5263 | -294.576 | -372.4069 | 2584.7448 | 1494.608 | -358.1832 | 123.9506 | -410.3407
2013 | 117.5874 | 2696.8725 | 1108.8362 | 3924.1716 | 4505.7193 | 6547.0032 | 4560.9926 | 4505.3901 | 5357.7217 | 2251.7175 | 2070.2047 | -272.6459
2014 | -487.4124 | 283.366 | -19.3011 | -633.2772 | -302.4237 | -634.1495 | -994.1323 | 813.9342 | 791.4965 | 5.4559 | -67.0324 | -797.3599
2015 | -531.3088 | 419.5636 | 1218.536 | 2717.5116 | 2662.8248 | 3002.6136 | 3760.5656 | 4117.7576 | 5991.0353 | 6167.8844 | 3386.383 | -55.5468
2016 | -512.4062 | 374.2654 | -568.6243 | -155.37 | -271.3537 | 200.7797 | -57.7615 | 1751.4524 | 1752.5271 | 286.0319 | 66.3594 | -245.83
2017 | -622.5202 | -257.2305 | 1627.3005 | 4846.4037 | 5652.7243 | 2995.1298 | 2487.0754 | 2798.4159 | 6565.5135 | 7291.464 | 3272.7944 | 2.134
2018 | 115.514 | 805.4291 | 1910.4728 | 1490.5743 | 1425.0623 | 784.8718 | -357.5206 | 1898.2345 | 2884.5236 | 1819.2398 | 615.4976 | -533.0908
2019 | -628.5503 | 46.9229 | -185.3089 | 503.8752 | -819.1761 | -936.7839 | -588.7454 | 712.749 | 4730.8355 | 1949.3289 | 497.3522 | -347.2874
2020 | -452.1454 | -54.1663 | 202.1436 | 2131.7543 | 385.2254 | 127.686 | 1770.683 | 2113.9243 | 2912.1901 | 126.7443 | 47.6742 | -477.1763
2021 | -925.6957 | -232.3052 | 385.4784 | 249.2814 | 113.6767 | 645.3496 | 1698.8484 | 2640.9084 | 2339.3607 | 619.753 | 194.855 | 119.1976
2022 | -473.5949 | 714.0975 | -505.2504 | -101.925 | -980.4635 | 1362.5534 | 1313.4717 | 2006.3655 | 3591.9231 | -9.9654 | 134.3465 | -736.0958
2023 | -464.5447 | 345.7432 | 924.5041 | 423.331 | 756.8467 | 193.4542 | -481.5152 | 2676.7695 | 5529.1203 | 3223.7772 | 829.2448 | -62.9805
2024 | -641.7572 | -363.9706 | 1873.6067 | 4551.7328 | 5172.8211 | 4763.6378 | 2026.1452 | 2732.3679 | 5059.9254 | 5389.5907 | 4505.894 | 515.5493
2025 | -369.3626 | 229.4864 | 419.0595 | 1976.7492 | 150.4985 | 3882.3626 | 2668.0382 | 2862.833 | 4238.8318 | 3436.6584 | 1643.1319 | 319.5808
2026 | -546.8532 | 801.8565 | 2624.1384 | 4118.9487 | 4057.8106 | 4469.9722 | 720.3002 | 819.8943 | 1197.7031 | -777.8722 | 465.3891 | -128.6003
2027 | 1411.1014 | 2072.8455 | 1221.7156 | 1461.4744 | 2123.4018 | 1405.7944 | 170.7557 | 3900.7201 | 4696.9731 | 2794.7334 | 2481.3164 | -21.5027
2028 | -317.2264 | -158.0447 | 469.7529 | 1296.1213 | 944.4785 | 2556.8166 | 2794.8127 | 3100.2258 | 2543.571 | -181.4317 | 674.4628 | 65.9991
2029 | -285.143 | 688.5329 | 2870.2746 | 6732.2901 | 6904.2978 | 5494.28 | 4145.6719 | 6034.1215 | 6939.2335 | 5636.3666 | 3913.211 | 917.2515
2030 | -391.5326 | 96.9833 | 1698.946 | 2844.1883 | 2714.5147 | 3070.5085 | 1928.3179 | 1922.9161 | 3219.0111 | 1964.4983 | 250.5435 | -843.9046
2031 | -353.2643 | 278.9556 | 2775.7757 | 1950.9436 | 3344.1038 | 968.9472 | 1782.1622 | 2221.1346 | 5129.9308 | 3845.2749 | 2754.9755 | 314.5338
2032 | -924.451 | 474.85 | 250.8862 | 456.5693 | 429.3515 | 59.2624 | 307.9105 | 1663.6271 | 2932.3336 | 803.4795 | 596.1887 | 274.1975
2033 | 352.5454 | 3114.435 | 5897.5993 | 6601.0386 | 6724.1342 | 6037.8849 | 3155.6317 | 3701.2155 | 5599.8546 | 5253.5012 | 3228.3089 | 662.6573
2034 | -303.9887 | 444.0341 | 1485.4602 | 3714.1584 | 4018.1378 | 1422.7018 | 2901.7647 | 4301.5368 | 4858.795 | 2263.2349 | 291.3188 | -698.1335
2035 | -414.5516 | 380.9578 | -290.5288 | 995.7502 | 2555.7482 | 2398.5263 | 362.5462 | 1869.8874 | 4233.6617 | 2726.1671 | 916.9043 | 246.6132
2036 | -1010.1245 | 1984.44 | 2720.6302 | 3256.7519 | 3977.3391 | 1937.4594 | 1138.879 | 2508.7244 | 4008.4704 | 5120.1955 | 3282.1179 | -40.6272
2037 | -232.7424 | 2009.4976 | 3232.5482 | 2900.293 | 2430.504 | 1914.8972 | 2453.5966 | 2778.55 | 2211.0242 | 2238.817 | 1602.2349 | -227.6143
2038 | -399.8577 | -377.0213 | 617.3626 | 4109.7801 | 5499.1078 | 3182.7729 | 2602.3628 | 5322.6024 | 4775.5862 | 1609.956 | 1030.5837 | -306.4852
2039 | -1043.1702 | -289.4655 | -139.1209 | 235.6226 | 590.0309 | -169.4784 | 1489.9833 | 2393.2157 | 5205.5558 | 4430.73 | 783.2812 | -326.4884
2040 | -743.4353 | 182.9822 | -516.2755 | -640.978 | -1674.1981 | -364.5283 | -206.0104 | 3054.1297 | 3081.1053 | 1665.4813 | 860.5855 | 118.112
2041 | -694.6958 | 608.2727 | 2750.3119 | 6766.1983 | 6901.9368 | 5462.7013 | 4143.5106 | 6026.9563 | 6975.3678 | 5647.8054 | 4001.2502 | 1145.676
2042 | -1241.0938 | -359.0526 | -366.7304 | -142.3362 | 578.2864 | -440.8868 | 1533.8455 | 2535.5521 | 5199.4165 | 4363.0243 | 802.5493 | -267.169
2043 | -447.9148 | 1074.4993 | 2473.339 | 3588.2833 | 4199.1918 | 4613.4549 | 688.932 | 900.1447 | 1173.8894 | -1020.4134 | 305.482 | -67.7581
2044 | -376.6806 | -117.3793 | 1775.1628 | 3014.0166 | 2506.5394 | 2911.8619 | 1793.1139 | 2264.4887 | 3214.487 | 1913.9571 | 149.2279 | -1117.384
2045 | -753.8768 | 86.9109 | 1241.8536 | 3333.186 | 3669.243 | 949.5018 | 2830.8161 | 4140.3265 | 4669.0842 | 2204.784 | 394.5743 | -826.5509
2046 | -952.7232 | 2065.2085 | 2580.514 | 3358.6089 | 4596.2301 | 2022.673 | 1775.4721 | 2645.0468 | 3878.4569 | 4894.4605 | 3160.4103 | -82.7292
2047 | -242.8544 | 592.9253 | 1055.8264 | 576.8303 | 878.4123 | 509.8163 | -424.9448 | 2923.209 | 5240.083 | 3292.9204 | 1028.1063 | 516.5244
2048 | -591.2106 | 192.7284 | -21.4353 | 456.4426 | -1015.1262 | -753.3352 | -553.2546 | 934.1491 | 5026.9028 | 1595.2369 | 341.1088 | -261.5786
2049 | -618.7857 | 343.9149 | 53.514 | 452.4271 | 175.9867 | 93.5833 | 316.5642 | 1648.8443 | 2879.7235 | 961.3519 | 360.4033 | 408.2277
2050 | -648.6728 | -44.2581 | 280.2634 | 2141.8407 | 325.0345 | 3653.8849 | 2548.352 | 2811.633 | 4545.7884 | 3587.1461 | 1583.9285 | 352.4922
2051 | -608.754 | -290.367 | 126.8012 | 1957.29 | 152.4117 | -24.286 | 1536.761 | 1959.9737 | 2683.4459 | -7.7571 | -110.4167 | -646.3932
2052 | -326.2927 | 500.327 | 2487.0802 | 1755.2218 | 3396.373 | 989.0072 | 2043.5719 | 2430.7575 | 5061.4799 | 3799.4728 | 2804.42 | 167.3942
2053 | -620.4692 | 513.4304 | -451.7208 | -419.4347 | -940.3103 | 1408.3771 | 1376.4947 | 1845.2626 | 3731.0454 | 211.808 | 452.058 | -720.9388
2054 | -437.5823 | -171.6769 | 1961.9935 | 5025.57 | 4895.5396 | 4593.3748 | 1997.695 | 2822.9191 | 5235.4217 | 5725.8162 | 4287.6331 | 325.6682
2055 | 124.402 | 2516.1699 | 1523.8193 | 4115.8849 | 4717.1235 | 6651.3468 | 4475.0432 | 4403.9257 | 5554.4402 | 2340.71 | 1593.9868 | -290.4772
2056 | -870.9006 | -174.3759 | -803.2212 | -715.9488 | -1812.3645 | -208.0736 | -219.7394 | 2948.379 | 2727.3878 | 1515.5215 | 914.0728 | 234.9491
2057 | -382.9513 | 25.9214 | 1545.2606 | 4877.7477 | 5407.4649 | 3116.8846 | 2719.0539 | 2896.5148 | 6730.2947 | 7267.3887 | 3354.8062 | 192.5185
2058 | -253.0289 | -179.8797 | 543.6106 | 876.6114 | 837.9295 | 2520.0428 | 2657.8038 | 2963.6922 | 2387.469 | -512.6956 | 747.7048 | 120.5846
2059 | 1698.4381 | 2085.9237 | 1476.2127 | 1357.5723 | 2770.8784 | 1415.5462 | -60.9051 | 4005.3215 | 4751.7596 | 3030.5373 | 2365.0453 | 21.0275
2060 | -445.735 | 1801.4057 | 2530.9913 | 2505.3222 | 2553.8227 | 2307.7239 | 2200.2086 | 2685.8802 | 2056.2963 | 2161.6817 | 1548.8577 | -416.442
2061 | -464.393 | -568.9355 | 413.274 | 4393.102 | 5747.7443 | 3297.9993 | 2595.2022 | 5402.0129 | 4722.4659 | 1834.5025 | 994.4244 | -212.3759
2062 | -670.1549 | -196.4208 | -441.6284 | 891.7719 | 2179.4328 | 2234.543 | 273.1454 | 1695.0962 | 4288.5745 | 3009.9861 | 1004.6177 | 239.0109
2063 | -475.718 | 514.1067 | 3109.4112 | 1223.2924 | 633.365 | 662.4086 | 2788.2354 | 3065.3052 | 4303.4754 | 2682.3433 | 1546.9954 | 165.634
2064 | -253.7203 | 26.1189 | 1282.9572 | 2786.3849 | 2762.0577 | 2945.6177 | 3900.9665 | 4116.4371 | 5979.1749 | 5561.0027 | 3333.8515 | 77.5268
2065 | 419.8886 | 3469.7233 | 6046.0747 | 6349.3253 | 7281.5077 | 6104.2602 | 2926.308 | 3405.4035 | 5222.7414 | 5365.545 | 3376.2876 | 588.2618
2066 | -807.0933 | 189.0954 | -541.4896 | -727.2234 | -89.6284 | 67.3025 | -69.428 | 1699.5048 | 1591.0539 | 162.9669 | 441.3093 | -541.9518
2067 | -714.8597 | 137.1653 | -23.3167 | -211.3127 | -17.9247 | -332.4397 | -1290.9102 | 708.0355 | 869.4899 | -216.5566 | 26.2086 | -796.7456
2068 | -632.7898 | -69.7628 | 819.9451 | 621.3645 | 445.8568 | 631.1483 | 1736.0407 | 2613.0596 | 1919.1529 | 633.274 | 201.1871 | 13.6578
2069 | -559.8402 | 417.7972 | -517.6998 | -55.2663 | -62.0162 | -67.5889 | -498.2691 | 1962.6638 | 1502.2261 | -627.6668 | 154.7484 | -294.0158
2070 | -60.6802 | 776.8411 | 1979.1649 | 1230.2219 | 1252.641 | 189.8688 | -443.5817 | 1748.7371 | 2851.2721 | 1822.6926 | 588.0235 | -609.1183
2071 | -468.4722 | 45.6417 | -143.2894 | -637.7348 | -271.0586 | -408.0102 | -1107.0604 | 689.1414 | 835.7003 | -7.0583 | 67.3391 | -722.2902
2072 | -563.3744 | -113.4797 | 1754.5418 | 2920.1809 | 2339.6728 | 2983.7838 | 1938.2506 | 2198.2095 | 3397.8092 | 1955.4549 | -69.2072 | -1038.6938
2073 | -226.7797 | -90.9101 | 624.7507 | 2097.282 | 229.25 | -109.1942 | 1710.2876 | 2280.8645 | 2781.797 | -100.4547 | -181.7544 | -552.7718
2074 | -518.0159 | 163.0283 | -327.516 | 261.4072 | -1035.7744 | -733.4375 | -692.1682 | 628.4548 | 4730.8777 | 1858.6934 | 588.5575 | -317.9039
2075 | 1778.7703 | 1890.6594 | 1258.7763 | 1740.3742 | 2472.4857 | 1483.9635 | -20.4175 | 3996.2751 | 4623.7074 | 2828.8115 | 2403.2885 | 95.0102
2076 | -1.3186 | 683.3366 | 1854.8401 | 1006.8642 | 1444.9505 | 786.6126 | -444.7648 | 1900.8346 | 2924.3858 | 1847.1266 | 741.7478 | -598.0524
2077 | -429.3636 | -451.6842 | 670.811 | 3642.3102 | 5672.3933 | 3123.9128 | 2362.2672 | 5326.194 | 4663.7537 | 1479.0647 | 970.0888 | -177.2168
2078 | -670.9668 | 325.6643 | -440.7128 | 74.0358 | -112.3499 | 23.5399 | -460.2036 | 2229.0214 | 1312.9381 | -338.9575 | 83.182 | -526.4719
2079 | -1316.116 | -602.0339 | -524.25 | -319.1882 | 714.4963 | -284.4003 | 1637.2732 | 2557.5426 | 5068.6783 | 4068.9476 | 527.8027 | -343.1422
2080 | -17.6408 | 2654.3868 | 1484.7024 | 4290.8394 | 4513.3393 | 6728.2806 | 4420.8123 | 4357.0013 | 5404.5535 | 2495.3158 | 1909.6514 | -415.69
2081 | -690.8386 | 471.4404 | -123.5979 | -39.0468 | -703.5824 | 1637.5403 | 1432.1103 | 2233.5267 | 3890.6563 | 360.6935 | 335.941 | -634.6398
2082 | -628.9882 | -272.1745 | 614.6343 | 511.1664 | 453.1524 | 602.7872 | 1740.3588 | 2492.3984 | 2143.4236 | 760.2053 | 112.1714 | -36.5229
2083 | -559.208 | 623.9042 | 533.299 | 1602.3035 | 107.2243 | 3462.6294 | 2433.9518 | 2713.1746 | 4325.4596 | 3503.237 | 1623.4776 | 231.6003
2084 | -646.2521 | 2090.4814 | 2458.6619 | 3288.3255 | 4449.6783 | 1721.0792 | 1795.8269 | 2476.3519 | 3876.0905 | 4982.075 | 3182.31 | -246.3044
2085 | -203.9255 | 2247.3575 | 3198.6424 | 2793.7381 | 2513.7795 | 2628.1989 | 2475.8761 | 2754.6703 | 2189.5903 | 2387.4326 | 1368.6114 | -270.8794
2086 | 321.2893 | 3448.9023 | 5964.6714 | 6576.4575 | 7189.0398 | 6030.5887 | 2916.1553 | 3629.5656 | 5200.754 | 5332.3497 | 2840.733 | 433.71
2087 | -847.0112 | 197.9247 | -392.2077 | 994.5273 | 2244.2096 | 2144.9932 | 379.5159 | 1883.2384 | 4067.8615 | 2833.6054 | 956.6043 | 185.2935
2088 | -514.3038 | 424.3749 | 382.6918 | 604.1424 | 831.6334 | 297.7661 | 458.7877 | 1764.0213 | 2980.4037 | 989.3769 | 668.2476 | 291.8984
2089 | -407.6842 | -45.0937 | 1603.7685 | 4786.607 | 5721.0694 | 3116.0057 | 2622.7735 | 3051.526 | 6541.5759 | 7316.1988 | 3349.3383 | 69.1983
2090 | -714.758 | 888.2483 | 2824.5851 | 3439.7232 | 4040.3041 | 4564.53 | 855.0163 | 788.2447 | 1082.3486 | -698.2904 | 149.0165 | -148.2522
2091 | -930.3405 | 397.5033 | -545.3933 | -108.4261 | 290.713 | 94.4619 | -123.3723 | 1887.4957 | 1931.5326 | 150.9972 | 536.4818 | -309.6429
2092 | -239.8746 | 607.3932 | 1153.5545 | 567.1856 | 907.3019 | 636.4501 | -341.4135 | 2863.1579 | 5664.235 | 3545.8078 | 1383.3539 | 386.8438
2093 | -909.44 | -289.4852 | 1676.2317 | 4330.4028 | 4881.343 | 4453.1943 | 1817.3335 | 2616.3986 | 5045.1147 | 5659.624 | 4200.9719 | 365.5847
2094 | -258.0079 | 122.5768 | 1426.3567 | 2683.488 | 2675.914 | 3258.0866 | 3971.8547 | 4131.1854 | 5663.7056 | 6141.7759 | 3356.4406 | 98.9203
2095 | -331.2063 | 12.7322 | 910.429 | 1532.9555 | 826.0434 | 2647.1322 | 2850.1426 | 3019.8305 | 2550.7858 | -153.2196 | 1199.2021 | 119.0463
2096 | -132.4205 | 914.133 | 2903.4571 | 6696.5589 | 6941.1039 | 5717.8136 | 4055.2719 | 6131.1812 | 7179.4169 | 5430.0486 | 3442.4665 | 820.2073
2097 | -243.3402 | 642.7409 | 2919.1207 | 1529.3321 | 886.5165 | 411.6995 | 2608.2254 | 2972.2572 | 4218.5009 | 2577.0583 | 1505.5149 | 388.2472
2098 | -305.4475 | 545.6865 | 1392.4306 | 3495.416 | 4328.0896 | 1401.0825 | 3001.7792 | 4164.0587 | 4775.5009 | 2394.0243 | 373.8612 | -882.2028
2099 | -452.6134 | 400.0709 | 2517.9711 | 1626.3338 | 3303.2836 | 1084.0683 | 1734.4109 | 2035.6714 | 5024.1674 | 3842.2132 | 2938.7395 | -180.0166
2100 | -671.0494 | 50.0545 | -659.8038 | -369.4525 | -1901.4552 | 114.7044 | -435.2266 | 3027.2547 | 3096.2322 | 1628.4597 | 839.3759 | 46.773
2101 | -502.6825 | 170.4605 | 33.3203 | 245.4053 | -1203.6069 | -977.3437 | -868.6907 | 559.3429 | 4815.4846 | 2022.3956 | 568.0305 | -455.3806
2102 | -142.1782 | 881.2497 | 3458.9217 | 1537.0221 | 586.7332 | 581.5891 | 2580.6385 | 2868.3978 | 4162.0408 | 2514.3119 | 1448.7605 | 218.4505
2103 | -382.1349 | 152.3654 | 1799.9927 | 2445.5539 | 2359.4696 | 2851.2514 | 1798.6245 | 2286.1145 | 3398.3349 | 1957.4718 | 415.2562 | -800.7833
2104 | -778.4819 | 332.9966 | -305.4665 | -303.835 | -973.6981 | 1354.8793 | 1267.9925 | 1925.0899 | 3655.0312 | 195.241 | 482.9354 | -917.4026
2105 | -581.0658 | -305.5945 | 1535.7762 | 4693.2489 | 4667.6507 | 4142.0065 | 1752.1727 | 2762.9809 | 5235.0362 | 5653.0933 | 4577.1118 | 501.9102
2106 | -387.4015 | -277.9648 | 539.1904 | 1330.4552 | 540.9487 | 2643.6781 | 2593.385 | 2845.4327 | 2423.9977 | -413.2732 | 620.6023 | -13.6558
2107 | -564.3465 | 164.5109 | 535.5233 | 2302.4385 | 382.3584 | 3603.1602 | 2381.4063 | 2696.6627 | 4030.633 | 3448.0034 | 1430.0674 | 221.2876
2108 | -185.7585 | 724.372 | 2605.0891 | 6491.6455 | 7445.279 | 5526.0412 | 4193.9456 | 5971.1913 | 7054.2584 | 5579.2215 | 3432.5769 | 1138.4856
2109 | -563.372 | -167.4536 | 721.7856 | 499.6742 | 493.445 | 645.2646 | 1563.0652 | 2430.7518 | 2383.5608 | 633.2255 | 208.8873 | -45.1849
2110 | -567.2164 | 157.6612 | 1579.1288 | 2956.8734 | 2760.8337 | 3129.67 | 4002.3498 | 4335.1815 | 5932.0833 | 6161.3893 | 3540.3114 | 43.0618
2111 | -865.404 | 2074.1356 | 2827.9046 | 3382.1204 | 4344.9472 | 2306.8438 | 1988.4209 | 2649.8581 | 3857.2066 | 5060.3544 | 3192.0346 | -75.8866
2112 | 145.3082 | 724.8217 | 1935.0625 | 1460.5868 | 1206.1483 | 495.127 | -539.6926 | 1924.0004 | 2896.6186 | 1946.0077 | 711.3929 | -619.7896
2113 | -403.2235 | 842.1694 | 2768.197 | 3986.7013 | 4007.4327 | 4684.5305 | 941.9689 | 1053.761 | 1385.4066 | -678.1079 | 423.868 | 54.8497
2114 | -686.7534 | -130.2435 | -94.077 | 696.0634 | 2005.8008 | 1861.7144 | 190.5696 | 1816.4559 | 4185.4043 | 2751.6279 | 868.9285 | 118.0115
2115 | -569.2188 | -213.08 | 363.2291 | 2109.8358 | 297.655 | 305.8373 | 1627.7982 | 2026.915 | 2719.8763 | -378.0453 | 125.0361 | -246.2932
2116 | 177.2881 | 3037.5386 | 5846.7048 | 6024.8768 | 7173.6249 | 6172.4648 | 3223.3418 | 3432.2864 | 4865.6223 | 5492.6763 | 3142.4555 | 566.3971
2117 | -92.584 | 207.5813 | 2639.6064 | 2129.8072 | 3610.333 | 1018.224 | 1816.0427 | 2511.3879 | 5139.4911 | 3823.4418 | 2825.0642 | 248.3749
2118 | -709.6483 | -79.2625 | -420.415 | -622.8601 | -1410.9308 | 160.5163 | -236.1188 | 3117.853 | 3275.3307 | 1795.3526 | 860.5119 | 83.8773
2119 | -657.1343 | 386.5112 | 361.7764 | 369.6166 | -81.7308 | -112.2944 | 316.7735 | 1566.1119 | 2920.1675 | 520.3536 | 815.4078 | 348.1838
2120 | -665.3088 | 210.6857 | -776.4356 | -350.8281 | 187.1762 | -161.7725 | -236.0456 | 1938.1731 | 1748.9347 | -8.5444 | 380.463 | -294.7596
2121 | -424.9676 | -398.0985 | 844.359 | 3977.5835 | 5623.4347 | 3104.3889 | 2346.0476 | 5199.2601 | 4430.4401 | 1553.4327 | 962.386 | -351.642
2122 | -1486.3791 | -359.2951 | -251.104 | -44.3082 | 378.1349 | -72.7071 | 1667.2128 | 2410.0074 | 5280.723 | 4462.7914 | 747.5111 | -402.1018
2123 | -560.5576 | -28.3559 | 1393.9751 | 4976.8525 | 5767.9598 | 3132.4137 | 2873.6061 | 2991.6523 | 6709.6499 | 7295.2402 | 3444.6718 | 362.3351
2124 | 53.1611 | 2394.7033 | 3520.5007 | 2859.632 | 2753.5102 | 2645.2586 | 2481.3713 | 2867.7079 | 2400.2664 | 2142.4565 | 1650.4079 | -174.3829
2125 | 43.522 | 2519.2564 | 1547.2304 | 3884.6966 | 5087.5177 | 6783.6322 | 4470.9496 | 4392.9225 | 5116.3953 | 2197.0703 | 1830.7528 | -527.562
2126 | -946.6533 | -25.3463 | -859.8819 | -463.1316 | -181.4462 | -75.7126 | -784.967 | 1665.2152 | 1391.1084 | -636.3157 | 48.4064 | -900.1109
2127 | 1587.2076 | 1646.4763 | 1497.3171 | 1925.5239 | 2594.9038 | 1415.9017 | -82.0854 | 3862.1154 | 4511.6399 | 2863.0917 | 2288.3626 | 89.1922
2128 | -490.2013 | 325.4856 | 1529.3491 | 3274.1915 | 3993.9597 | 1383.3278 | 2769.7349 | 4129.3426 | 4848.4846 | 2474.9899 | 806.0359 | -479.5029
2129 | -331.0509 | 391.6124 | 946.0719 | 655.6118 | 552.4022 | 508.3432 | -255.9601 | 2774.5239 | 5575.7651 | 3374.8676 | 1036.4325 | 149.9333
2130 | -594.592 | -34.9647 | 60.4244 | -545.672 | -123.6933 | -463.4066 | -1295.7456 | 699.1787 | 910.6898 | -141.2343 | 164.7253 | -930.6549
2131 | -551.3532 | 305.1298 | 997.6207 | 622.9928 | 370.8462 | 342.816 | -360.4197 | 2716.2865 | 5400.9869 | 3431.9876 | 1253.5616 | 358.8304
2132 | -115.3899 | 3297.9311 | 5963.0736 | 6273.7206 | 6942.9097 | 6157.1422 | 2894.8059 | 3148.6509 | 5383.8915 | 5531.2448 | 2973.3519 | 147.9015
2133 | -583.7126 | 349.514 | -59.7042 | -637.747 | -419.3311 | -531.0317 | -1229.6428 | 633.6333 | 736.4859 | -99.8987 | 209.6524 | -792.3202
2134 | -613.71 | 2272.3815 | 2831.3249 | 3572.2626 | 4668.2625 | 2295.1579 | 1999.1622 | 2608.6061 | 3676.3882 | 5111.3166 | 3360.0437 | 0.56515
2135 | 61.2485 | 2184.4933 | 3417.5792 | 3071.0938 | 2729.7915 | 2630.3389 | 2369.9556 | 2853.3717 | 2184.8083 | 2219.2168 | 1513.2639 | -521.9944
2136 | -207.0095 | 83.0329 | 430.8305 | 2124.2257 | 398.0361 | 310.5575 | 1255.6786 | 2141.4445 | 3126.9656 | 47.5239 | 71.2581 | -375.6084
2137 | -653.097 | 439.3193 | -357.0571 | -400.5449 | 13.0761 | 131.773 | 139.9256 | 1875.9455 | 1598.4902 | 201.1697 | 652.2191 | -321.6363
2138 | -36.8568 | 671.4541 | 1798.6046 | 1131.8322 | 1372.5898 | 484.2651 | -537.3875 | 1830.7714 | 2565.4994 | 1617.1575 | 409.2375 | -627.1443
2139 | -577.1373 | 318.0809 | -8.9872 | 457.5597 | -711.6014 | -1095.4498 | -706.0485 | 637.3482 | 4902.0916 | 2246.6417 | 464.1466 | -586.4168
2140 | -274.422 | 450.7069 | 2862.9747 | 1916.4876 | 3406.8511 | 1231.0285 | 2012.3902 | 2361.6293 | 5244.0345 | 3987.9619 | 3015.7748 | 195.7259
2141 | -764.4638 | -403.0263 | 1746.6649 | 4400.8975 | 4991.9506 | 4623.6343 | 1957.6228 | 2698.8632 | 5030.1667 | 5799.7428 | 4540.0674 | 477.4116
2142 | -786.2987 | -74.638 | -809.2525 | -1141.7172 | -1648.4944 | -191.4875 | -456.3305 | 2892.0739 | 2535.0883 | 1278.9646 | 854.7361 | -85.0783
2143 | -753.5326 | 279.9725 | -526.909 | -0.80859 | 97.2935 | -88.9367 | -426.9175 | 2271.6927 | 1661.1395 | -326.5473 | 286.3751 | -275.5622
2144 | -220.3651 | 822.3022 | 3354.4195 | 1855.546 | 742.5743 | 820.8295 | 1925.5414 | 2850.246 | 4022.7893 | 2500.8614 | 1329.7303 | 63.06
2145 | -757.1358 | -164.5812 | 936.6889 | 3538.1255 | 3845.0936 | 1026.3545 | 2557.3038 | 4094.4881 | 4602.8893 | 2194.3925 | 478.3933 | -732.1155
2146 | 1495.5817 | 1410.5007 | 1080.7234 | 1243.3491 | 2352.0045 | 1066.2874 | -161.7515 | 3684.3268 | 4353.4461 | 2709.3489 | 2409.0663 | -53.7577
2147 | -417.9838 | -85.3238 | 752.1917 | 1335.3664 | 859.2183 | 2544.6269 | 2627.534 | 2925.609 | 2412.3249 | -321.485 | 560.9688 | -221.2145
2148 | -618.582 | 279.7017 | 1110.531 | 2628.3311 | 2710.4564 | 2909.5548 | 3722.9497 | 4021.3122 | 5840.3237 | 6135.8685 | 3407.039 | 33.2209
2149 | -686.4365 | 134.5307 | 43.6364 | 1255.594 | 2292.991 | 2292.2157 | 261.5218 | 1870.5632 | 4218.5782 | 2894.9321 | 944.3025 | 159.7805
2150 | -528.1591 | 316.6032 | 307.2116 | 2086.0884 | 23.0332 | 3679.4593 | 2497.0437 | 2823.7327 | 4562.056 | 3564.2134 | 1668.08 | 292.4233
2151 | -710.1486 | 330.473 | -556.6074 | -233.1014 | -928.639 | 1173.3319 | 1209.6771 | 2151.9097 | 3593.5062 | -273.918 | 246.1825 | -739.5519
2152 | -996.0415 | -110.2297 | 1562.7826 | 2644.9508 | 2189.0687 | 2485.319 | 1692.4896 | 2088.2871 | 3203.1613 | 1708.8538 | -262.5341 | -1295.8794
2153 | -392.1032 | -479.655 | 835.9261 | 4169.2226 | 5407.3035 | 2991.9474 | 2468.7417 | 5257.4098 | 4907.5282 | 1602.1773 | 950.4862 | -217.4154
2154 | -1001.3374 | -323.7284 | -945.4453 | 41.3901 | 363.2968 | -329.8491 | 1334.5467 | 2491.8455 | 5282.6601 | 4547.6918 | 910.2476 | -310.4892
2155 | -743.188 | 15.9915 | 743.3825 | 261.8023 | 218.9709 | 575.2447 | 1560.3585 | 2584.7362 | 2239.289 | 573.1874 | 139.5115 | 23.9672
2156 | -478.81 | 326.9396 | 434.6732 | 635.7833 | 354.2266 | -8.347 | 378.1881 | 1846.2313 | 2950.0265 | 793.7202 | 986.416 | 376.6205
2157 | -554.2136 | 804.7091 | 2754.1642 | 3685.5786 | 3948.8591 | 4546 | 674.2262 | 870.3216 | 1384.6961 | -654.6746 | 282.0726 | -293.9818
2158 | -478.3917 | 482.2402 | 2623.7413 | 6550.5967 | 6557.3491 | 5403.6665 | 4040.6825 | 6009.1785 | 6809.6088 | 5504.3248 | 3737.1115 | 1191.3557
2159 | -406.1266 | -152.3596 | 1670.6633 | 4903.0494 | 6148.4728 | 3410.0051 | 2319.2924 | 2973.3036 | 6626.1531 | 7252.8693 | 3337.4721 | 235.074
2160 | 137.94 | 2639.654 | 1468.5385 | 4267.1611 | 4997.8506 | 6745.8493 | 4427.9552 | 4469.2363 | 5326.4571 | 2120.4132 | 1815.1701 | -401.2093
2161 | -408.7221 | 248.3756 | -310.1532 | 312.4572 | -948.7872 | -599.8593 | -697.6982 | 795.1029 | 4970.0378 | 2195.1286 | 698.6784 | -245.2917
2162 | -621.2417 | 654.0348 | 2741.5486 | 3794.3776 | 4035.0221 | 4774.055 | 742.7282 | 884.5763 | 1312.5808 | -759.5079 | 116.4096 | -229.1751
2163 | -346.7425 | 71.6628 | 1752.7501 | 2896.342 | 2062.651 | 3034.9272 | 2042.4183 | 2387.1813 | 3188.9159 | 2023.6164 | 194.7324 | -872.3195
2164 | -415.0023 | 729.1585 | -101.04 | -119.5516 | -472.0835 | 1549.3723 | 1295.6647 | 2021.8245 | 3645.6097 | 328.0932 | 447.4922 | -790.3624
2165 | -1159.7591 | 124.4916 | -173.7024 | -956.4145 | -231.0744 | -250.1138 | -1042.0588 | 491.1199 | 998.0426 | 85.8094 | 163.9602 | -771.2877
2166 | -437.2116 | -67.4248 | 1612.9767 | 4756.716 | 5679.5702 | 3038.9067 | 2706.0746 | 2940.1777 | 6625.9648 | 7239.4116 | 3263.8725 | 101.1464
2167 | -621.7019 | 688.76 | 2836.5515 | 6726.5352 | 7091.3978 | 5415.3168 | 3957.3507 | 5775.7606 | 7127.6448 | 5559.5205 | 3969.2112 | 1139.0068
2168 | -249.0156 | 913.2972 | 3228.1922 | 1099.906 | 712.7191 | 812.0549 | 2790.2562 | 2907.1157 | 4339.0259 | 2615.4742 | 1461.6617 | 167.6286
2169 | -803.6334 | -297.5328 | 1714.7495 | 4257.728 | 5063.4473 | 4272.1839 | 1648.8558 | 2475.5279 | 4899.1258 | 5725.6646 | 4408.1939 | 382.8661
2170 | -580.5559 | 908.2763 | 340.2256 | 499.2724 | 191.2145 | 113.3735 | 204.8293 | 1650.721 | 2619.0617 | 820.9359 | 641.3583 | 188.4391
2171 | -378.3343 | -50.2789 | 303.8972 | 1984.6868 | -3.7141 | -7.7233 | 1629.6538 | 2067.7794 | 2837.772 | 35.0838 | -30.6352 | -510.899
2172 | -706.1649 | 5.435 | 1140.7813 | 2831.6262 | 2470.8769 | 2872.3482 | 3833.3872 | 4201.8105 | 5790.6529 | 6122.466 | 3290.7818 | -224.1415
2173 | -1047.3951 | -137.2478 | -691.8328 | -531.2365 | -199.6429 | -209.126 | -130.9728 | 1621.7337 | 1531.1984 | -352.5956 | 147.7881 | -755.6112
2174 | 141.7815 | 2742.7175 | 979.9043 | 4149.3636 | 5008.3204 | 6588.8247 | 4547.6426 | 4430.732 | 5049.0632 | 2270.81 | 1640.186 | -387.9974
2175 | -649.5357 | -107.8844 | 2286.0713 | 1565.2672 | 3121.0864 | 1026.9265 | 1522.2246 | 2062.5654 | 4755.7407 | 3558.7855 | 2523.2049 | 19.5198
2176 | -804.6953 | 142.1074 | 178.4874 | 985.1102 | 2180.9044 | 2305.8024 | 273.9386 | 1766.2612 | 4190.2207 | 2855.3201 | 958.3596 | 398.9507
2177 | -560.1266 | 28.3124 | 144.7629 | 329.2123 | 438.7073 | 629.1016 | 1657.7828 | 2597.0808 | 2366.7069 | 710.3087 | 165.088 | -318.8773
2178 | -516.3332 | 274.2601 | 1416.4274 | 3872.928 | 4208.6716 | 1492.9202 | 2898.4038 | 4357.4963 | 4936.3314 | 2335.698 | 559.5759 | -603.5543
2179 | -139.5744 | 2088.0739 | 3254.1201 | 3020.9533 | 2529.8612 | 2273.7785 | 2096.0345 | 2536.1558 | 2324.9224 | 2289.6524 | 1576.4972 | -466.9004
2180 | -195.8366 | -134.0568 | 591.3577 | 1146.305 | 691.2399 | 2344.3575 | 2785.6755 | 2937.8759 | 2534.6481 | -64.6816 | 649.3812 | -199.6879
2181 | -712.246 | 2271.1427 | 2844.3026 | 2994.4067 | 4394.2429 | 2133.1744 | 1799.4559 | 2591.363 | 3912.94 | 4918.8144 | 3137.1819 | -278.803
2182 | -542.3894 | 427.653 | -390.7463 | 134.5891 | -156.2429 | 50.4749 | -778.3273 | 2143.4226 | 1622.8801 | -340.1036 | 192.9666 | -348.1197
2183 | -440.8347 | 229.1815 | 362.027 | 2240.9278 | 751.5821 | 3543.343 | 2403.9251 | 2746.4107 | 4351.3844 | 3465.9417 | 1589.286 | 161.3129
2184 | 1693.2514 | 2093.6607 | 1243.6944 | 1303.2951 | 2313.6711 | 1106.8885 | 31.1218 | 3259.5756 | 4317.4935 | 2631.4616 | 2204.5417 | 0.36592
2185 | 73.3477 | 637.5479 | 1746.6825 | 1072.4798 | 1491.3702 | 538.9569 | -623.9926 | 1977.1828 | 2577.2534 | 1718.3456 | 589.3785 | -535.2258
2186 | -474.9486 | -230.3474 | 774.6631 | 3701.1631 | 5560.9441 | 3192.2655 | 2605.1451 | 5392.6622 | 4722.7394 | 1518.4113 | 876.4626 | -216.0718
2187 | 292.412 | 3309.9784 | 6021.8163 | 6578.7153 | 7345.2384 | 6049.1135 | 3074.4527 | 3585.2143 | 5514.5536 | 5497.7799 | 3260.3148 | 698.1119
2188 | -68.3011 | 639.078 | 989.1236 | 638.6325 | 1038.1397 | 513.0407 | -567.0583 | 2994.4773 | 5737.8475 | 3526.9812 | 1362.6883 | 401.4272
2189 | -1078.9467 | -378.2574 | -547.2575 | -313.7683 | 352.5922 | -190.3409 | 1845.7388 | 2643.089 | 5059.3167 | 4219.2409 | 692.3911 | -419.7802
2190 | -817.0239 | 1.9671 | -522.0959 | -934.0139 | -2084.3441 | -51.524 | -282.1226 | 3127.8573 | 3011.9412 | 1496.9287 | 858.1992 | 90.6204
2191 | -326.0372 | 273.1236 | 2611.3534 | 1792.5815 | 3303.2947 | 1132.385 | 1725.2469 | 2332.2238 | 5003.8858 | 3774.291 | 2677.9747 | 198.7275
2192 | -400.2721 | 101.6582 | 1670.8043 | 2330.0483 | 2582.1652 | 2921.3536 | 1888.7895 | 2371.5856 | 3440.3549 | 1897.5051 | 101.6994 | -1066.2474
2193 | -1.8715 | 1995.9779 | 3527.6125 | 3167.138 | 2897.3505 | 2727.0331 | 2547.2073 | 2801.8478 | 2591.3322 | 2318.2736 | 1678.2633 | -115.1525
2194 | -598.3934 | 2428.0274 | 2618.2284 | 3275.0587 | 4601.1048 | 2290.6226 | 1683.4869 | 2670.8591 | 3848.7953 | 5147.2828 | 3280.0592 | -421.1023
2195 | -840.6409 | -220.0983 | -230.6475 | 923.1634 | 2095.0904 | 1893.8284 | 39.2291 | 1666.6131 | 3874.9497 | 2492.1498 | 649.1165 | 94.7328
2196 | -276.7447 | 1046.5459 | 3457.0682 | 1601.2137 | 886.6027 | 855.5051 | 2795.5038 | 3047.7025 | 4149.1574 | 2679.0263 | 1443.2518 | 173.5937
2197 | -691.4507 | -155.8427 | 1194.8256 | 2669.1397 | 2483.5037 | 2757.2363 | 3578.4167 | 3819.4815 | 5550.6317 | 5695.4255 | 2929.2202 | -166.6854
2198 | 72.3146 | 2617.4551 | 1377.5041 | 3659.8994 | 4337.558 | 6275.459 | 4449.9116 | 4244.8398 | 5493.3879 | 2230.1042 | 1444.1505 | -285.4379
2199 | -662.5457 | -18.3007 | 1865.6081 | 4415.9149 | 5354.8272 | 4711.0474 | 1738.9881 | 2709.3249 | 5266.6637 | 5849.948 | 4333.3024 | 455.3194
2200 | -590.4424 | 34.1257 | -449.9682 | -633.4273 | -1865.5283 | -195.9706 | -278.1332 | 2705.8409 | 3166.4456 | 1595.223 | 858.1789 | -18.804
2201 | -201.7997 | -13.5197 | -223.0237 | 2013.7819 | 743.2484 | 93.4022 | 1748.5019 | 2266.0065 | 2764.4841 | 153.323 | 175.5722 | -378.8913
2202 | -597.6321 | 295.7258 | -25.6376 | 245.4115 | 366.5014 | 115.5779 | 438.7676 | 1679.1482 | 2842.2799 | 738.8405 | 652.8744 | 451.7503
2203 | -25.0486 | 430.8626 | 1802.3655 | 1387.876 | 1314.0974 | 526.2878 | -509.5567 | 1924.848 | 2595.0709 | 1467.6889 | 332.9633 | -503.5351
2204 | -727.4062 | -230.8808 | 557.7192 | 428.451 | 328.8539 | 748.7672 | 1591.6438 | 2561.6306 | 2259.9469 | 702.7807 | 151.0698 | -128.5249
2205 | -466.453 | 615.1991 | 2818.6934 | 6586.661 | 6950.716 | 5378.6359 | 4364.1405 | 6093.8919 | 6958.1002 | 5536.5896 | 3847.9002 | 928.6437
2206 | -373.8489 | 433.066 | 1619.8715 | 3621.5054 | 3980.7651 | 1066.6619 | 2710.9604 | 4207.2594 | 4524.7349 | 2134.9673 | 371.9268 | -943.1075
2207 | -508.9216 | -395.4579 | 542.5961 | 4233.9222 | 5511.4052 | 2966.3648 | 2201.1178 | 4988.9245 | 4641.4058 | 1697.4931 | 966.8723 | -220.3332
2208 | 1465.6091 | 1871.8836 | 1206.9436 | 1473.6591 | 2171.0183 | 1341.1525 | -33.6966 | 3760.4752 | 4320.7846 | 2542.4349 | 2343.3122 | 80.9602
2209 | -367.3658 | 878.59 | 2799.8982 | 3886.1553 | 4635.1317 | 5021.8819 | 919.9109 | 848.5973 | 1222.269 | -751.7344 | 454.2876 | -76.42
2210 | -583.3696 | 410.9689 | -551.0799 | 124.4054 | 490.4837 | 254.4084 | -258.9846 | 2558.7367 | 1648.6599 | -175.1214 | 175.2588 | -445.2276
2211 | -326.7565 | 696.4892 | -6.033 | 159.673 | -1066.8491 | -1046.073 | -712.7411 | 712.617 | 4996.621 | 2241.8872 | 773.5792 | -221.3628
2212 | -459.7136 | -111.6888 | 1390.487 | 4957.4857 | 5674.6606 | 3187.5815 | 2881.2764 | 2862.1273 | 6721.4011 | 7086.3821 | 3389.3802 | 402.6194
2213 | -548.0028 | -10.3154 | -334.3562 | -899.3863 | -513.8983 | -605.7514 | -1112.0206 | 697.0622 | 974.6236 | 59.8344 | 295.5855 | -686.5542
2214 | -1090.2481 | -74.4801 | -644.721 | -368.9818 | 558.5359 | -166.6162 | 1795.0112 | 2534.861 | 5177.0648 | 4427.6187 | 623.1203 | -466.3412
2215 | -328.9465 | 492.9222 | 949.0825 | 425.022 | 215.9658 | -294.4253 | -387.6637 | 2911.2926 | 5702.7908 | 3513.7567 | 616.0924 | 276.9922
2216 | 472.1622 | 3389.9759 | 5797.3537 | 6391.0039 | 7034.0995 | 5693.9466 | 3150.1385 | 3774.0028 | 5660.7758 | 5564.5983 | 3242.9787 | 581.3081
2217 | -428.4643 | -227.2752 | 888.912 | 1263.9718 | 997.4064 | 2652.0728 | 2664.8012 | 3210.1966 | 2345.0453 | -297.181 | 866.0658 | 103.9619
2218 | -530.9418 | 153.9507 | 383.4721 | 1732.9287 | 165.9984 | 3310.4616 | 2083.8238 | 2454.6022 | 4202.9324 | 3203.7754 | 1526.5494 | 256.3026
2219 | -606.9533 | 516.4511 | -23.7714 | 60.9197 | -568.0382 | 1559.5262 | 1396.2955 | 1940.0644 | 3516.0806 | 255.573 | -16.9148 | -595.5363
2220 | -838.004 | 227.2787 | -906.6287 | -1085.1712 | -388.5206 | -101.1553 | -15.6788 | 1519.2949 | 1271.8233 | -115.6533 | -459.388 | -648.1056
2221 | -704.1878 | -481.6561 | 1150.5548 | 4546.2068 | 5545.4528 | 3115.5481 | 2844.9126 | 2939.6438 | 6333.2207 | 7251.6258 | 3187.9358 | 292.1897
2222 | 239.0566 | 3331.4343 | 5581.6987 | 6184.207 | 7075.4142 | 5918.9476 | 3031.687 | 3506.3639 | 5426.3035 | 5337.097 | 3032.9429 | 402.49
2223 | -715.0057 | -175.7039 | 1753.9268 | 4604.1982 | 4580.9883 | 4366.1994 | 1733.5054 | 2670.9289 | 4996.0006 | 5356.8255 | 4380.2393 | 607.3826
2224 | -377.1394 | 2035.7997 | 2418.2715 | 2604.7977 | 2443.0238 | 2508.3225 | 2224.728 | 2544.6874 | 1980.2378 | 2176.6267 | 1204.57 | -502.5048
2225 | -890.2655 | 307.9087 | -509.8017 | -917.0163 | -1774.4472 | -208.2982 | -190.5699 | 3233.2095 | 2991.9207 | 1468.5631 | 961.0175 | -129.9573
2226 | -144.3409 | 822.3662 | 1866.2259 | 1408.2357 | 1408.4264 | 392.8265 | -388.2538 | 1879.9908 | 2572.9159 | 1651.618 | 486.2229 | -585.7507
2227 | -654.3508 | -251.6773 | -195.5467 | 1638.3717 | 71.7134 | 28.3441 | 1792.4871 | 2073.1569 | 2468.6657 | -183.1706 | -93.7254 | -653.2373
2228 | -915.5503 | -313.1785 | -447.8476 | -652.9587 | 448.9127 | -259.0918 | 1498.2328 | 2428.7754 | 5066.2008 | 4234.3166 | 660.2792 | -308.9203
2229 | -810.7392 | -225.3294 | 485.3624 | 415.3483 | 220.6343 | 514.7441 | 1554.8731 | 2572.3713 | 2133.5246 | 431.4602 | -12.0173 | -11.0354
2230 | -957.8613 | 71.6526 | 47.1841 | -550.6723 | -355.1846 | -422.8237 | -1268.6716 | 711.4651 | 894.4403 | 190.9816 | 218.2425 | -711.1107
2231 | -421.0784 | 300.0535 | 2617.8204 | 1900.0067 | 3707.2933 | 1255.2344 | 1930.6038 | 2503.9604 | 5171.1498 | 3932.8055 | 2749.3115 | 182.9882
2232 | -335.9565 | -358.9804 | 652.241 | 4021.4666 | 5465.5314 | 2955.8846 | 2355.1717 | 5241.5614 | 4655.3317 | 1780.8269 | 1012.125 | -127.4997
2233 | -285.6178 | 437.5087 | 919.1188 | 328.9707 | 567.5946 | 488.2112 | -221.6122 | 2832.8858 | 5277.0275 | 3528.6334 | 1283.4629 | 420.4871
2234 | -389.496 | 452.0552 | 1047.1151 | 3771.6764 | 4337.2172 | 1521.7606 | 3026.6633 | 4372.3846 | 4958.2511 | 2306.2674 | 365.3595 | -701.2619
2235 | -536.8289 | 309.5805 | 3.7936 | 26.8826 | -1183.0738 | -1113.2232 | -1136.7742 | 507.7972 | 4650.0864 | 1927.9597 | 820.9925 | -400.6895
2236 | -511.5125 | 503.1128 | 2715.0176 | 6197.3878 | 6740.1879 | 5403.381 | 4120.9245 | 6134.1657 | 7138.9831 | 5693.2515 | 3975.7914 | 1172.0881
2237 | -677.7848 | -102.0112 | 732.8917 | 2005.0455 | -172.6519 | 3424.6583 | 2577.2473 | 2902.2673 | 4436.6111 | 3516.7184 | 1568.1425 | 311.5669
2238 | -703.4813 | 438.118 | -549.1118 | -220.1002 | -931.1085 | 1322.1025 | 1308.9707 | 1801.3072 | 3611.1335 | 230.9297 | 430.2579 | -514.9455
2239 | -175.9652 | -5.3541 | 520.0258 | 1374.3974 | 709.1488 | 2523.7598 | 2862.5268 | 3105.4623 | 2219.7441 | -361.8402 | 718.4655 | 67.3984
2240 | -527.5611 | 528.8293 | -41.29 | 313.7097 | 70.9806 | 252.612 | -299.3351 | 2413.8517 | 1661.5479 | -158.5216 | 395.2578 | -318.1494
2241 | -883.7661 | 2244.8351 | 2644.2175 | 3521.4716 | 4615.4137 | 1911.8164 | 1942.3164 | 2740.3681 | 4106.7825 | 5217.8013 | 3187.4526 | -175.1109
2242 | -378.7527 | 278.227 | 1915.6044 | 2628.1561 | 2849.4954 | 3130.0182 | 1752.4094 | 2322.1764 | 3496.8195 | 1931.7664 | 12.7947 | -1116.8904
2243 | -95.4271 | 668.7439 | 2849.7836 | 1335.7372 | 598.1832 | 730.26 | 2586.5929 | 2901.1396 | 4239.9084 | 2636.4251 | 1508.153 | 234.4882
2244 | -78.9133 | 2656.302 | 1273.4762 | 4148.7261 | 4339.3243 | 6450.2046 | 4080.5119 | 4225.7114 | 5477.9681 | 2230.8451 | 1901.9963 | -300.2452
2245 | -825.531 | 90.855 | -382.2297 | 1159.625 | 2373.5857 | 2144.5787 | 161.7014 | 1567.1495 | 4108.0327 | 2813.5082 | 1000.445 | 288.1577
2246 | -672.8695 | 427.8209 | -555.1205 | -340.5452 | 216.3448 | -67.8704 | -279.0597 | 1775.7276 | 1503.1942 | 101.9661 | 441.0157 | -347.9204
2247 | -779.5285 | 686.9429 | 2409.7599 | 3312.4338 | 4050.3626 | 4721.0807 | 1013.8591 | 1018.3331 | 1126.4606 | -849.5639 | 195.0981 | -146.557
2248 | 1768.0202 | 2166.9989 | 1411.6089 | 1533.8968 | 2658.1013 | 1405.8818 | 32.7286 | 4188.4219 | 4599.9039 | 2768.0218 | 2498.9248 | 75.8331
2249 | -660.4634 | 300.6124 | 276.2915 | 193.4722 | 532.8281 | 127.7924 | 381.1106 | 1640.8961 | 3138.9113 | 1084.9701 | 820.5776 | 319.0076
2250 | -586.8173 | -149.8088 | 1099.5317 | 2785.9886 | 2630.0948 | 2604.0111 | 3735.0891 | 3888.5331 | 5923.4752 | 5943.8324 | 3379.0892 | -248.8188
2251 | 1468.1018 | 1577.7029 | 1412.6927 | 1613.2036 | 2306.0455 | 1152.0114 | -13.9725 | 4045.7333 | 4262.5747 | 2876.395 | 2422.41 | 77.8236
2252 | -85.3841 | 2296.9211 | 944.7153 | 3975.5739 | 4451.3113 | 6304.6817 | 4205.9611 | 4106.9043 | 5285.1796 | 2149.2304 | 1971.3537 | -483.6374
2253 | -767.3809 | -12.1976 | -63.5904 | -630.5369 | -483.8744 | -479.6008 | -1337.9077 | 237.1072 | 860.9846 | -49.3801 | 303.0112 | -558.2487
2254 | -893.2756 | -178.3806 | -637.1153 | -60.6488 | 619.8881 | -87.9595 | 1699.2244 | 2621.1784 | 4919.3224 | 4437.3052 | 598.3387 | -231.008
2255 | -334.3834 | -258.8978 | 715.727 | 1262.3063 | 808.7022 | 2428.0681 | 2553.8056 | 2868.9962 | 1974.2516 | -468.2219 | 786.6059 | 65.7235
2256 | -59.7682 | 668.3944 | 2033.7574 | 1380.2388 | 1413.0702 | 500.4063 | -456.3803 | 1982.0454 | 2833.7239 | 1723.5833 | 644.3958 | -488.1567
2257 | -527.1397 | 183.9356 | 1928.6399 | 2990.427 | 2782.4199 | 3209.2428 | 1994.5504 | 2431.944 | 3580.2116 | 1993.9714 | 119.6569 | -884.051
2258 | -720.1726 | 546.0736 | -605.9339 | -611.8797 | -284.0609 | 48.3994 | -32.3772 | 1893.7794 | 1795.3842 | 265.7891 | 534.0256 | -284.6947
2259 | -615.6529 | 95.9701 | 579.6277 | 2299.9994 | 342.241 | 3418.9828 | 2400.3926 | 3022.6285 | 4419.1242 | 3180.8312 | 1372.161 | 215.4626
2260 | -431.2659 | 323.3177 | 208.8967 | 590.2214 | -711.3465 | -689.8945 | -774.9434 | 635.2864 | 4735.944 | 2133.1707 | 791.9508 | -494.2387
2261 | -236.153 | 195.8449 | 2573.4637 | 1847.8163 | 3330.6929 | 1124.7618 | 1872.1443 | 2220.814 | 5027.4982 | 3827.1072 | 2914.9387 | 118.9528
2262 | -623.1365 | -134.0756 | -144.6214 | 1941.1399 | 576.8507 | 137.9574 | 1292.0735 | 2036.424 | 2928.9999 | 187.9392 | 1.3114 | -307.4792
2263 | -710.4372 | -525.6216 | -677.6639 | 368.349 | 1791.7368 | 1844.5217 | -445.8748 | 1476.7127 | 3859.0734 | 2618.9761 | 962.8947 | 23.0293
2264 | -920.4541 | -574.7778 | 258.4901 | 43.6639 | 27.7911 | 545.5825 | 1353.0099 | 2388.7972 | 2011.8214 | 563.1966 | -159.4664 | -314.2956
2265 | -384.9069 | -502.6179 | 746.8591 | 4088.8558 | 5686.3457 | 3092.3092 | 2320.5418 | 5177.8572 | 4711.9271 | 1802.9199 | 1045.4491 | -224.1892
2266 | -177.5417 | 336.2163 | 786.824 | -8.8586 | 738.4609 | 357.9452 | -343.8617 | 2836.0592 | 5719.9578 | 3179.9471 | 1118.7191 | 466.2055
2267 | -767.2368 | -238.949 | 1190.7862 | 4187.7236 | 4665.0378 | 4415.2191 | 1845.9525 | 2509.875 | 4874.2319 | 5564.4616 | 4376.0049 | 370.9944
2268 | -613.1472 | -134.0579 | 1733.376 | 4563.3158 | 5657.1577 | 3119.1744 | 2769.9947 | 3011.0451 | 6647.4307 | 7123.3841 | 3054.5011 | 175.8187
2269 | -586.8749 | 202.2736 | 1159.3135 | 2599.33 | 2271.5497 | 2667.6535 | 3758.3973 | 4032.8089 | 5809.984 | 6124.777 | 3345.9605 | 6.422
2270 | -720.8495 | 335.7947 | -593.7843 | -531.8245 | -1785.1121 | -41.6364 | 80.775 | 3164.0185 | 2901.7759 | 1755.7632 | 844.1515 | 193.6636
2271 | -584.6522 | 222.3683 | -428.8753 | 295.7672 | -60.8316 | 150.4139 | -202.1878 | 2254.9203 | 1658.8795 | -288.1709 | 178.2352 | -482.8899
2272 | -713.1438 | 677.9074 | 553.8129 | 358.9847 | 516.5975 | 62.5206 | 271.8657 | 1689.79 | 3053.3302 | 811.0377 | 765.5628 | 283.7991
2273 | -277.8063 | 708.3349 | 3036.7306 | 1400.6091 | 240.197 | 613.9574 | 2725.6525 | 2788.5364 | 4085.4522 | 2471.0163 | 1429.5549 | 47.8575
2274 | -475.8103 | 428.1671 | -275.0773 | -202.8157 | -725.5874 | 1657.7606 | 1457.7575 | 2031.453 | 3750.59 | 523.4538 | 479.8239 | -659.0657
2275 | 351.886 | 3376.3634 | 5935.9964 | 6606.5757 | 7398.9773 | 6042.8877 | 2885.9505 | 3374.9425 | 5254.098 | 5555.7174 | 2991.275 | 525.7131
2276 | -856.7838 | 2071.6299 | 2403.9254 | 3190.2805 | 4355.1941 | 1948.2192 | 1762.8582 | 2471.8454 | 3898.6363 | 5140.2374 | 3156.762 | -145.2464
2277 | -676.3457 | 381.5461 | 2694.652 | 6551.3069 | 6505.3245 | 5375.5195 | 3923.601 | 6101.2989 | 6822.7689 | 5552.1955 | 3630.8033 | 1161.0004
2278 | -393.3836 | 409.2467 | 1549.7778 | 3697.1419 | 4528.1821 | 1352.0648 | 2867.6104 | 4152.6257 | 4817.871 | 2429.6118 | 585.0728 | -641.6416
2279 | -425.7611 | 961.1096 | 2635.4879 | 3459.7051 | 4199.0552 | 4893.4047 | 832.5896 | 885.3168 | 1231.1622 | -795.0651 | 188.7696 | -188.1173
2280 | -232.2167 | 2432.3332 | 3280.517 | 2623.7367 | 2713.9834 | 2789.8851 | 2297.4858 | 2872.8607 | 2297.5009 | 2304.1872 | 1720.7556 | -332.5586
2281 | -276.2624 | 135.5209 | 1678.6869 | 2696.2231 | 2565.2744 | 2977.6102 | 2139.3742 | 2368.6661 | 3463.7515 | 1974.1931 | 94.931 | -918.6795
2282 | -555.3873 | -35.0331 | 1684.9951 | 4083.4311 | 4821.1397 | 4667.2121 | 1903.4031 | 2645.8673 | 4966.9581 | 5797.4569 | 4519.44 | 351.3059
2283 | 216.6539 | 3655.3383 | 5886.3851 | 6253.1567 | 6941.3906 | 5999.9515 | 2814.1458 | 3546.6749 | 5474.1477 | 5306.0443 | 2941.0658 | 468.0807
2284 | -569.3161 | 412.811 | -414.3583 | -474.7644 | -1449.8841 | 4.7342 | -711.928 | 3101.1287 | 2890.8634 | 1494.1638 | 839.4109 | 40.9615
2285 | 229.772 | 2741.2445 | 1433.9581 | 3733.2518 | 4734.4764 | 6624.1648 | 4215.5339 | 4315.9903 | 5620.3447 | 2421.4197 | 2211.5263 | -208.3763
2286 | -426.4291 | -344.0115 | 484.9371 | 728.0202 | 660.7288 | 2401.8567 | 2398.7301 | 2791.222 | 2262.9307 | -513.4649 | 640.3352 | 75.8459
2287 | -644.7303 | 354.5093 | 819.7247 | 365.1562 | 893.708 | 651.2036 | -352.3602 | 2844.7727 | 5326.7569 | 3598.8173 | 1064.1167 | 383.7096
2288 | -257.264 | -225.4317 | 937.0589 | 4493.398 | 5634.079 | 3253.4587 | 2595.3876 | 5358.9223 | 4633.0008 | 1865.6205 | 1020.0831 | -75.988
2289 | -448.3302 | 345.3078 | 788.8963 | 2476.1403 | 360.4974 | 3588.9042 | 2573.5959 | 2780.5935 | 4399.9716 | 3530.3316 | 1664.8294 | 122.819
2290 | -381.794 | 824.4494 | 2455.2443 | 3908.4127 | 4483.4748 | 4708.5608 | 756.74 | 986.9256 | 1100.4633 | -808.6377 | 256.6173 | -393.0541
2291 | -482.3309 | 24.5391 | 1371.3252 | 4357.2847 | 5502.2277 | 3230.809 | 2530.7797 | 2899.5167 | 6581.2818 | 7148.1612 | 3413.5682 | 349.2575
2292 | -390.4682 | 425.7119 | -176.3607 | -88.9414 | -1292.1169 | -1500.2423 | -713.2516 | 718.6466 | 4694.596 | 2019.3406 | 791.0374 | -371.193
2293 | -656.7363 | 458.3738 | 147.4473 | 381.2862 | 103.7274 | -4.0139 | 368.4151 | 1878.5163 | 2733.4604 | 816.7585 | 832.715 | 347.3366
2294 | -1280.0917 | -450.5614 | -204.1541 | -42.965 | 425.0586 | -459.0471 | 1803.8604 | 2749.1952 | 5146.5123 | 4444.1896 | 454.7269 | -506.7573
2295 | 20.353 | 2090.5594 | 3414.7549 | 3147.5654 | 2810.6535 | 2724.3302 | 2484.6685 | 2799.0022 | 2384.0733 | 2286.7942 | 1469.8552 | -236.4431
2296 | -467.8447 | -246.2416 | 592.2975 | 2437.1269 | 597.3392 | 492.3516 | 1676.0816 | 2112.1866 | 3107.178 | 278.0169 | 56.5948 | -440.5058
2297 | -564.4925 | 411.6047 | -908.7977 | -312.2564 | 153.6013 | 132.2305 | -277.6456 | 2348.7671 | 1548.5847 | -203.1451 | 300.1245 | -358.7686
2298 | -818.5866 | 265.6905 | -775.029 | -868.5131 | 24.7118 | 82.4757 | -84.4667 | 1894.4393 | 1862.8484 | 178.62 | 331.6772 | -361.3423
2299 | -487.0168 | 407.8592 | 1551.6885 | 3600.4837 | 4060.2166 | 1250.4664 | 2730.0314 | 4205.538 | 4922.7151 | 2404.1848 | 782.5937 | -595.2505
2300 | -545.1139 | 841.8706 | 2890.2215 | 6859.1592 | 6593.4698 | 5463.4953 | 4121.6135 | 6268.2262 | 7207.8558 | 5516.8748 | 3621.8847 | 983.7889
2301 | -827.963 | 1963.4522 | 2657.2487 | 3562.6794 | 4342.1181 | 2284.9214 | 1959.4332 | 2638.2324 | 3908.2956 | 5105.0429 | 3186.0322 | -289.1192
2302 | -495.6452 | 168.6844 | 1233.6963 | 2261.526 | 2574.7755 | 3049.1989 | 3670.4653 | 3945.667 | 5882.9096 | 5911.0443 | 3326.6944 | -60.4546
2303 | -646.5455 | -90.4119 | -273.5486 | 829.3122 | 2422.9918 | 2181.8411 | 75.5297 | 1556.3612 | 4019.2849 | 2710.3716 | 960.8097 | 166.0168
2304 | -97.0256 | 701.4772 | 1892.9914 | 1138.2438 | 1637.7531 | 635.3297 | -364.6753 | 1886.3377 | 2316.2266 | 1656.0561 | 578.2557 | -460.2749
2305 | -328.967 | 249.9248 | 2531.1334 | 1760.7971 | 3297.1503 | 1063.0778 | 1810.5597 | 2248.2959 | 5039.3847 | 3899.1185 | 3029.7134 | 150.1596
2306 | -490.0051 | 586.7697 | -104.5824 | 122.3569 | -661.5156 | 1475.2511 | 1396.9335 | 2056.1881 | 3713.8275 | 151.4124 | 555.2081 | -457.9082
2307 | -479.8169 | 108.8636 | 25.4512 | -307.8671 | -160.567 | -360.163 | -1252.1145 | 785.9372 | 1040.8079 | 198.1501 | 302.7374 | -628.7013
2308 | 1754.9584 | 2074.0921 | 1612.5165 | 1558.3093 | 2459.0648 | 1452.7151 | -390.9233 | 3958.6054 | 4720.3647 | 2939.5329 | 2697.8571 | 197.8657
2309 | -548.9272 | 19.0444 | 764.0764 | 674.1748 | 408.721 | 385.6267 | 1703.518 | 2710.8119 | 2181.2423 | 758.8681 | 257.7852 | 17.651
2310 | -227.9284 | 875.7835 | 3335.6045 | 1763.9196 | 1045.8546 | 1032.5368 | 2744.4407 | 2649.247 | 4260.1513 | 2408.9554 | 1451.4109 | 225.3652
2311 | -1073.8402 | -376.7974 | -484.3511 | -231.6097 | 266.1892 | -357.7783 | 1732.0714 | 2421.3422 | 5084.5809 | 4188.4604 | 551.4732 | -374.4981
2312 | 1489.7406 | 1779.0256 | 1314.0428 | 1404.8033 | 2483.3726 | 1559.1892 | -282.7035 | 4030.6048 | 4599.6776 | 2913.6077 | 2546.4806 | 238.7103
2313 | -736.5898 | 98.7171 | -984.1698 | -716.5825 | 54.5421 | 252.3731 | -83.9261 | 1932.6805 | 1799.6072 | 228.3587 | 298.9653 | -210.5294
2314 | -1167.9794 | -234.6115 | -978.2316 | -1477.1224 | -1950.9665 | -166.6528 | -310.9629 | 2943.6624 | 2713.9963 | 1394.9139 | 847.0695 | -52.0789
2315 | -595.415 | -247.3373 | -163.4855 | -370.944 | -360.2096 | -625.0101 | -1174.5299 | 683.4578 | 669.8816 | 42.341 | 328.5698 | -706.8883
2316 | -421.5791 | 430.4357 | -124.7744 | 76.4257 | 615.307 | -58.0872 | 158.3564 | 1596.1493 | 3048.0388 | 975.745 | 835.6507 | 140.1587
2317 | -679.7508 | 415.2452 | 889.9491 | 398.1635 | 624.1897 | 650.0608 | -255.6715 | 2794.8726 | 5566.0066 | 3435.46 | 1068.6693 | 255.0325
2318 | -276.0538 | 567.2546 | 2638.0879 | 6775.6706 | 6919.4209 | 5376.5085 | 4049.8165 | 6068.0787 | 7151.4114 | 5486.0852 | 3667.1363 | 915.1849
2319 | -686.8876 | -9.4281 | -230.4909 | 933.0031 | 2441.5252 | 2187.219 | 289.9161 | 1728.2779 | 4175.8293 | 2845.4689 | 963.5147 | 237.2428
2320 | -127.6825 | -345.4223 | 695.712 | 1325.9463 | 900.4871 | 2515.9289 | 2722.1332 | 2922.038 | 2135.8705 | -316.0788 | 604.1959 | -165.1319
2321 | -235.4517 | 772.3351 | 3233.7861 | 1306.5973 | 696.7443 | 685.9555 | 2519.126 | 2872.6328 | 4340.7614 | 2563.2157 | 1468.438 | 267.1648
2322 | -610.6604 | 625.0905 | -423.7677 | -507.038 | -163.4366 | 236.0783 | -442.86 | 2359.914 | 1285.7192 | -349.5106 | 221.727 | -329.3417
2323 | 397.8572 | 3400.1723 | 5631.0688 | 6213.4474 | 6896.4261 | 6082.1612 | 3063.1729 | 3403.693 | 5487.152 | 5304.0003 | 3015.5162 | 382.9015
2324 | -1008.979 | 160.6616 | 1267.6019 | 3443.8061 | 3685.6505 | 902.8822 | 2759.2604 | 4110.5112 | 4591.4895 | 2070.844 | 546.4108 | -848.6672
2325 | -314.5328 | 182.1051 | 1730.8528 | 4963.3499 | 5779.5609 | 2888.7525 | 2845.6824 | 2987.7107 | 6779.0107 | 7247.6306 | 3340.983 | 313.9072
2326 | -393.9544 | 199.5923 | 2052.4935 | 3234.9745 | 2758.6798 | 3105.2703 | 1993.68 | 2573.9769 | 3508.3157 | 2104.0671 | 159.7013 | -877.9819
2327 | -319.7548 | 19.0859 | 515.5226 | 2235.7059 | 426.9126 | 216.0529 | 1781.8244 | 2357.327 | 3250.7515 | -124.6601 | 76.4237 | -343.5582
2328 | -676.6112 | 511.1044 | -120.3036 | -5.2486 | -771.8401 | 1487.6304 | 1475.4547 | 2070.4686 | 3819.168 | 520.4243 | 506.9297 | -561.5378
2329 | -610.2436 | 448.4375 | -107.4424 | 198.4595 | -982.4374 | -1185.8528 | -692.2875 | 760.8854 | 4932.5672 | 2309.9548 | 717.4593 | -323.789
2330 | -822.0267 | -189.0018 | 138.3663 | 1536.0618 | 4.0307 | 3133.1377 | 2132.0962 | 2517.4147 | 4333.9844 | 3432.9609 | 1406.1464 | -90.5784
2331 | -1.1623 | 2211.1908 | 3327.689 | 3081.2393 | 2764.9765 | 2398.6892 | 2306.7129 | 2604.5639 | 2134.3865 | 2137.9579 | 1463.1882 | -265.1189
2332 | -786.9325 | 70.6632 | 2688.7985 | 1782.4617 | 3634.3221 | 1140.7069 | 1654.2537 | 2151.5374 | 5178.8356 | 3950.2329 | 2921.3582 | 268.1002
2333 | -673.4483 | -93.464 | 766.8294 | 381.8678 | 531.0841 | 823.9801 | 1573.374 | 2427.3911 | 2224.7332 | 920.4066 | -200.6204 | 12.895
2334 | 402.461 | 2744.5513 | 1465.4627 | 3868.0033 | 4872.0287 | 6781.4056 | 4689.9327 | 4433.4805 | 5346.1634 | 2082.9897 | 1994.392 | -426.887
2335 | -619.7751 | 607.9738 | 2502.5838 | 3729.5514 | 4092.6633 | 4605.7402 | 739.5127 | 916.9425 | 982.1969 | -717.3422 | 1.8128 | -283.9004
2336 | -652.2238 | -257.2502 | 1292.028 | 4695.1279 | 4733.7504 | 4419.9463 | 1913.833 | 2515.1495 | 5020.7141 | 5705.3928 | 4510.9104 | 359.8379
2337 | -673.3659 | -30.3379 | 1134.1406 | 2645.8283 | 2620.4988 | 2898.7276 | 3645.9518 | 4185.8403 | 5822.3058 | 6045.0776 | 3399.1722 | 19.4998
2338 | -260.1515 | 492.3351 | 1524.8147 | 1109.4311 | 1077.6973 | 443.5093 | -662.4954 | 1642.6001 | 2641.8054 | 1557.8504 | 363.7208 | -758.5313
2339 | -276.5167 | -481.0935 | 588.7088 | 3820.3015 | 5847.3965 | 3158.7248 | 2670.7141 | 5486.074 | 4710.3546 | 1637.1329 | 959.2698 | -145.8508
2340 | -1109.999 | 2037.3473 | 2359.6481 | 3356.9753 | 4650.5905 | 2086.8811 | 1727.9999 | 2610.8305 | 4130.1645 | 5264.8405 | 3309.5776 | -206.6792
2341 | -825.0664 | -217.3328 | 689.9196 | 1182.4161 | 794.449 | 2365.3156 | 2571.9429 | 2964.1662 | 2325.0599 | -460.6806 | 892.3692 | 132.4549
2342 | -94.6697 | 1909.7273 | 3285.7759 | 3202.3796 | 2816.2651 | 2552.6011 | 2378.7532 | 2775.5865 | 2184.0468 | 2370.3427 | 1567.3235 | -264.4202
2343 | -838.4309 | 160.1124 | -620.8494 | -280.1948 | -151.3119 | -307.982 | -144.3657 | 1835.112 | 1643.3528 | 111.4114 | 249.1926 | -351.6449
2344 | -86.5174 | 711.7015 | 1931.893 | 1262.5232 | 1651.1098 | 584.5099 | -596.037 | 2050.7261 | 2695.5773 | 1906.93 | 592.5599 | -645.1271
2345 | -1080.1701 | -58.5058 | -91.6587 | -26.1211 | 667.4098 | -197.4075 | 1529.8572 | 2523.1931 | 5193.2017 | 4320.5484 | 539.949 | -303.4396
2346 | 458.9233 | 3410.8977 | 5729.196 | 6166.2697 | 6406.4144 | 5607.5525 | 2781.2582 | 3466.0602 | 5249.3517 | 5196.2435 | 2573.0523 | 274.9417
2347 | -614.8293 | -262.2088 | 663.9137 | 569.8077 | 220.2315 | 418.3367 | 1593.758 | 2604.4126 | 2254.4027 | 622.0836 | 142.1124 | -0.42822
2348 | -654.0234 | 776.0361 | 2587.6826 | 3970.2902 | 4223.4148 | 4740.6532 | 839.3241 | 871.1994 | 1035.2199 | -848.686 | 403.2806 | -19.192
2349 | -779.6052 | -304.1425 | 699.1704 | 4218.8316 | 5704.1073 | 3284.2849 | 2352.9635 | 5218.1576 | 4500.3558 | 1754.8438 | 1130.842 | -326.6248
2350 | -287.6571 | 254.0018 | 2380.6 | 1268.7024 | 3333.0735 | 1117.3652 | 1715.7901 | 2285.9576 | 4777.1074 | 3832.6386 | 2764.7816 | 71.0469
2351 | -515.3547 | 584.362 | 2539.2662 | 6162.3513 | 6780.469 | 5400.024 | 3945.3259 | 5953.7712 | 6782.7014 | 5592.8156 | 3813.5458 | 1082.9758
2352 | -460.34 | 134.2063 | -197.2458 | 147.2052 | -821.0605 | -592.4173 | -524.1996 | 688.0763 | 4508.1776 | 2302.1296 | 696.6647 | -259.0411
2353 | -839.0535 | 2114.0854 | 2701.3954 | 3272.6367 | 4492.8966 | 2114.2774 | 1869.9293 | 2570.02 | 3860.3112 | 5021.7002 | 3118.5817 | -351.9846
2354 | -497.5853 | 632.2862 | 834.0517 | 2117.833 | 409.2508 | 3429.2274 | 2454.7612 | 2686.3905 | 4309.6099 | 3084.4205 | 1716.8846 | 240.4232
2355 | -498.3734 | 668.8617 | 195.453 | 236.0943 | 768.6442 | 379.9765 | 420.8008 | 1607.1272 | 3022.1027 | 685.4178 | 573.5096 | 328.7453
2356 | -815.1173 | 415.6891 | -425.4485 | -408.7245 | 222.8195 | 223.5519 | -338.5561 | 2168.0809 | 1803.3081 | -149.183 | 139.3224 | -401.757
2357 | -291.3109 | 78.4418 | 1596.9137 | 4752.3105 | 5494.8976 | 3094.9965 | 2952.236 | 3038.9204 | 6434.3904 | 7258.8656 | 3021.3226 | 374.8353
2358 | -471.9394 | 150.7195 | 1227.3162 | 2769.3619 | 2565.6765 | 2614.3992 | 3979.2631 | 4141.9677 | 5919.9082 | 5790.8481 | 3392.1117 | 26.2459
2359 | -441.8654 | -121.1948 | 1886.5048 | 2542.6142 | 2591.0065 | 3093.9733 | 1695.9309 | 2220.4016 | 3349.6579 | 2076.3933 | -39.4559 | -1032.2068
2360 | 90.4724 | 2674.7435 | 1537.1399 | 4173.6141 | 4795.4229 | 6804.7221 | 4508.6528 | 4359.4222 | 5444.6282 | 2298.8467 | 2149.2864 | -238.0287
2361 | -577.814 | -210.987 | 1848.3822 | 4902.6761 | 4606.6031 | 4672.0815 | 1656.2196 | 2161.1941 | 5098.1824 | 5759.8718 | 4418.8294 | 503.8801
2362 | -327.24 | 919.55 | 874.5911 | 585.7274 | 989.8496 | 752.982 | -197.7755 | 3023.2057 | 5689.988 | 3648.0837 | 850.1346 | 236.9424
2363 | -435.066 | 170.6911 | -158.7673 | -593.5681 | -313.9745 | -380.3246 | -1199.6185 | 851.4502 | 674.0091 | -35.9947 | -2.9264 | -496.6157
2364 | -721.792 | 268.6995 | -861.5593 | -410.4534 | -946.2079 | 1265.9231 | 1046.5359 | 1761.075 | 3364.5026 | 40.0991 | 199.6423 | -819.8963
2365 | -60.81 | 444.5765 | 3131.6277 | 1320.664 | 591.9126 | 947.6869 | 2785.7176 | 3108.9188 | 4245.5759 | 2289.7333 | 1465.1267 | 159.0654
2366 | -277.8012 | -123.3792 | 364.1804 | 2162.2734 | 388.0948 | 289.3494 | 1758.3535 | 2202.0816 | 3058.2786 | 273.3242 | 14.2525 | -531.1624
2367 | -807.5188 | 187.5954 | -741.07 | -1080.1848 | -1962.132 | -290.2134 | -438.6963 | 3028.3471 | 2933.6078 | 1460.4114 | 444.6503 | 114.5138
2368 | -382.012 | 733.5167 | 1331.2029 | 3289.3047 | 4264.8503 | 1608.3586 | 3068.7255 | 4246.1343 | 4967.0119 | 2497.5859 | 795.4995 | -552.0509
2369 | 1873.4095 | 2174.0402 | 1837.3006 | 1638.078 | 2824.1185 | 1388.3506 | -144.6913 | 4026.8733 | 4722.0205 | 3020.3303 | 2443.2521 | 140.6726
2370 | -832.9194 | -99.5847 | -260.5351 | 970.3458 | 2205.9474 | 1932.2877 | 310.3273 | 1807.6778 | 4280.7829 | 2939.7384 | 516.5264 | 241.8115
2371 | -345.3849 | 343.8395 | 1586.3039 | 3794.6069 | 4003.243 | 1496.4222 | 3019.3457 | 4339.5973 | 4964.3814 | 2419.7398 | 726.8013 | -652.3401
2372 | -771.0677 | -300.6478 | 542.5437 | 1224.7577 | 943.5517 | 2526.3821 | 2640.0085 | 2853.3079 | 2338.1555 | -484.628 | 682.6796 | -44.4357
2373 | -75.0651 | 1916.3215 | 3221.0602 | 3040.2007 | 2453.9233 | 2680.8622 | 2414.3796 | 2927.5117 | 2281.3574 | 2021.4785 | 1533.8797 | -304.05
2374 | -385.5682 | 469.1301 | 806.2545 | 659.086 | 901.5145 | 562.3657 | -548.0627 | 2772.191 | 5562.8639 | 3445.8785 | 1032.2444 | 233.1775
2375 | -712.7497 | -147.8079 | 190.4379 | -557.3016 | -316.6645 | -386.2351 | -1122.0886 | 710.7995 | 866.0306 | 51.2828 | 88.4113 | -705.8021
2376 | -548.5152 | 89.3387 | 1399.3548 | 2510.8395 | 2690.2885 | 2887.95 | 3752.9569 | 4123.5653 | 5719.6814 | 6052.7256 | 3402.9951 | -29.3903
2377 | -390.0128 | 5.7519 | 1738.4614 | 2839.7586 | 2428.1225 | 2925.2237 | 1826.1402 | 2515.0358 | 3452.3651 | 1880.9359 | -115.1684 | -1024.8041
2378 | 1833.0659 | 2047.4974 | 1726.5109 | 1690.6378 | 2609.7549 | 1728.9601 | 154.1738 | 4036.1557 | 4550.5201 | 2995.2101 | 2502.3902 | 352.4924
2379 | -503.8088 | 367.1248 | -295.2734 | -45.7444 | -1689.6442 | -1210.6766 | -670.3144 | 656.6159 | 4489.5103 | 2000.0359 | 105.7982 | -208.3187
2380 | -1107.0355 | -97.1863 | -242.507 | 727.3763 | 1957.0512 | 1681.8942 | -228.4327 | 1500.3801 | 3890.0535 | 2810.9426 | 782.5855 | 45.8814
2381 | -235.8306 | 312.2871 | 2365.3602 | 1387.7376 | 3427.0623 | 1126.0754 | 1814.3665 | 2442.2198 | 5247.2408 | 3971.8535 | 3139.9294 | 319.5513
2382 | -725.4163 | 300.8141 | -820.824 | -869.5052 | -1947.2172 | -369.7188 | -331.5152 | 2989.8476 | 2837.8509 | 1569.46 | 829.304 | 125.4133
2383 | -578.1007 | 566.2576 | -143.3628 | 178.4637 | -715.6707 | 1464.4734 | 1293.1421 | 1708.6422 | 3613.7611 | 273.8797 | 484.7232 | -623.811
2384 | -465.0487 | -274.8378 | 1186.0859 | 3753.0958 | 5905.0565 | 3176.0246 | 2514.8503 | 2775.1094 | 6487.4504 | 7052.7577 | 3070.2147 | -72.1194
2385 | -1083.9389 | -131.4856 | -463.8018 | -152.1768 | 598.021 | -266.4939 | 1800.5578 | 2625.2275 | 5289.1349 | 4553.5965 | 628.1676 | -302.7409
2386 | 455.5227 | 3610.9215 | 6007.7581 | 6346.4786 | 7083.0257 | 6088.3443 | 3053.2719 | 3234.8438 | 5466.4037 | 5476.2495 | 3209.9266 | 413.7703
2387 | -761.7634 | 445.7316 | -1076.498 | -154.7225 | 128.9198 | -68.7151 | -529.7985 | 2274.7751 | 1222.0442 | -484.2747 | 81.8991 | -419.691
2388 | -712.1618 | -362.2048 | 1615.3983 | 4626.7339 | 4519.9004 | 4449.1137 | 1731.473 | 2506.0113 | 5027.5679 | 5739.1255 | 4489.3468 | 450.6372
2389 | -738.6743 | -390.8932 | 767.257 | 641.5229 | 560.0733 | 723.0029 | 1692.2239 | 2600.142 | 2334.1753 | 1007.8355 | 174.3792 | 32.0024
2390 | -603.0815 | -300.2349 | 718.2206 | 4289.108 | 5633.8182 | 3006.5749 | 2501.0972 | 5216.8798 | 4645.8282 | 1635.6886 | 857.0728 | -188.5458
2391 | -980.3646 | 216.0446 | -941.5606 | -879.5423 | -310.7017 | -494.6787 | -401.2191 | 1538.7958 | 1615.3308 | -14.3228 | 226.9058 | -544.1211
2392 | -388.1245 | 520.8761 | 2956.1444 | 6843.2669 | 7144.777 | 5526.8441 | 3976.9829 | 6222.1585 | 6877.2216 | 5730.3502 | 3742.0412 | 1298.6718
2393 | -105.5263 | 408.8397 | 1600.9527 | 1507.4019 | 1220.0541 | 514.2999 | -595.346 | 1621.9589 | 2777.6469 | 1787.1125 | 663.5295 | -521.46
2394 | -366.4629 | 412.3622 | 3199.027 | 1397.5723 | 327.5913 | 762.0809 | 2645.9054 | 2829.3232 | 4270.378 | 2597.0685 | 1431.4231 | -165.5713
2395 | -829.7434 | 2071.4192 | 2648.7052 | 3215.39 | 4234.1104 | 2024.287 | 1800.7511 | 2396.3879 | 3781.6925 | 5107.6325 | 3352.14 | -193.2999
2396 | -406.8109 | -136.3431 | 454.2299 | 1850.0422 | 861.5966 | 304.7239 | 1933.4923 | 2254.3818 | 2861.2452 | 29.7912 | 307.2429 | -144.028
2397 | -732.1261 | 850.2079 | 2251.3226 | 3339.12 | 4106.1213 | 4558.3427 | 629.1419 | 997.0328 | 1181.3548 | -736.9731 | 182.1768 | -224.8429
2398 | 105.3555 | 2845.1491 | 1423.1276 | 3994.5962 | 4669.803 | 6592.0172 | 4590.2521 | 4417.9607 | 5378.4906 | 2252.8201 | 1918.2478 | -427.7023
2399 | -556.2548 | 119.8662 | 330.5217 | 1768.2997 | 316.337 | 3436.4424 | 2493.6338 | 2733.4993 | 4437.0496 | 3317.2201 | 1482.2881 | 259.4815
2400 | -614.4722 | 751.3186 | 237.307 | 394.9414 | 376.6034 | -30.2024 | 302.5445 | 1760.8242 | 2949.0355 | 698.7814 | 900.9367 | 270.4475
2401 | -668.5385 | 213.1162 | -950.8904 | -173.085 | 229.6758 | 326.2294 | -43.673 | 1773.9091 | 1981.294 | 295.0888 | 430.9161 | -311.9782
2402 | -959.2027 | 2271.9931 | 2665.8789 | 3125.8646 | 4033.3992 | 2245.4951 | 1874.3922 | 2474.8877 | 3825.8423 | 4806.7176 | 3048.0526 | -160.8932
2403 | -514.0305 | -325.0804 | 1569.7768 | 4707.3664 | 5086.7287 | 2817.003 | 2593.1012 | 2701.1332 | 6419.8637 | 6729.1246 | 3038.8838 | 184.766
2404 | -363.0719 | -86.2331 | 289.3604 | 1998.1097 | 507.4404 | 115.7215 | 1632.418 | 2090.3622 | 3088.4678 | 303.9717 | 93.521 | -472.4186
2405 | -294.1844 | -398.0062 | 420.7357 | 4258.6427 | 5418.3418 | 3137.6264 | 2351.4201 | 5259.6276 | 4661.0026 | 1639.4085 | 765.7001 | -430.7997
2406 | -37.0142 | 1981.947 | 3202.5629 | 2689.1474 | 2595.7191 | 2784.7203 | 2488.9727 | 2893.1183 | 2345.7748 | 2370.2026 | 1651.287 | -342.1732
2407 | -476.2543 | 127.3203 | 1675.6075 | 3075.0567 | 2446.0927 | 2912.5234 | 1921.4457 | 2522.9469 | 3362.6031 | 1856.6415 | -106.8419 | -1058.797
2408 | -1136.538 | -161.4057 | -690.7563 | -626.3975 | 380.5563 | -355.3434 | 1399.575 | 2389.7396 | 5166.3401 | 4266.2888 | 523.9981 | -319.7732
2409 | -721.8708 | 591.9447 | -452.4941 | -486.0099 | -834.6621 | 1521.5362 | 1327.7025 | 1975.7958 | 3710.9007 | 185.1241 | 558.7595 | -674.4982
2410 | -566.7926 | 170.0468 | -704.4229 | 146.7298 | 202.571 | 98.8786 | -267.7384 | 2410.6391 | 1858.2639 | -308.5897 | 454.5162 | -360.6523
2411 | 188.6507 | 747.8788 | 2017.7833 | 1407.6112 | 1194.8797 | 422.8904 | -265.9552 | 1882.5771 | 2644.1836 | 1628.2683 | 781.3902 | -566.5211
2412 | -564.8233 | -202.6694 | -556.1665 | -252.835 | -344.5943 | -777.5223 | -1331.0242 | 662.3814 | 880.1093 | 89.6141 | 120.0514 | -818.858
2413 | -615.1309 | 58.5764 | -94.2521 | 959.5127 | 2108.8267 | 2120.698 | 601.2792 | 1834.004 | 4107.1143 | 2733.0201 | 1096.1287 | 256.7819
2414 | -552.9519 | -237.5781 | 1480.6936 | 4631.7284 | 4940.1111 | 4651.5945 | 1769.9494 | 2654.6775 | 5261.7587 | 5847.78 | 4474.3563 | 339.9028
2415 | -526.8436 | 873.3611 | 2744.8367 | 3788.1823 | 4148.3553 | 4868.5515 | 998.0901 | 874.924 | 1212.3656 | -771.3367 | 104.939 | -258.1027
2416 | 263.3456 | 2529.2173 | 1374.5489 | 4116.6814 | 4930.8548 | 6737.4021 | 4486.6741 | 4399.2442 | 5552.2728 | 2275.4004 | 2018.5981 | -380.2435
2417 | -428.4995 | 678.4797 | 334.2775 | 760.3382 | 271.0175 | -113.8593 | 157.1293 | 1641.9458 | 2928.3467 | 689.3787 | 680.6735 | 286.8009
2418 | -445.7981 | 157.5135 | -66.2908 | 138.9526 | -1017.1162 | -835.8485 | -803.7958 | 904.9774 | 4841.4718 | 2083.0241 | 567.9148 | -308.9842
2419 | -572.8901 | 216.9344 | 1391.8325 | 2843.5435 | 2492.6969 | 3100.0556 | 3944.9892 | 3958.9977 | 5518.4657 | 6006.8916 | 3484.164 | 145.8293
2420 | -947.1965 | 179.6081 | -180.2587 | -172.0418 | -1527.1775 | -116.0139 | -276.5794 | 3063.7339 | 3248.3784 | 1703.5229 | 1092.7643 | 181.1599
2421 | -161.7207 | 286.514 | 2385.4023 | 1304.0101 | 3388.6698 | 1139.9853 | 1774.9792 | 2248.211 | 5149.5135 | 3874.3173 | 2742.7645 | 100.3968
2422 | -409.9706 | 579.7471 | 3031.5092 | 6657.9969 | 7070.7917 | 5573.1375 | 4012.4629 | 6026.4065 | 7093.3459 | 5604.0074 | 3589.4016 | 992.0022
2423 | -579.5976 | -481.5746 | 313.3337 | 215.0408 | 232.5772 | 600.9304 | 1536.6335 | 2743.7936 | 2014.3207 | 412.7108 | -68.3896 | -170.6602
2424 | 1448.2918 | 1910.2771 | 1319.4282 | 1624.4863 | 2585.7706 | 1632.982 | 80.9888 | 3947.4714 | 4801.7977 | 2994.357 | 2427.5214 | 115.8321
2425 | -397.4331 | -616.5293 | 371.2687 | 575.9974 | 547.6228 | 2208.9357 | 2349.3304 | 2769.6332 | 2286.9725 | -641.7231 | 447.1167 | -2.8634
2426 | -300.9326 | 881.1618 | 3175.3997 | 1436.5197 | 717.161 | 967.3142 | 2571.7105 | 2734.8882 | 3956.2758 | 2578.374 | 1207.0802 | -61.477
2427 | -621.5732 | 326.3249 | 597.5163 | 1929.4418 | 664.1794 | 3859.8325 | 2414.3583 | 2721.9485 | 4609.0734 | 3511.3924 | 1641.3728 | 185.4128
2428 | -322.618 | 635.3022 | 1352.8526 | 3624.195 | 4289.521 | 1336.6951 | 3038.3146 | 4192.4273 | 4777.5477 | 2156.393 | 478.4078 | -548.1508
2429 | -294.7805 | 510.7161 | 915.3998 | 249.0058 | 706.8869 | 512.038 | -461.3955 | 2901.0213 | 5578.7541 | 3503.2302 | 1068.1969 | 173.9254
2430 | 109.3402 | 2950.8675 | 5512.7105 | 6085.0438 | 6721.1602 | 5682.8049 | 2743.5787 | 3240.3983 | 5125.0121 | 5146.3735 | 2989.8837 | 309.2114
2431 | -348.5889 | -122.534 | 412.4418 | 1192.1049 | 685.3686 | 2380.7588 | 2453.2942 | 2487.3959 | 2412.7429 | -233.8043 | 1008.9214 | 110.5274
2432 | -235.87 | 901.9809 | 3490.2889 | 1668.7172 | 789.1099 | 881.0482 | 2224.0328 | 3011.1987 | 3933.4225 | 2578.3714 | 1331.8773 | 191.8002
2433 | -913.2135 | -244.5322 | 362.5199 | 552.2781 | -129.1728 | 282.5265 | 1709.9163 | 2588.4165 | 2291.1654 | 491.797 | 123.2197 | -108.7961
2434 | -999.808 | 2049.6178 | 2831.1644 | 3544.2383 | 4478.1032 | 2379.1023 | 1950.876 | 2717.1906 | 3623.6364 | 5148.9246 | 3233.0811 | -168.422
2435 | -543.0184 | 714.0261 | 281.4553 | 392.2058 | 514.6698 | -134.7778 | 128.2331 | 1763.1427 | 3007.2707 | 777.98 | 627.5788 | 365.8376
2436 | -1219.0928 | -569.7304 | -921.7378 | -545.5198 | 752.4016 | -162.1461 | 1432.8529 | 2537.2274 | 4887.9957 | 4585.6273 | 563.6774 | -177.421
2437 | -597.6046 | 336.5822 | -1273.9351 | -622.3046 | -272.6996 | 48.4635 | -695.4727 | 2358.4665 | 1597.4215 | -473.3189 | 59.0063 | -995.1716
2438 | -157.8148 | 2036.8021 | 3246.2385 | 2847.1586 | 2265.2513 | 2598.047 | 2552.1751 | 3017.55 | 2339.271 | 2027.9683 | 1570.4538 | -227.875
2439 | -370.4582 | 77.7678 | -223.827 | -670.2676 | -466.9366 | -500.2487 | -1293.9606 | 790.3604 | 876.0597 | 122.5717 | 189.0734 | -712.7678
2440 | -274.6526 | 545.4288 | 975.8549 | 497.3129 | 713.7589 | 384.3432 | -454.0125 | 3032.9476 | 5598.6597 | 3401.52 | 1015.0102 | 262.0863
2441 | -792.1381 | 167.5867 | -900.8978 | -427.9818 | -1842.2232 | -301.5158 | -183.137 | 3025.657 | 2982.1824 | 1418.261 | 606.4178 | 106.5289
2442 | -581.632 | 935.0305 | 2655.187 | 3858.4467 | 4141.1535 | 4696.3557 | 908.0392 | 1051.1335 | 1352.1878 | -672.4251 | 159.6745 | -245.8991
2443 | -958.4738 | 100.0883 | 1782.1773 | 4932.7742 | 5034.5845 | 4572.7345 | 1857.3718 | 2688.4345 | 5232.3782 | 5865.2766 | 4513.6195 | 581.7791
2444 | -311.1576 | 325.0117 | 178.7892 | 284.3995 | -1049.3357 | -842.8454 | -783.1265 | 746.9834 | 4857.8825 | 2193.9021 | 736.8555 | -307.6405
2445 | -400.8539 | 53.9742 | 1585.1316 | 4745.673 | 6113.2305 | 3223.1566 | 2767.039 | 2819.8495 | 6760.8774 | 7332.1477 | 3200.8851 | 280.1257
2446 | -968.6705 | 78.9116 | -992.697 | -632.8212 | 141.1469 | 146.0766 | -392.0118 | 1842.9134 | 1581.7739 | 51.221 | 581.9558 | -97.6719
2447 | 180.2939 | 2511.5078 | 1596.918 | 4452.8079 | 4944.869 | 6705.7875 | 4601.7685 | 4649.1403 | 5284.4703 | 2507.4582 | 2236.5949 | -449.4174
2448 | -89.5779 | -523.5155 | 616.4346 | 4281.5776 | 6053.8777 | 3264.2689 | 2381.721 | 5396.6073 | 4698.3646 | 1668.4359 | 858.7757 | -265.7317
2449 | -539.8054 | 265.4477 | 1421.1895 | 3545.1631 | 4047.3104 | 1149.6389 | 2335.3275 | 3398.7816 | 4673.6126 | 1988.4504 | 424.3281 | -823.0874
2450 | 337.5541 | 3241.2198 | 5881.5906 | 6086.3926 | 7029.9565 | 5915.6959 | 2896.252 | 3294.1861 | 5376.5146 | 5399.2854 | 3261.8067 | 517.9661
2451 | -669.6463 | 61.3369 | 1662.2331 | 2520.0049 | 2400.7974 | 2951.8793 | 1871.1107 | 2342.976 | 3300.9213 | 1842.922 | -170.3167 | -905.7633
2452 | -412.2473 | 143.6077 | 1509.7973 | 2902.0869 | 2636.6218 | 3085.8106 | 3910.044 | 4080.4166 | 5874.6794 | 5999.4126 | 3509.0061 | 144.1628
2453 | 88.7609 | 754.017 | 1524.9268 | 1494.8406 | 1406.14 | 593.1898 | -1072.7311 | 1855.0307 | 2868.7385 | 1809.8709 | 797.1044 | -439.2578
2454 | -452.8833 | 154.9493 | 356.6206 | 2247.7541 | 740.6849 | 3723.5637 | 2210.6606 | 2832.0502 | 4550.1096 | 3611.8716 | 1675.1877 | 359.3257
2455 | 1436.4758 | 1996.5411 | 1316.55 | 1259.8629 | 2557.1328 | 1775.3427 | -75.6754 | 4022.6593 | 4693.343 | 2810.0902 | 2283.7935 | 65.3814
2456 | -619.4329 | 264.0342 | -271.385 | -257.2593 | -1236.5012 | 1406.8535 | 1511.5247 | 2032.8742 | 3906.4234 | 198.6266 | 641.8724 | -478.3784
2457 | -336.343 | 246.1644 | 215.1423 | 2204.8917 | 663.4492 | 329.8176 | 1939.5549 | 2275.5164 | 3126.845 | 248.4592 | 156.946 | -323.4765
2458 | -592.0539 | 570.6813 | 2661.2678 | 6395.0919 | 7024.7561 | 5445.4503 | 3833.8245 | 5602.1555 | 7080.9517 | 5583.7053 | 3883.2092 | 1147.5257
2459 | -705.0352 | -129.1242 | -402.9266 | 909.7771 | 2266.4434 | 2006.6699 | 278.8723 | 1567.2573 | 3971.7161 | 2700.4924 | 890.6558 | 281.6825
2460 | -198.027 | 287.3324 | 2611.8353 | 1783.4806 | 3164.3515 | 1109.9441 | 1900.3882 | 2147.9262 | 5130.2484 | 3887.157 | 2857.6666 | 135.6069
2461 | -743.5297 | 2100.4122 | 2888.9474 | 3069.2935 | 4428.8407 | 2253.3625 | 1897.0983 | 2387.2217 | 3917.9182 | 5117.3599 | 3073.702 | -266.2527
2462 | -512.5231 | 214.4861 | -586.5435 | 173.1131 | -117.2576 | -24.2412 | -371.1271 | 2582.7457 | 1657.8932 | -364.63 | 124.8551 | -409.1641
2463 | -285.007 | 333.3104 | 2243.4818 | 1622.0736 | 3153.0609 | 1067.5777 | 1866.7635 | 2478.268 | 5019.9337 | 3834.5404 | 2875.0632 | 260.4991
2464 | 241.6434 | 2972.6931 | 1494.1455 | 4035.1875 | 4851.9904 | 6544.1833 | 4747.419 | 4458.139 | 5410.8768 | 1813.8245 | 1465.4681 | -451.7383
2465 | -431.4561 | -164.7423 | 539.545 | 4077.0423 | 5620.6608 | 3175.9791 | 2392.9891 | 5341.6065 | 4879.4001 | 1759.2728 | 957.7482 | -291.472
2466 | -264.6985 | 393.6892 | 637.1277 | 2422.2714 | 61.9875 | 3732.8527 | 2508.1079 | 2724.8177 | 4359.5526 | 3622.0626 | 1613.8027 | 326.7394
2467 | -861.7609 | -329.4757 | 637.0868 | 585.4058 | 404.2632 | 511.1656 | 1344.9581 | 2399.7195 | 2148.4631 | 721.6849 | 232.4824 | -70.7771
2468 | -365.5164 | 410.8626 | -15.2622 | 383.4635 | -965.647 | -608.3225 | -617.2666 | 731.1679 | 4914.969 | 2263.7006 | 739.3129 | -303.7374
2469 | -696.6814 | 558.7925 | 2587.527 | 4028.3283 | 4319.0843 | 4281.2677 | 981.8915 | 898.729 | 1111.3627 | -996.2715 | 69.2412 | -190.5133
2470 | -679.3383 | -150.2178 | 1516.0314 | 4636.9103 | 4800.7898 | 4418.3235 | 1862.2952 | 2537.9907 | 5030.8111 | 5679.9599 | 4385.4201 | 355.7234
2471 | -810.8091 | -142.7003 | -298.722 | -869.0864 | -743.6272 | -523.6556 | -1164.3427 | 762.6556 | 916.8433 | -42.6272 | 188.0049 | -593.335
2472 | -504.7741 | 260.3959 | -350.2918 | 935.4717 | 2435.7162 | 2368.6508 | 258.7649 | 1771.4893 | 4061.4291 | 2557.4473 | 676.8107 | 156.7738
2473 | -885.1258 | 83.2926 | -669.5721 | -599.4664 | -61.6607 | -198.1725 | -210.4267 | 1660.2248 | 1453.5955 | -121.5339 | 88.1623 | -682.0773
2474 | -365.6467 | 504.2598 | 1087.0922 | 478.384 | 1281.8105 | 370.2961 | -227.3146 | 2926.3116 | 5372.6894 | 3461.9138 | 1319.0605 | 341.0741
2475 | -389.0333 | 508.7821 | 55.9987 | 342.5272 | 157.9917 | 374.2288 | 591.5392 | 1751.1855 | 2811.1386 | 817.8025 | 803.6331 | 465.4912
2476 | -766.2314 | 2.1239 | -681.9538 | -446.3826 | -1952.5812 | -621.3667 | -322.092 | 2881.2096 | 3044.9846 | 1540.2826 | 1125.7455 | 157.575
2477 | -598.3278 | -85.8515 | 442.5789 | 1021.778 | 606.5345 | 2475.5028 | 2716.6355 | 2851.2751 | 2354.8091 | -436.2547 | 878.3866 | -13.9033
2478 | -401.2043 | 90.8115 | 1553.5308 | 2797.225 | 2600.6078 | 2988.3521 | 1894.6909 | 2514.3571 | 3553.2014 | 2072.8209 | 3.9274 | -920.6144
2479 | -460.4447 | 300.6084 | -203.118 | 122.368 | -1077.663 | 1445.1911 | 1416.3511 | 2001.8508 | 3541.748 | -42.8036 | 476.5004 | -861.1668
2480 | -452.676 | 160.2028 | 1276.4499 | 2892.4508 | 2866.0636 | 3075.9522 | 3957.7488 | 4213.0945 | 5669.9548 | 6087.0143 | 3541.3812 | 65.0923
2481 | -36.4367 | 732.3236 | 2068.0698 | 1577.5777 | 1339.3732 | 458.8898 | -413.6857 | 1772.4516 | 2824.2994 | 1734.6975 | 522.5558 | -424.9597
2482 | -58.3793 | 2007.1259 | 3162.8929 | 2809.0384 | 2719.245 | 2722.498 | 2518.5369 | 2732.1179 | 2236.9084 | 2198.8901 | 1336.2991 | -405.4495
2483 | 352.9156 | 3151.0314 | 5897.663 | 6601.4716 | 6729.1663 | 6009.329 | 2995.0879 | 3701.4569 | 5601.707 | 5253.733 | 3134.6467 | 663.1663
2484 | -381.8955 | -15.4516 | 1672.53 | 4833.8838 | 5712.7937 | 3198.0533 | 2782.228 | 3050.2 | 6674.7177 | 7170.9086 | 2981.7217 | 252.3943
2485 | -36.8632 | 1128.069 | 2993.8048 | 1522.9849 | 1060.6376 | 1105.7355 | 2789.4846 | 3050.8014 | 4273.0731 | 2524.5843 | 1342.623 | 180.7241
2486 | -549.8367 | 258.9749 | 1521.6188 | 3549.9308 | 3599.9165 | 1120.3646 | 2698.8436 | 4160.6764 | 4919.0151 | 2396.6658 | 706.7966 | -506.2242
2487 | 1546.1748 | 1887.0943 | 1566.8429 | 1742.3222 | 2323.9932 | 1280.1135 | 180.3275 | 4085.5645 | 4659.0542 | 2937.3054 | 2487.0878 | 138.9657
2488 | -324.7628 | 2.9063 | 339.4019 | 2059.6165 | 357.769 | 324.6219 | 1863.2372 | 2248.8467 | 3043.6902 | 146.5657 | 173.9293 | -445.545
2489 | -1043.4488 | -287.0718 | -107.7484 | 237.4392 | 663.8278 | -168.6298 | 1481.2058 | 2393.0942 | 5204.6578 | 4431.7674 | 773.7473 | -322.8574
2490 | -470.7441 | 687.5905 | 2845.6234 | 6738.464 | 7124.0707 | 5528.7247 | 4041.1902 | 6051.6031 | 7115.7324 | 5671.7365 | 3729.6295 | 1213.0143
2491 | 98.7714 | 798.6572 | 1811.0533 | 1460.5076 | 1337.1593 | 610.7573 | -368.2805 | 1843.9128 | 2673.4178 | 1809.4325 | 782.9571 | -552.1394
2492 | -730.3376 | 134.6774 | 1342.3234 | 2773.3319 | 2764.5197 | 2794.602 | 3750.9842 | 4041.9586 | 5880.5584 | 6049.5276 | 3635.6728 | 72.3716
2493 | -125.1755 | 715.7542 | 729.232 | 294.1923 | 840.7393 | 357.7926 | -548.1766 | 2327.1991 | 5524.9082 | 3403.2536 | 1213.2397 | 393.4915
2494 | -8.6507 | 1903.6814 | 3222.5251 | 3114.2793 | 2657.7038 | 2506.6367 | 2219.3591 | 2670.7869 | 2123.2428 | 2206.3433 | 1472.6009 | -465.1068
2495 | -1143.917 | -92.9689 | -868.4767 | -749.8935 | -480.055 | -364.7368 | -139.5446 | 1720.6271 | 1668.6868 | -12.7408 | 205.412 | -518.4005
2496 | -766.2165 | -109.9927 | -239.4343 | 977.8639 | 2312.8829 | 1983.0214 | 247.6441 | 1831.6873 | 4135.2493 | 2652.0645 | 928.0311 | 367.3288
2497 | 381.3939 | 3413.9742 | 5984.1481 | 6494.7425 | 7125.9189 | 6103.3915 | 2981.0085 | 3563.0007 | 5206.4278 | 5321.2368 | 3209.4167 | 738.3464
2498 | -691.4547 | 99.6884 | 613.0283 | 2355.9089 | 320.671 | 3610.0951 | 2631.5252 | 2951.6019 | 4637.1251 | 3377.163 | 1681.7251 | 290.7771
2499 | -488.6145 | -665.9866 | 459.1472 | 4123.0231 | 5428.3459 | 3180.7131 | 2420.5976 | 5284.9372 | 4612.5464 | 1782.0891 | 949.221 | -194.657
2500 | -466.8373 | -537.4723 | -13.5205 | 1652.65 | 455.9606 | 369.952 | 1821.6113 | 2256.539 | 3118.8436 | 319.1028 | 83.5366 | -332.2695
2501 | -809.8577 | 295.3014 | 5.8069 | 340.2573 | -332.4123 | -253.0736 | 166.7139 | 1396.6364 | 2684.3304 | 638.4325 | 545.0167 | 102.7923
2502 | -781.3856 | 2.7548 | 549.7144 | 520.006 | 380.0754 | 458.4822 | 1863.7575 | 2706.0307 | 2211.4411 | 610.3613 | 198.6099 | -2.3334
2503 | -619.7368 | 55.87 | -262.8205 | -1101.8723 | -505.9794 | -808.5556 | -1214.4628 | 473.0248 | 843.3734 | -41.1102 | 212.8163 | -811.2758
2504 | 1825.579 | 1930.7646 | 1796.7964 | 2090.522 | 2542.0251 | 1497.9551 | 185.7898 | 4159.9658 | 4844.0703 | 2814.442 | 2248.5319 | -38.0072
2505 | -348.8567 | -349.4088 | 808.4786 | 1345.8551 | 862.1263 | 2589.0493 | 2664.8965 | 3006.3931 | 2485.0532 | -247.6652 | 760.4011 | 128.9078
2506 | -1204.2126 | -622.1049 | -632.1141 | -132.6416 | 506.6658 | -349.0393 | 1611.3711 | 2467.1486 | 4840.9435 | 4272.4993 | 518.5975 | -252.1047
2507 | -529.4629 | 492.5001 | -314.4142 | 165.3128 | -1106.6433 | 1415.562 | 808.8734 | 1932.298 | 3789.2622 | 274.8516 | 482.232 | -681.1639
2508 | -208.7005 | 684.6606 | 3163.8141 | 1615.4135 | 743.03 | 794.0933 | 2673.5248 | 2985.154 | 4232.8672 | 2399.4069 | 1405.9218 | 234.5871
2509 | -701.6499 | 978.9331 | 2684.6322 | 3790.8685 | 4326.2189 | 4643.789 | 673.0933 | 762.9009 | 1239.4364 | -622.6271 | 257.6411 | -498.3008
2510 | -1194.8932 | 1854.7257 | 1988.7744 | 2983.6009 | 4439.6715 | 1836.0016 | 1430.1494 | 2530.9563 | 3712.7356 | 4997.4148 | 3169.186 | -317.0875
2511 | -467.6053 | 470.1984 | 2513.7552 | 6867.6251 | 7072.0706 | 5615.5671 | 4173.6793 | 6147.815 | 7090.7262 | 5308.3661 | 3591.6244 | 1226.2761
2512 | -728.3442 | -97.5358 | -628.4296 | -803.6273 | -1930.169 | -14.4726 | -188.8169 | 2979.8311 | 3161.8012 | 1779.345 | 944.3888 | 78.3787
2513 | -802.6991 | 165.3446 | -746.4395 | -272.3137 | -114.4445 | -143.715 | -346.6411 | 2412.5485 | 1747.035 | -211.0187 | 335.0927 | -396.9681
2514 | -161.9323 | 272.9402 | -137.7314 | -277.8086 | -900.1491 | -813.196 | -669.7276 | 776.0182 | 4968.3378 | 2160.5763 | 946.6625 | -234.2352
2515 | -285.8428 | 548.3772 | 1689.1173 | 3495.1338 | 4394.3439 | 1381.1457 | 2637.5433 | 4156.9157 | 4576.3073 | 2278.0285 | 830.6124 | -559.177
2516 | 114.3737 | 2605.5166 | 1465.4951 | 3751.697 | 4606.5975 | 6648.0563 | 4495.2223 | 4225.1958 | 5224.9145 | 2317.9242 | 1925.8714 | -550.9719
2517 | -608.8677 | 211.1325 | 1842.5635 | 3185.8999 | 2936.1372 | 3160.8934 | 1838.1857 | 2347.2727 | 3414.6446 | 1696.1404 | -119.2696 | -1026.1468
2518 | -190.0547 | 339.1516 | 2779.5848 | 1864.8648 | 3496.8362 | 1139.8435 | 1427.8259 | 2348.9877 | 4768.007 | 3827.7711 | 2807.1174 | 181.8895
2519 | -400.2047 | -2.0299 | 1616.0349 | 4696.7612 | 5576.7377 | 3030.9494 | 2707.2417 | 2933.0462 | 6509.4511 | 6997.0601 | 3244.5282 | 357.3754
2520 | -698.0854 | -114.3143 | 1825.4529 | 4507.6044 | 4753.1776 | 4466.749 | 1896.7864 | 2533.1901 | 5165.2857 | 5813.1203 | 4475.4565 | 399.2718
2521 | -314.1135 | 639.6366 | 2749.3108 | 6659.0123 | 7118.0955 | 5586.1394 | 3714.4381 | 6051.2756 | 7104.807 | 5580.9458 | 3690.4148 | 1176.2486
2522 | -186.9055 | 1916.1237 | 3132.1526 | 3021.6505 | 2502.4356 | 2606.6137 | 2518.5372 | 2596.0011 | 2306.8646 | 2216.0156 | 1347.1851 | -387.029
2523 | -153.4279 | 673.6522 | 3545.3611 | 1473.9601 | 514.2055 | 434.9969 | 2588.2481 | 2981.741 | 4010.4287 | 2314.8259 | 757.4962 | 28.7358
2524 | -738.3576 | -208.9391 | -383.3575 | 1008.2362 | 2210.2537 | 2187.392 | 290.6678 | 1666.5029 | 4086.1665 | 2718.1358 | 866.7888 | -134.8129
2525 | -287.912 | 347.8137 | 1205.2773 | 3667.8777 | 4084.3733 | 1347.2919 | 2732.9528 | 4240.5753 | 4740.6961 | 2249.4652 | 740.9816 | -637.8849
2526 | -10.8108 | 682.9671 | 1854.7445 | 1006.4563 | 1414.4633 | 782.2258 | -448.0805 | 1899.832 | 2926.016 | 1847.1023 | 727.3565 | -614.2908
2527 | -528.9883 | 285.6554 | 547.9791 | 1954.3748 | 369.0588 | 3541.7335 | 2357.42 | 2808.2641 | 4356.0972 | 3506.7863 | 1613.2914 | 297.7709
2528 | -576.1546 | 66.1478 | 1461.6105 | 2903.7434 | 2536.875 | 2973.1601 | 3853.1584 | 3990.4123 | 5484.0678 | 6005.823 | 3241.0613 | -169.4404
2529 | -1329.5539 | 1928.4547 | 2602.0832 | 3127.9981 | 4689.4868 | 2142.7661 | 1833.7075 | 2571.3935 | 3480.2068 | 4717.8895 | 3192.7148 | -171.2337
2530 | -518.5526 | -55.837 | 477.5309 | 2392.4532 | 287.1992 | 394.0506 | 1636.105 | 2216.9246 | 2952.1519 | 402.7467 | -399.2556 | -432.0543
2531 | -857.4161 | 291.6516 | -478.5616 | -545.8318 | 159.5371 | 170.1956 | 9.339 | 2032.4845 | 1984.7218 | 228.193 | 353.5044 | -368.946
2532 | -497.7012 | -184.9319 | -69.9595 | -608.1594 | -370.8353 | -559.7049 | -1121.4135 | 610.6934 | 713.335 | 98.7715 | 131.6359 | -748.5439
2533 | 1654.3581 | 2326.7878 | 1162.3103 | 1016.9436 | 2320.0431 | 1385.5937 | 4.3883 | 3923.3809 | 4627.6084 | 2972.4521 | 2423.6267 | -229.5757
2534 | -361.0595 | 490.1308 | 65.3043 | 429.385 | 279.2733 | 100.9391 | 373.2996 | 1619.0835 | 2962.5691 | 431.8057 | 681.7787 | 304.5333
2535 | -570.8677 | 217.712 | 1794.6899 | 2688.2861 | 2365.0395 | 2544.8418 | 1898.4163 | 2296.3155 | 3262.6359 | 2086.0048 | 34.787 | -923.0696
2536 | -425.277 | -366.6431 | 775.3808 | 4283.0549 | 5783.5679 | 3128.4761 | 2370.4539 | 5450.8035 | 4769.6843 | 1552.0127 | 690.8666 | -310.6844
2537 | -967.8249 | 189.561 | 1324.5914 | 4763.8891 | 5667.9609 | 3124.3102 | 2855.441 | 3093.3762 | 6551.0487 | 7233.1825 | 3274.3765 | 192.4102
2538 | -264.3754 | 405.8537 | 1049.4 | 163.0782 | 1271.0591 | 690.48 | -276.07 | 2937.6093 | 5558.3962 | 3671.0076 | 1224.3826 | 204.0934
2539 | -569.6962 | 427.3838 | -241.1049 | 103.6375 | -804.3447 | 1412.8614 | 1205.1923 | 2088.2391 | 3576.679 | 323.5627 | 471.7291 | -793.9339
2540 | -908.7045 | -77.1697 | 720.4713 | 107.6946 | 296.7645 | 502.4089 | 1604.3113 | 2420.3279 | 2118.9269 | 700.0832 | 58.8803 | 45.7181
2541 | -854.0082 | 211.9692 | -535.0937 | -646.6237 | -1568.7035 | -50.3374 | -222.2938 | 3125.466 | 3171.5927 | 1614.69 | 508.1065 | 135.3513
2542 | 213.7408 | 2761.4758 | 1618.8073 | 4031.4994 | 4812.6531 | 6830.6176 | 4488.6485 | 4355.9908 | 5510.3495 | 2358.5438 | 2171.1671 | -245.7192
2543 | -557.6277 | 142.9124 | 2507.7998 | 1420.653 | 3380.0262 | 1034.3442 | 1747.8907 | 1726.6237 | 5044.9272 | 3783.7163 | 2578.4893 | 92.6431
2544 | -310.5772 | -127.0296 | 1795.2745 | 4500.1751 | 4907.4933 | 4865.315 | 1970.4147 | 2705.187 | 4933.2949 | 5825.5341 | 4407.6923 | 571.4034
2545 | -530.1071 | 1063.2442 | 2910.6269 | 4120.5564 | 4123.6882 | 4793.9187 | 1034.9999 | 1020.6614 | 1384.8826 | -546.3993 | 724.8291 | -94.4021
2546 | 582.5579 | 3683.6375 | 6000.9772 | 6516.6184 | 7098.8105 | 6277.4033 | 2973.7596 | 3571.0763 | 5561.5425 | 5277.257 | 2784.9948 | 306.5326
2547 | -357.4099 | -304.3393 | 295.9345 | 1261.499 | 978.6766 | 2396.0037 | 2598.9322 | 3004.2359 | 2366.2471 | -335.334 | 852.1683 | 275.034
2548 | -943.4553 | -265.964 | -518.8044 | -265.6381 | 634.3732 | -201.0658 | 1743.8856 | 2502.3668 | 5111.3604 | 4409.8366 | 307.2578 | -592.3586
2549 | -642.8365 | 450.6715 | -75.2927 | 122.8898 | -1087.5244 | -836.6486 | -766.3779 | 449.2526 | 4861.0279 | 2160.1981 | 854.3067 | -395.758
2550 | -568.087 | 359.7437 | -372.8955 | 350.1091 | -8.5462 | 259.2712 | -524.4211 | 2285.7937 | 1661.6886 | -316.3407 | -164.9166 | -428.1959
2551 | 103.9706 | 2481.2868 | 1523.628 | 4048.8891 | 4456.9888 | 6426.1854 | 4316.8809 | 4155.1402 | 5429.3687 | 2103.7784 | 1785.012 | -661.3769
2552 | -171.0943 | 675.1178 | 1096.4262 | 590.1724 | 610.2969 | 521.9031 | -452.8303 | 2756.9669 | 5497.9048 | 3384.4416 | 1310.8522 | 327.9654
2553 | -453.7752 | 365.4372 | 594.8011 | 1808.8614 | 201.5892 | 3135.1489 | 2451.9312 | 2728.1269 | 4430.7217 | 3466.2112 | 1835.8853 | 352.5109
2554 | 147.3541 | 3243.9832 | 5869.391 | 6123.2844 | 6913.5662 | 5982.7186 | 3049.7072 | 3683.0438 | 5446.2011 | 5375.1488 | 3127.0017 | 519.9536
2555 | -936.9956 | 1940.1928 | 2491.2157 | 3377.5713 | 4312.0237 | 1692.626 | 1651.3094 | 2697.8672 | 4090.1217 | 4981.7071 | 3365.7082 | -132.7869
2556 | -523.6405 | -231.7017 | 1618.7049 | 2829.4868 | 2198.2304 | 3055.537 | 1179.3543 | 2245.6924 | 3435.5089 | 1835.3385 | -52.0553 | -1028.667
2557 | -605.3392 | -210.8538 | 1689.9732 | 4811.2524 | 4929.8023 | 4614.4514 | 1796.3895 | 2565.7391 | 5285.4975 | 5736.4035 | 4277.6463 | 451.5895
2558 | -884.9698 | -264.9211 | -637.0509 | -145.1109 | 964.2252 | -217.7546 | 1762.8936 | 2488.8552 | 5120.5045 | 4359.9188 | 488.959 | -408.8318
2559 | -896.9733 | 573.331 | 419.4048 | 518.141 | 481.3893 | 65.2464 | 327.8722 | 1458.1741 | 3092.1397 | 779.7454 | 754.2798 | 313.7079
2560 | -620.426 | 27.0751 | 135.1132 | -476.2178 | -350.2892 | -373.9221 | -1105.1673 | 955.8001 | 919.2335 | 104.8508 | 357.0577 | -638.1828
2561 | -676.9486 | -137.5571 | 3.1333 | 1023.0834 | 2060.6118 | 2023.6357 | 466.9444 | 1839.2437 | 3949.7621 | 2822.3371 | 959.0592 | 367.4258
2562 | -520.5967 | 386.4291 | -472.6607 | 78.6301 | -143.976 | -95.0208 | -555.4352 | 2363.6224 | 1703.694 | -162.894 | 331.2876 | -443.7551
2563 | 1791.4208 | 1951.6351 | 1627.7683 | 1838.7921 | 2360.7144 | 1470.4346 | 216.836 | 4097.8086 | 4896.3467 | 2965.9222 | 2466.1552 | 145.2955
2564 | -412.5888 | 330.4812 | 1526.1677 | 3339.1785 | 3925.3682 | 1080.6099 | 2297.1652 | 4270.6162 | 4837.4072 | 2264.7292 | 529.7218 | -744.4759
2565 | -361.9188 | 1910.017 | 3177.2436 | 2841.5573 | 2476.0466 | 2558.4114 | 2287.4287 | 2619.0825 | 2249.1903 | 1889.6344 | 1531.6265 | -144.7831
2566 | -577.2458 | 267.6524 | 2747.6787 | 6203.3911 | 7068.1901 | 5591.4173 | 4207.2286 | 6000.7289 | 6981.5922 | 5652.1914 | 3831.3687 | 1254.5079
2567 | -655.9959 | 154.2054 | -546.7728 | -503.9275 | 223.4845 | -91.7916 | -65.9353 | 2022.1641 | 1846.6256 | 84.2008 | 489.3892 | -220.3491
2568 | -438.9826 | -168.26 | 1772.4511 | 4845.6421 | 6122.7711 | 3396.2283 | 2700.9104 | 3041.72 | 6894.6494 | 7456.0432 | 3307.8028 | 247.8192
2569 | -540.8901 | 451.5601 | -4.5582 | 84.9251 | -1246.0291 | -975.3556 | -801.5253 | 631.7334 | 4787.6521 | 2216.34 | 830.4505 | -348.6345
2570 | -239.8367 | -243.424 | 539.352 | 1281.97 | 708.0715 | 2075.1698 | 2526.975 | 3058.0804 | 2316.327 | -449.8527 | 692.8597 | 77.5252
2571 | -344.1972 | 31.3929 | 551.5153 | 1928.9858 | 497.6807 | 244.1698 | 1607.5883 | 2122.4696 | 2699.8324 | 91.3412 | 105.6907 | -493.7907
2572 | -671.1091 | 73.4828 | -409.5634 | -626.8897 | -1943.8038 | 62.9779 | -179.6069 | 3052.6693 | 3180.4485 | 1697.0385 | 1143.509 | 58.567
2573 | -51.5804 | 765.8142 | 1670.2555 | 1581.8011 | 1482.7701 | 654.9815 | -323.6326 | 1677.2174 | 2826.9668 | 1753.212 | 738.0357 | -460.2166
2574 | -838.1936 | 1166.812 | 2993.6149 | 3848.0745 | 4260.4999 | 4758.6981 | 927.1765 | 862.9766 | 1302.4521 | -841.2039 | 429.6008 | -45.1353
2575 | -596.2969 | -64.3233 | 1478.4993 | 2663.6563 | 3031.6005 | 3129.1546 | 3972.2918 | 4168.8241 | 5534.1431 | 6014.9384 | 3206.8905 | -233.6091
2576 | -1222.4624 | -498.2139 | 286.0456 | -38.5048 | 99.144 | 536.6885 | 1373.9725 | 2023.7477 | 2003.7047 | 324.705 | 30.7699 | -433.6607
2577 | -789.7683 | 79.0107 | -341.6694 | 255.243 | -791.8159 | 1330.4514 | 1119.0354 | 1887.9262 | 3494.8297 | 202.6138 | 327.2255 | -610.605
2578 | -531.4716 | -577.6462 | 742.5255 | 3821.9629 | 5634.5925 | 3179.5894 | 2374.3212 | 5213.8702 | 4738.1634 | 1783.224 | 1110.0935 | -73.8858
2579 | -304.1601 | 596.3677 | 3329.7508 | 1598.7246 | 884.0931 | 890.6423 | 2687.9343 | 2897.8607 | 4232.3952 | 2509.8379 | 1258.8834 | 13.9512
2580 | -272.6486 | 294.7154 | 2703.7081 | 1807.0421 | 3405.3578 | 1213.4038 | 1751.3431 | 2309.5099 | 5191.4263 | 3705.9996 | 2768.4919 | -49.7047
2581 | -654.4498 | 146.4371 | -23.4229 | 287.4016 | -1436.6377 | -872.0457 | -668.4162 | 608.4079 | 4675.236 | 2156.2663 | 783.3132 | -250.0899
2582 | -649.1027 | 525.4603 | 2861.6481 | 6522.1398 | 6895.9411 | 5574.0812 | 3934.611 | 5919.7999 | 6999.3417 | 5691.6333 | 3695.2989 | 1088.4121
2583 | -778.9526 | 555.4205 | -595.4192 | -449.2386 | 37.2984 | 30.4908 | -61.0335 | 1620.8709 | 1721.0752 | 21.018 | 464.6156 | -432.337
2584 | -349.7177 | -11.6073 | 1872.6633 | 4864.595 | 5008.4797 | 4724.1254 | 2117.1175 | 2672.1726 | 4887.5624 | 5777.663 | 4572.4329 | 637.1671
2585 | -375.8583 | 368.2704 | 762.9813 | 2326.092 | 432.2597 | 3607.4249 | 2426.6541 | 2899.6432 | 4309.5148 | 3452.316 | 1602.5105 | -436.5628
2586 | -418.9518 | 979.1707 | 2771.047 | 3856.9031 | 3758.1394 | 4729.7755 | 374.9437 | 851.6816 | 1349.0544 | -870.3168 | 319.1487 | -203.8175
2587 | -465.3416 | 164.6299 | 176.2735 | -606.947 | -442.2526 | -426.7937 | -1027.9798 | 757.8221 | 1013.5453 | -246.7642 | 363.9054 | -668.7424
2588 | -465.8209 | 339.5632 | 1425.6723 | 3403.9638 | 4139.395 | 1217.3207 | 2787.887 | 4173.0275 | 4621.9769 | 2210.0557 | 465.3862 | -737.4104
2589 | -231.5473 | 2041.9609 | 3280.952 | 3089.6486 | 2936.4485 | 2348.5057 | 2404.6013 | 2638.6993 | 2368.0613 | 2292.5473 | 1331.3361 | -537.0988
2590 | -862.7918 | 2292.5663 | 3006.6653 | 3531.9889 | 4548.109 | 2238.2613 | 2017.2464 | 2629.2716 | 4060.4841 | 5188.5049 | 3292.672 | -163.3666
2591 | -482.1604 | 250.6601 | 976.1399 | 326.2822 | 897.93 | 505.8075 | -280.9377 | 2891.7684 | 5458.9347 | 3527.7795 | 1302.3876 | 310.8463
2592 | -706.3682 | 260.3752 | -751.0526 | -427.5271 | 261.805 | -38.0354 | -725.7002 | 2142.8324 | 1145.17 | -603.7388 | 125.2697 | -528.4954
2593 | -387.6908 | 213.4775 | 2575.1477 | 1726.3778 | 3451.8099 | 1054.394 | 1860.8868 | 2280.0225 | 5099.4318 | 3806.1506 | 2881.3886 | 254.3982
2594 | 198.4172 | 2775.7363 | 1453.6301 | 4390.2215 | 4668.1624 | 6611.9783 | 4221.0451 | 4234.3479 | 5241.0518 | 2178.4345 | 1915.2673 | -462.5478
2595 | -1072.509 | -650.5418 | 48.2732 | 370.7577 | 66.7906 | 315.7807 | 1273.1949 | 2439.1195 | 2028.9769 | 517.5649 | 34.5887 | -76.5416
2596 | -647.1365 | -503.1135 | 1313.0851 | 2306.0202 | 2312.1299 | 2514.4194 | 1493.4805 | 2037.6251 | 3018.331 | 1723.4402 | 95.5433 | -1066.4907
2597 | -608.7399 | -86.0769 | 751.9682 | 1338.4732 | 864.0099 | 2539.4252 | 2627.4822 | 2915.5932 | 2411.3462 | -321.7342 | 558.4302 | -222.7746
2598 | -746.8137 | 142.9176 | -219.2046 | 802.7768 | 2299.5533 | 2070.6793 | 151.4443 | 1663.9156 | 4184.4413 | 2901.8691 | 1019.1953 | 299.0757
2599 | 1655.0549 | 2116.7041 | 1739.8528 | 1971.8307 | 2584.7003 | 1647.6131 | 112.0749 | 4082.1611 | 4757.4819 | 2990.848 | 2350.8991 | -12.9304
2600 | -342.7244 | 11.5862 | 159.2292 | 2067.2815 | 128.4553 | 390.1057 | 1758.9943 | 2298.8211 | 3134.9498 | 298.4379 | 173.5333 | -307.3229
2601 | -1136.8587 | -489.3936 | -746.8578 | -51.3532 | 386.1741 | -504.5143 | 1513.012 | 2713.8925 | 4920.3209 | 4068.02 | 371.344 | -767.5135
2602 | -752.9421 | -636.6344 | 482.1495 | 4131.1851 | 5355.6705 | 2662.6167 | 2349.5231 | 5253.9039 | 4542.7728 | 1411.9295 | 588.9337 | -358.4906
2603 | 353.3146 | 3325.898 | 6035.5714 | 6471.2119 | 6836.0909 | 5898.1525 | 2987.7053 | 3432.2694 | 5634.1047 | 5324.3158 | 2825.0641 | 555.0933
2604 | -642.7389 | 119.8853 | -944.6416 | -891.487 | -1958.1724 | -197.1972 | -297.0242 | 2976.8204 | 3171.1666 | 1768.5118 | 1303.3947 | 155.0193
2605 | -324.2936 | 850.3531 | 3465.8957 | 1276.1199 | 668.337 | 434.2037 | 2631.1353 | 2911.0744 | 4180.8599 | 2499.1915 | 1349.942 | 181.1825
2606 | 118.6347 | 335.7104 | 2006.0389 | 1501.1626 | 1382.6891 | 579.7181 | -1000.1785 | 2043.9077 | 2757.1572 | 1709.1916 | 835.9598 | -588.8226
2607 | -628.9862 | 57.5757 | 1408.0977 | 2646.1434 | 2459.1979 | 3035.1193 | 3668.2494 | 3995.1694 | 6013.328 | 6136.9096 | 3372.0896 | -125.7143
2608 | -513.0626 | -170.2697 | 1411.2927 | 4651.6105 | 5298.434 | 3061.1582 | 2767.8363 | 2947.1383 | 6394.81 | 7156.014 | 3226.9808 | 258.8603
2609 | -551.5436 | 332.2027 | -196.6117 | -40.0977 | -375.9156 | 1685.2548 | 1402.035 | 2009.2506 | 3661.3594 | 260.224 | 452.0117 | -641.6593
2610 | -564.953 | 524.2727 | 349.145 | 753.6012 | 626.1646 | 214.3313 | 330.5186 | 1803.3629 | 2875.5733 | 853.1929 | 792.9733 | 319.1657
2611 | -627.6962 | -135.3917 | -351.2423 | 1070.7496 | 2297.7164 | 2318.1925 | 291.9819 | 1835.1509 | 4320.4473 | 2833.5024 | 962.0313 | 340.3494
2612 | -706.2312 | -339.4498 | 1436.1775 | 4581.631 | 4769.0936 | 4649.9011 | 1463.2608 | 2546.423 | 5219.2526 | 5695.2631 | 4261.1719 | 402.9793
2613 | 162.8698 | 818.7227 | 1838.0775 | 1495.2519 | 947.0078 | 683.1236 | -229.5172 | 1916.8539 | 2597.993 | 1835.3665 | 706.4781 | -500.9451
2614 | -338.4139 | 403.436 | 1440.8688 | 2611.2154 | 3068.8874 | 3103.7625 | 3809.0883 | 4089.8274 | 5771.4247 | 6140.9273 | 3456.6506 | -17.2059
2615 | -652.887 | 641.8193 | 216.6396 | 181.9108 | 577.7103 | 341.1607 | 585.7079 | 1676.1531 | 3187.4436 | 936.7465 | 719.2856 | 295.476
2616 | -443.8672 | -54.6346 | 1903.8972 | 4758.2033 | 5662.8323 | 3041.4804 | 2713.4418 | 2951.5493 | 6622.1866 | 7245.1404 | 3263.9635 | 99.3214
2617 | -822.3542 | 495.5483 | -520.7084 | 64.0832 | 181.6234 | -24.9026 | -565.3316 | 2206.4587 | 1701.4233 | -276.5087 | 366.0945 | -437.6984
2618 | -476.1057 | 794.0417 | 2613.0039 | 3440.7022 | 3909.5258 | 4677.4188 | 971.3959 | 1090.1784 | 1297.4872 | -1010.8268 | 282.3354 | -187.2486
2619 | -77.2275 | 2507.8788 | 1405.5256 | 3650.7494 | 4873.9693 | 6305.3199 | 4229.5857 | 4167.2551 | 5231.7802 | 2265.3308 | 1977.8758 | -423.5712
2620 | -608.7932 | 341.4581 | -45.7808 | -639.4743 | -621.0619 | -475.5745 | -1426.4334 | 675.9738 | 453.7289 | -10.1373 | 86.4521 | -878.897
2621 | -354.0077 | -199.3338 | 265.0333 | 1110.0036 | 374.5339 | 2266.8995 | 2549.0919 | 2777.1263 | 2192.6495 | -467.4296 | 624.9709 | -62.8209
2622 | -860.2696 | -414.0601 | 583.23 | 517.0469 | 187.2535 | 535.7976 | 1024.5157 | 2697.9586 | 2210.8695 | 723.6568 | 139.6789 | -29.1452
2623 | -1045.6374 | -137.048 | -690.8789 | -533.0245 | -230.3119 | -219.4941 | -131.5633 | 1624.3641 | 1547.2476 | -349.081 | 146.0311 | -728.749
2624 | -294.0923 | 377.6562 | 2106.6128 | 1850.9091 | 3698.313 | 1107.7363 | 1894.4005 | 2405.0482 | 4739.6696 | 3855.881 | 2700.6776 | 153.9201
2625 | -819.5762 | 155.4741 | 2530.8556 | 6499.703 | 6670.1622 | 5348.013 | 3820.3918 | 5810.6638 | 6788.192 | 5352.1435 | 3807.7367 | 1039.2563
2626 | 171.1711 | 3518.4913 | 6204.0039 | 6478.8309 | 6974.3684 | 6189.7586 | 3020.3316 | 3402.7187 | 5488.6447 | 5566.1791 | 3248.6736 | 646.7755
2627 | -212.8806 | 75.4721 | 400.596 | 2150.2496 | 524.2818 | 265.7544 | 1875.5756 | 2251.7466 | 3103.4076 | 231.1281 | 54.2282 | -424.0635
2628 | -225.6597 | 1934.313 | 3153.0361 | 3103.0695 | 2706.9732 | 2737.1448 | 2417.9984 | 2862.1134 | 2346.2305 | 2222.846 | 1417.3296 | -228.9006
2629 | -471.5943 | -470.4285 | 722.381 | 4337.8432 | 5497.7739 | 2859.799 | 2209.6717 | 5096.2819 | 4757.2678 | 1706.8473 | 622.5637 | -438.9911
2630 | -126.4126 | 766.7879 | 3414.2953 | 1389.5236 | 599.9589 | 615.8011 | 2292.1389 | 2956.3446 | 4380.2995 | 2846.9615 | 1329.0931 | 118.7961
2631 | -712.7826 | 2221.1492 | 2802.7182 | 3487.8184 | 4391.2043 | 2137.8109 | 1814.5523 | 2592.6521 | 3914.3474 | 4916.5674 | 3140.2351 | -326.8157
2632 | -356.693 | 423.3723 | 88.4272 | 359.7265 | -1199.4386 | -731.9799 | -950.7294 | 578.0317 | 4778.819 | 2140.4198 | 790.4339 | -327.9595
2633 | 1784.0148 | 2000.5697 | 1351.324 | 1817.4225 | 2953.0877 | 1493.7082 | 56.634 | 3953.6352 | 4654.324 | 2825.6759 | 2209.291 | 23.2037
2634 | -449.9383 | 191.616 | 1461.3031 | 2363.8104 | 2279.3927 | 2582.9805 | 1714.3382 | 2156.3966 | 2971.745 | 1628.0477 | -113.1321 | -1015.611
2635 | -1011.2061 | -507.4504 | -558.728 | -415.2915 | 563.3265 | -357.4952 | 1519.4184 | 2684.5252 | 4953.8979 | 4336.41 | 542.913 | -334.3178
2636 | -580.5812 | 504.5554 | 648.9628 | 1644.6602 | 256.7351 | 3597.7265 | 2606.5431 | 2872.4254 | 4426.9443 | 3319.5865 | 1525.7012 | 244.5667
2637 | -304.4024 | 489.5166 | 1054.0411 | 658.3323 | 726.3359 | 448.4656 | -307.5189 | 2936.2606 | 5594.352 | 3597.4942 | 1354.3241 | 473.656
2638 | -370.1703 | 556.6211 | -192.2545 | 144.2741 | -603.956 | 1483.1304 | 1471.6328 | 1961.5263 | 3893.6974 | 265.2246 | 654.2236 | -486.4834
2639 | -450.1589 | 429.0337 | 1382.0064 | 3446.794 | 4088.2161 | 1148.3622 | 3091.3359 | 4248.1725 | 4720.6761 | 2188.4007 | 781.9691 | -709.6082
2640 | -816.1006 | 7.6889 | -543.9518 | -947.0404 | -2078.2156 | -46.3428 | -280.2963 | 3126.4454 | 3016.398 | 1498.893 | 859.7265 | 77.219
2641 | -1093.9926 | -430.8604 | -377.2024 | -66.0444 | 372.351 | -267.7508 | 1566.3392 | 2590.653 | 5058.0257 | 4235.3229 | 332.3201 | -337.3381
2642 | -468.0183 | 311.6838 | 456.2254 | 1697.7693 | 418.443 | 3518.5434 | 2529.6447 | 2813.2241 | 4470.4314 | 3192.3987 | 1590.7151 | 76.3984
2643 | -331.9371 | -565.8516 | 1002.6235 | 4486.5218 | 5861.9434 | 3285.9073 | 2635.0173 | 5373.865 | 5023.9031 | 1737.536 | 1119.8269 | -77.508
2644 | -214.2395 | 243.7417 | 1683.5338 | 4682.3364 | 5740.9185 | 3262.6036 | 2637.6632 | 3061.7275 | 6601.9811 | 7301.859 | 3367.2974 | 1.6061
2645 | -65.8829 | 2476.5343 | 1317.6949 | 3968.5738 | 4545.7006 | 6378.3547 | 4255.1886 | 4232.2272 | 5137.8467 | 1878.0018 | 1672.9151 | -519.38
2646 | -346.5057 | 288.5825 | 552.3114 | 2246.1951 | 601.9664 | 318.6229 | 1859.9555 | 2297.4911 | 2913.8518 | 274.1473 | 120.2629 | -393.9167
2647 | -821.3022 | -285.7948 | -289.5217 | 844.4621 | 2142.9916 | 2054.7771 | 10.6452 | 1517.6257 | 3869.3244 | 2460.9714 | 537.8508 | 111.5446
2648 | -656.894 | -94.3024 | -76.882 | -993.7709 | -461.3566 | -384.7836 | -1288.2643 | 601.4421 | 871.4376 | -44.1366 | 135.9207 | -672.9985
2649 | -339.064 | 430.6029 | 2672.8216 | 1510.803 | 3482.8898 | 1294.9468 | 1794.8229 | 2360.9207 | 5263.0795 | 3973.0365 | 2805.1033 | 181.3173
2650 | -167.3609 | 650.5728 | 3471.786 | 1589.2202 | 749.9053 | 747.535 | 2589.8905 | 2616.0855 | 4329.8266 | 2605.0346 | 1324.3959 | 49.1092
2651 | -378.3329 | 133.987 | 1036.5143 | 2694.2685 | 2929.0083 | 2779.3508 | 3856.0225 | 4116.2609 | 5640.9795 | 6025.2017 | 3475.4894 | -18.1361
2652 | 1637.0495 | 1717.3225 | 1237.7886 | 1431.7331 | 2547.1531 | 1545.3909 | 200.5337 | 3994.3554 | 4522.3016 | 2824.4978 | 2311.3398 | 177.6703
2653 | -674.0318 | 108.5614 | -336.6117 | -11.0621 | -936.225 | 1067.5297 | 1328.0425 | 2057.9445 | 3511.5077 | -277.1368 | 161.6171 | -554.7291
2654 | -657.9892 | 248.5939 | -583.0456 | -47.2356 | -39.5508 | 135.7152 | -473.8088 | 2292.216 | 1670.3111 | -254.3415 | 152.5411 | -530.9183
2655 | -591.5399 | 595.4897 | 316.7767 | 433.7801 | 374.9873 | -60.5449 | 691.0823 | 1717.027 | 2880.1349 | 737.3509 | 781.9856 | 99.3361
2656 | -834.6026 | 2156.9311 | 2803.3022 | 3054.1792 | 4359.9224 | 1868.1243 | 1631.8454 | 2561.0969 | 3605.0782 | 4852.1513 | 2432.8749 | -470.7528
2657 | -36.4738 | 842.1521 | 1759.315 | 1441.1565 | 1272.8997 | 435.7507 | -676.776 | 1723.694 | 2706.6373 | 1805.8511 | 591.0574 | -587.4739
2658 | -998.7393 | 433.0969 | 596.5857 | 335.3909 | 429.1962 | 298.8563 | -523.5991 | 2406.7906 | 5133.533 | 3068.6017 | 1142.2853 | 273.9299
2659 | -366.2274 | 878.4678 | 2800.8128 | 3887.7377 | 4635.4175 | 5020.2262 | 921.4192 | 1051.0035 | 1222.2863 | -702.4567 | 454.9845 | -77.4399
2660 | -288.4144 | -155.4267 | 675.9407 | 1384.0625 | 1305.0922 | 2785.7636 | 2879.2088 | 3189.0464 | 2369.9952 | -197.6633 | 727.058 | -16.1588
2661 | -350.4559 | 393.8769 | 1829.2974 | 2697.3455 | 2441.9236 | 3170.9172 | 1818.8244 | 2368.175 | 3576.6379 | 2001.1037 | 138.3793 | -825.8493
2662 | -43.4704 | 2011.2912 | 3027.3331 | 3070.1337 | 2653.4534 | 2657.4392 | 2536.9852 | 2620.9697 | 2288.4887 | 2072.5979 | 1587.8693 | -142.6444
2663 | -544.6563 | -119.1931 | 1478.8461 | 4365.7899 | 4828.2892 | 4506.7998 | 2040.4136 | 2640.6511 | 5260.4696 | 5793.442 | 4397.0278 | 465.3633
2664 | -828.5765 | 573.4312 | -841.1354 | -689.3927 | 103.02 | 123.6646 | 69.009 | 1725.8329 | 1816.2454 | 178.3739 | 522.0296 | -459.8509
2665 | -461.2759 | 331.0405 | -11.9686 | 73.4361 | -1213.8009 | -1031.4072 | -1232.9184 | 803.0154 | 4970.1996 | 2236 | 645.3978 | -330.0241
2666 | -248.8664 | 627.9186 | 2706.6705 | 6680.5256 | 7252.6027 | 5405.3687 | 4190.2372 | 6345.2647 | 7233.377 | 5729.7953 | 3939.0538 | 1297.9813
2667 | -488.5987 | 388.8153 | 1678.3422 | 3633.9912 | 4299.234 | 1429.6633 | 2878.8314 | 4506.0572 | 4850.5429 | 2359.4449 | 752.2003 | -597.4972
2668 | 331.3729 | 3224.8091 | 5708.6513 | 5638.4672 | 6857.5122 | 5814.0591 | 2628.6889 | 3169.4449 | 5264.7289 | 5183.5456 | 3030.8324 | 534.4698
2669 | -702.6039 | 144.253 | -350.7085 | -712.225 | -1617.4731 | 23.6046 | -551.7349 | 2996.5148 | 2862.0106 | 1591.7208 | 899.5388 | 117.4109
2670 | -761.522 | -132.9289 | 332.778 | 135.2394 | -19.8336 | 501.4114 | 1671.3346 | 2277.6894 | 1719.5936 | 434.8083 | -187.3822 | -302.0808
2671 | -1076.4987 | 1787.1914 | 2246.0198 | 3130.3632 | 4396.1126 | 2169.1706 | 1880.9945 | 2545.6228 | 3584.0576 | 5071.2529 | 3102.0178 | -571.3772
2672 | -35.3778 | 760.6826 | 1765.398 | 1181.0493 | 1410.6659 | 487.335 | -453.8647 | 1889.6721 | 2779.7369 | 1667.0252 | 533.8616 | -1075.9482
2673 | -898.9241 | 214.9889 | -597.2041 | -477.7729 | -296.1152 | -177.6397 | -246.619 | 1846.6755 | 1712.4996 | -233.0458 | 443.3707 | -191.7516
2674 | 36.2014 | 3286.9503 | 5091.6268 | 6219.8456 | 6835.8051 | 5941.7568 | 2844.1054 | 3221.0537 | 5217.283 | 5377.122 | 2795.7078 | 280.0678
2675 | -615.3038 | -220.6788 | 631.6112 | 3977.8512 | 5700.2613 | 3083.3619 | 2520.7299 | 5485.1862 | 4658.6828 | 1530.6963 | 967.3837 | -473.836
2676 | -306.5181 | 2150.852 | 3228.6241 | 2938.9194 | 2661.0434 | 2367.1437 | 2467.7898 | 2413.3328 | 2136.9354 | 2193.679 | 1393.284 | -300.0678
2677 | -836.1693 | 291.4942 | -380.6121 | 7.992 | -38.1721 | -205.7568 | 420.5617 | 1509.1914 | 2467.939 | 455.8592 | 588.5077 | 287.6144
2678 | -448.3979 | 506.0471 | -284.0231 | -469.0378 | -856.4198 | 1397.0174 | 1226.9926 | 1911.9241 | 3627.0951 | 153.079 | 535.7483 | -621.8753
2679 | 1548.3019 | 1851.1068 | 1449.4944 | 1622.1795 | 2379.0284 | 1396.0408 | 121.3486 | 3647.2129 | 4596.9513 | 2687.5758 | 2186.7004 | 66.1157
2680 | -924.9441 | 55.3801 | 1722.8395 | 4827.0765 | 5768.4098 | 3091.8709 | 2562.518 | 2995.4358 | 6772.846 | 7460.813 | 3329.5612 | 254.7299
2681 | -548.8928 | 418.7299 | 1549.6285 | 3832.6651 | 4439.9838 | 1445.091 | 3029.7995 | 4421.8584 | 4899.504 | 2412.5041 | 587.8777 | -644.0367
2682 | -532.576 | 483.3476 | -592.9849 | -163.2166 | -110.3365 | -161.2739 | -586.9763 | 2242.1072 | 1597.9398 | -188.0418 | 277.6589 | -468.2462
2683 | -765.126 | -127.1443 | -162.1934 | 749.2748 | 2020.6109 | 2176.5838 | 225.5772 | 1754.9558 | 3897.3021 | 2657.0812 | 1078.2764 | 403.61
2684 | -473.1362 | 139.5015 | 1244.4831 | 2946.4902 | 2844.9624 | 3149.732 | 3992.9028 | 4218.6038 | 5451.4254 | 6024.1562 | 3098.2071 | -63.8814
2685 | -1137.6683 | -432.5522 | -373.2983 | -333.3796 | 286.791 | -589.5089 | 1248.1868 | 2349.9937 | 4995.6139 | 4109.0179 | 653.5163 | -430.6945
2686 | -615.372 | 203.5022 | 491.2224 | 1658.5091 | 140.6962 | 3424.7414 | 2537.4807 | 2866.9672 | 4457.8531 | 3552.0555 | 1749.5708 | 196.3604
2687 | -563.7853 | 282.9569 | 2958.9344 | 6543.3152 | 6424.2254 | 5348.3344 | 4162.9278 | 6170.3317 | 7089.9974 | 5652.2171 | 3785.7783 | 1286.5038
2688 | -796.6441 | -108.6599 | 391.5758 | 218.0377 | 285.5201 | 542.689 | 1580.3595 | 2362.4741 | 2157.0565 | 676.1381 | 200.5842 | 92.3593
2689 | -479.422 | 172.4989 | -262.5206 | -514.9979 | -524.499 | -429.7835 | -1060.5134 | 866.4165 | 668.0392 | -43.8488 | 152.7471 | -687.1421
2690 | -222.8953 | -36.2767 | 1200.3809 | 1576.7413 | 882.8136 | 2784.4847 | 2890.2531 | 3045.3279 | 2357.9463 | -178.7465 | 966.2444 | 116.1591
2691 | -646.5008 | -45.6604 | 1678.3288 | 4709.2321 | 4653.8481 | 4300.0726 | 2039.3842 | 2802.5187 | 5293.6933 | 5886.4146 | 4396.9475 | 437.6684
2692 | -144.0021 | 527.2878 | 2660.778 | 1593.6823 | 3734.3004 | 1303.9966 | 1713.4193 | 2299.4021 | 5082.0921 | 3920.3268 | 2732.7412 | -301.3566
2693 | 388.6511 | 2620.1988 | 1279.442 | 3854.2982 | 4542.973 | 6205.8103 | 4388.7654 | 4281.7014 | 5465.0854 | 2309.0929 | 2012.0819 | -278.638
2694 | -449.9797 | 708.6869 | 3167.1913 | 1630.2031 | 717.4819 | 660.0431 | 2515.7185 | 2844.999 | 4257.0926 | 2553.1134 | 1313.5202 | 246.2918
2695 | -1351.0188 | 175.3555 | -862.3194 | -534.6156 | -1732.9887 | -109.961 | -221.5478 | 2632.1059 | 2964.5717 | 1556.5193 | 961.2126 | 158.7933
2696 | -248.2309 | 138.1004 | 486.8845 | 2240.9428 | 682.4163 | 184.4587 | 1556.487 | 2190.7969 | 2685.6998 | 166.7067 | 83.7436 | -396.374
2697 | -724.5101 | 188.7055 | -196.6583 | -311.4018 | -1107.4557 | -765.1063 | -546.6033 | 813.9457 | 4742.9423 | 2070.0777 | 612.8577 | -295.7095
2698 | -227.2781 | 718.7575 | 808.1271 | 394.3139 | 903.1365 | 362.4065 | -457.3559 | 3044.8656 | 5438.0033 | 3323.4461 | 1288.2682 | 251.4366
2699 | -613.9769 | 612.0665 | 2679.0204 | 3530.9715 | 4296.8973 | 4771.635 | 893.1234 | 909.6444 | 1358.6243 | -478.9813 | 357.2541 | -232.3735
2700 | -521.4656 | -206.0003 | 1520.5888 | 2767.4859 | 2454.3669 | 2598.1233 | 1711.1681 | 2148.9189 | 3537.459 | 1876.7094 | 85.0795 | -1153.495
Average | -397.7782 | 549.1283 | 1178.1689 | 2007.7409 | 2141.5658 | 1937.4436 | 1475.469 | 2724.5382 | 3904.6342 | 2478.2956 | 1405.1821 | -109.0066
Annual Average | [11 empty] | 1606.5454

## Generation4ProForma
Category | 2027-10-01 | 2027-11-01 | 2027-12-01 | 2028-01-01 | 2028-02-01 | 2028-03-01 | 2028-04-01 | 2028-05-01 | 2028-06-01 | 2028-07-01 | 2028-08-01 | 2028-09-01 | Total
Hydro | 3941700.1184 | 5370148.5195 | 6936908.2971 | 7717363.353 | 6890928.1454 | 6797352.8296 | 5556408.0932 | 6454578.0406 | 7219133.9893 | 6952144.1891 | 6023353.5884 | 4127042.8527 | 73987062.0164
Wind | 1079.7166 | 0 | 0 | 0 | 0 | 0 | 0 | 0 | 0 | 0 | 0 | 0 | 1079.7166
CGS | 830304 | 804636 | 830304 | 830304 | 776736 | 829188 | 803520 | 830304 | 803520 | 830304 | 830304 | 803520 | 9802944

## NSRChart
Current | Previous

## TFSales (hidden)
PD | Delivery_Month | Price | MWh | Intertie MWh | Condition | TotalMWh | Revenue | aMWs |  | MWhs
COB | 2021-10-01 | 40 | 31200 | 936 | HLH | 32136 | 1248000 | 154.5 |  | 114948
COB | 2021-10-01 | 41 | 31200 | 936 | HLH | 32136 | 1279200
COB | 2021-10-01 | 40 | 24600 | 738 | LLH | 25338 | 984000
COB | 2021-10-01 | 41 | 24600 | 738 | LLH | 25338 | 1008600
COB | 2021-11-01 | 40 | 30000 | 900 | HLH | 30900 | 1200000 | 154.7146 |  | 111394.5
COB | 2021-11-01 | 41 | 30000 | 900 | HLH | 30900 | 1230000
COB | 2021-11-01 | 40 | 24075 | 722.25 | LLH | 24797.25 | 963000
COB | 2021-11-01 | 41 | 24075 | 722.25 | LLH | 24797.25 | 987075
COB | 2021-12-01 | 40 | 31200 | 936 | HLH | 32136 | 1248000 | 154.5 |  | 114948
COB | 2021-12-01 | 41 | 31200 | 936 | HLH | 32136 | 1279200
COB | 2021-12-01 | 40 | 24600 | 738 | LLH | 25338 | 984000
COB | 2021-12-01 | 41 | 24600 | 738 | LLH | 25338 | 1008600
[6 empty] | Total Sale | 13419.675 |  | Total Annual aMW | 38.9601
Not Updated as of 9.21,Don’t use

## MidCNoNeg
FiscalYear | Condition | 2027-10-01 | 2027-11-01 | 2027-12-01 | 2028-01-01 | 2028-02-01 | 2028-03-01 | 2028-04-01 | 2028-05-01 | 2028-06-01 | 2028-07-01 | 2028-08-01 | 2028-09-01 | Wtd. Price
2028 | Flat | 48.0891 | 37.965 | 47.1 | 41.7038 | 42.0694 | 30.4801 | 23.9104 | 8.5065 | 14.5118 | 52.2681 | 54.3899 | 65.648 | 38.9072
2028 | HLH | 49.0419 | 37.5895 | 46.9934 | 41.2393 | 40.9311 | 27.5758 | 21.8512 | 6.4774 | 13.5088 | 52.7597 | 55.6057 | 65.3881 | 38.1702
2028 | LLH | 46.8807 | 38.4328 | 47.2351 | 42.2439 | 43.6076 | 34.5144 | 26.4844 | 11.0801 | 15.8844 | 51.6965 | 52.7064 | 65.9728 | 39.8491
PREVIOUS
FiscalYear | Condition | 2023-10-01 | 2023-11-01 | 2023-12-01 | 2024-01-01 | 2024-02-01 | 2024-03-01 | 2024-04-01 | 2024-05-01 | 2024-06-01 | 2024-07-01 | 2024-08-01 | 2024-09-01 | Wtd. Price
2024 | Flat | 41.9478 | 36.6193 | 58.7831 | 44.5658 | 46.8045 | 35.3609 | 21.3234 | 15.8067 | 14.3325 | 47.2171 | 60.4166 | 49.6021 | 39.4556
2024 | HLH | 48.4932 | 41.2194 | 64.1104 | 50.3491 | 50.3923 | 35.0078 | 20.8401 | 16.9628 | 17.5958 | 55.6656 | 69.2146 | 55.8566 | 43.8195
2024 | LLH | 33.6462 | 30.8872 | 52.5886 | 37.2309 | 41.9562 | 35.8102 | 21.9848 | 14.3405 | 10.2535 | 36.5019 | 48.2348 | 42.4541 | 33.9196
DELTAS
YEAR 1 | Condition | Oct | Nov | Dec | Jan | Feb | Mar | Apr | May | Jun | Jul | Aug | Sep | Wtd. Price
| Flat | 6.1413 | 1.3456 | -11.6832 | -2.862 | -4.7351 | -4.8808 | 2.587 | -7.3002 | 0.17929 | 5.0511 | -6.0267 | 16.0459 | -0.54836
| HLH | 0.54863 | -3.6299 | -17.117 | -9.1098 | -9.4612 | -7.4319 | 1.0111 | -10.4854 | -4.087 | -2.9059 | -13.6088 | 9.5315 | -5.6492
| LLH | 13.2344 | 7.5456 | -5.3535 | 5.0131 | 1.6514 | -1.2958 | 4.4996 | -3.2604 | 5.6309 | 15.1947 | 4.4716 | 23.5187 | 5.9295

## Critical_Price
FiscalYear | Condition | 2027-10-01 | 2027-11-01 | 2027-12-01 | 2028-01-01 | 2028-02-01 | 2028-03-01 | 2028-04-01 | 2028-05-01 | 2028-06-01 | 2028-07-01 | 2028-08-01 | 2028-09-01 | Wtd. Avg Annual Price
2028 | Flat | 53.0209 | 42.5228 | 53.3624 | 53.3477 | 58.8134 | 44.4864 | 42.2679 | 16.4528 | 32.3704 | 71.7042 | 59.2967 | 70.8584 | 49.8576
2028 | HLH | 54.2137 | 42.5363 | 53.3957 | 52.4801 | 58.0235 | 42.1626 | 40.6492 | 13.6101 | 30.6452 | 72.826 | 60.9845 | 71.5753 | 49.3043
2028 | LLH | 51.508 | 42.506 | 53.3201 | 54.3565 | 59.8809 | 47.7144 | 44.2914 | 20.0581 | 34.7311 | 70.3998 | 56.9597 | 69.9623 | 50.5648
FiscalYear | Condition | 2027-10-01 | 2027-11-01 | 2027-12-01 | 2028-01-01 | 2028-02-01 | 2028-03-01 | 2028-04-01 | 2028-05-01 | 2028-06-01 | 2028-07-01 | 2028-08-01 | 2028-09-01 | Wtd. Avg Annual Price
2028 | Flat | 53.0209 | 42.5228 | 53.3624 | 53.3477 | 58.8134 | 44.4864 | 42.2679 | 16.4528 | 32.3704 | 71.7042 | 59.2967 | 70.8584 | 49.8576
2028 | HLH | 54.2137 | 42.5363 | 53.3957 | 52.4801 | 58.0235 | 42.1626 | 40.6492 | 13.6101 | 30.6452 | 72.826 | 60.9845 | 71.5753 | 49.3043
2028 | LLH | 51.508 | 42.506 | 53.3201 | 54.3565 | 59.8809 | 47.7144 | 44.2914 | 20.0581 | 34.7311 | 70.3998 | 56.9597 | 69.9623 | 50.5648
PREVIOUS
FiscalYear | Condition | 2023-10-01 | 2023-11-01 | 2023-12-01 | 2024-01-01 | 2024-02-01 | 2024-03-01 | 2024-04-01 | 2024-05-01 | 2024-06-01 | 2024-07-01 | 2024-08-01 | 2024-09-01 | Wtd. Avg Annual Price
2024 | Flat | 44.4418 | 41.5516 | 71.4218 | 58.6264 | 60.9792 | 48.4267 | 35.9013 | 27.483 | 32.0381 | 63.2325 | 67.6726 | 52.3522 | 50.393
2024 | HLH | 51.8964 | 46.1831 | 76.9274 | 62.6813 | 63.1202 | 46.8852 | 34.2812 | 27.5435 | 35.8485 | 72.6896 | 78.4043 | 59.4104 | 54.691
2024 | LLH | 34.9871 | 35.7803 | 65.02 | 53.4837 | 58.086 | 50.3878 | 38.1182 | 27.4062 | 27.2752 | 51.2382 | 52.8133 | 44.2857 | 44.9406
FiscalYear | Condition | 2024-10-01 | 2024-11-01 | 2024-12-01 | 2025-01-01 | 2025-02-01 | 2025-03-01 | 2025-04-01 | 2025-05-01 | 2025-06-01 | 2025-07-01 | 2025-08-01 | 2025-09-01 | Wtd. Avg Annual Price
2025 | Flat | 45.0425 | 41.1163 | 71.8956 | 58.2417 | 58.7677 | 48.8337 | 34.8276 | 30.2116 | 26.017 | 66.644 | 74.5615 | 56.7325 | 51.1351
2025 | HLH | 52.1229 | 44.2109 | 73.7374 | 62.4565 | 60.5226 | 47.3283 | 33.076 | 29.473 | 28.9028 | 77.3188 | 88.1493 | 64.2315 | 55.1133
2025 | LLH | 35.2388 | 37.26 | 69.754 | 52.8961 | 56.4278 | 50.7488 | 37.2246 | 31.1484 | 22.4098 | 53.1052 | 57.3281 | 47.3586 | 46.057
DELTAS
YEAR 1 | Condition | Oct | Nov | Dec | Jan | Feb | Mar | Apr | May | Jun | Jul | Aug | Sep | Wtd. Avg Annual Price
| Flat | 8.5791 | 0.97117 | -18.0594 | -5.2787 | -2.1658 | -3.9403 | 6.3667 | -11.0302 | 0.33222 | 8.4717 | -8.3759 | 18.5062 | -0.53541
| HLH | 2.3173 | -3.6468 | -23.5317 | -10.2012 | -5.0966 | -4.7226 | 6.368 | -13.9334 | -5.2033 | 0.13636 | -17.4197 | 12.1649 | -5.3868
| LLH | 16.5209 | 6.7257 | -11.6998 | 0.87286 | 1.7948 | -2.6734 | 6.1731 | -7.3482 | 7.4559 | 19.1616 | 4.1464 | 25.6765 | 5.6242
YEAR 2 | Condition | Oct | Nov | Dec | Jan | Feb | Mar | Apr | May | Jun | Jul | Aug | Sep | Wtd. Avg Annual Price
| Flat | 7.9784 | 1.4065 | -18.5332 | -4.894 | 0.045753 | -4.3473 | 7.4403 | -13.7589 | 6.3534 | 5.0602 | -15.2648 | 14.126 | -1.2775
| HLH | 2.0908 | -1.6747 | -20.3417 | -9.9763 | -2.499 | -5.1657 | 7.5732 | -15.8629 | 1.7424 | -4.4928 | -27.1648 | 7.3438 | -5.809
| LLH | 16.2693 | 5.2459 | -16.4339 | 1.4604 | 3.4531 | -3.0344 | 7.0667 | -11.0904 | 12.3213 | 17.2946 | -0.36841 | 22.6036 | 4.5078

## RAM_4h10C_TxExp (hidden)
BP 22 Final Proposal | FY -2022 | FY -2023
Discretionary | 86912.8276 | 0
Non Discretionary Sys Obl | 2740.638 | 0
Tx Services | #REF! | #REF!
Total | 89653.4656 | 0
Fiscal Year | Purchase Expense | Direct Expense | Pisces | Capital | % | Credit | RAM
2022 | 131.7824 | 247.5077 | 0 | 43 | 22.3% | 94.1707 | -94170.7028
2023 | 132.2958 | 247.1956 | 0 | 43 | 22.3% | 94.2156 | -94215.5811

## RAMnsr
8784
Category | 2028
Balancing Sales aMW | 1758.3112
Balancing Sales Revenue ($000) | 352580.7804
Extra Regional Sales Revenue Delta ($000) | 34367.1476
Wtd. Balancing Sales $/MWh | 22.8281
Balancing Purchase aMW | -147.5398
Balancing Purchase Expense ($000) | -74449.489
Transmission Re-Dispatch | -244.8828
Wtd. Balancing Purchase $/MWh | 57.4461
Net Balancing aMW | 1610.7715
Net Balancing NSR Revenue ($000) | 312253.5562
Wtd. Net Balancing NSR $/MWh | 22.0689
Committed Sales aMW | 0
Committed Sales Revenue | 0
Wtd. Committed Sales $/MWh | #NUM!
Committed Purchase aMW | -61.3507
Committed Purchase Expense | -16969.6373
Wtd. Committed Purchase $/MWh | 31.4891
Net Committed Deals aMW | -61.3507
Net Committed Revenue ($000) | -16969.6373
Total Net Position aMW | 1549.4207
Total Net NSR Revenue ($000) | 295283.9188
Wtd. Total NSR $/MWh | 21.6959

## RAMinv
Category | 2028
Hydro | 6618.8891
Slice Loss Returns | 17.1811
HydroShift | 2.3599
CGS | 1116
Wind | 0.12292
Klondike 3 | 0
Small Hydro | 2.8808
Import LCA Treaty | 1
Non Federal CER | 84.0464
Tier 1 Augmentation | 0
Tier 2 Augmentation | 292.7206
Other Augmentation | 36.4966
Committed Purchase | 63.1375
Total Resources | 8232.4751
Transmission Losses | -237.4752
Extra Losses | -1.6566
Total Resources less Losses | 7993.3433
Load Following | 4638.2415
Federal Agencies | 138.3161
SRTP | 839.02
Block | 1187.7336
DSI | 10.9998
Canadian Entitlement | 305
NTSA | 12.5156
USBR | 195.8695
Dittmer Ops | 9.4369
Upper Baker 2 | 1.291
Firm Surplus Sales | 0
Committed Sale | 0
Tier 2 | 619.143
Total Load | 7983.0638
Surplus Deficit | 10.2795

## SliceRevenue
FiscalYear | SliceSalesRev | CAISO_SliceSalesRev | DELTA
2028 | 50829.9662 | 55190.7126 | 4360.7464

## R Script Brute Force Data Grab
write.table(dtHours, "clipboard", sep="\t", row.names=FALSE, col.names=FALSE) #Hours
write.table(InvCritYR1, "clipboard", sep="\t", row.names=FALSE, col.names=FALSE) #CritInv_Year1
write.table(InvCritYR2, "clipboard", sep="\t", row.names=FALSE, col.names=FALSE) #CritInv_Year2
write.table(dtSurplus.Check, "clipboard", sep="\t", row.names=FALSE, col.names=FALSE) #SurplusCheck
write.table(LTinv, "clipboard", sep="\t", row.names=FALSE, col.names=FALSE) #AnnualInv
write.table(InvAvgYR1, "clipboard", sep="\t", row.names=FALSE, col.names=FALSE) #AvgInv_Year1
write.table(InvAvgYR2, "clipboard", sep="\t", row.names=FALSE, col.names=FALSE) #AvgInv_Year2
write.table(NSRAvgYR1, "clipboard", sep="\t", row.names=FALSE, col.names=FALSE) #NSR_Year1
write.table(NSRAvgYR2, "clipboard", sep="\t", row.names=FALSE, col.names=FALSE) #NSR_Year2
write.table(dtHP.Stats1, "clipboard", sep="\t", row.names=FALSE, col.names=FALSE) #Stats
write.table(dtNSRStat1, "clipboard", sep="\t", row.names=FALSE, col.names=FALSE) #Stats
write.table(dtHP.Stats2, "clipboard", sep="\t", row.names=FALSE, col.names=FALSE) #Stats
write.table(dtNSRStat2, "clipboard", sep="\t", row.names=FALSE, col.names=FALSE) #Stats
write.table(dtMidC.By.Con1, "clipboard", sep="\t", row.names=FALSE, col.names=FALSE) #MidCNoNeg
write.table(dtMidC.By.Con2, "clipboard", sep="\t", row.names=FALSE, col.names=FALSE) #MidCNoNeg
write.table(dtMidC.Crit.Yr1, "clipboard", sep="\t", row.names=FALSE, col.names=FALSE) #Critical_Price
write.table(dtMidC.Crit.Yr2, "clipboard", sep="\t", row.names=FALSE, col.names=FALSE) #Critical_Price
write.table(RAMdoc, "clipboard", sep="\t", row.names=FALSE, col.names=FALSE) #RAMnsr
write.table(RAMinv, "clipboard", sep="\t", row.names=FALSE, col.names=FALSE) #RAMinv
write.table(Slice_annual_Rev, "clipboard", sep="\t", row.names=FALSE, col.names=FALSE) #SliceRevenue
write.csv(Surplus.Deficit,"SurplusDeficit.csv") #Surplus4TxModel